Solar Registration Program | NJSRRE1542445397 | Lakewood | 8701 | 18 | 12.4 | Residential | No | Behind the Meter | Powerlutions | JCP&L | Final As-Built Received | 2019-09-26 | 2019-09-30 | 2020-09-30 | Axitec | AC-310P/156-72S | Solar Panels |  | 0.31 | 40 | 178 | 32 |  | Fixed | Roof
Solar Registration Program | NJSRRE1542445397 | Lakewood | 8701 | 18 | 12.4 | Residential | No | Behind the Meter | Powerlutions | JCP&L | Final As-Built Received | 2019-09-26 | 2019-09-30 | 2020-09-30 | Enphase | X-IQ-AM1-240-3 | Meters |  |  | 1 |  |  |  | Yes | Outdoor
Solar Registration Program | NJSRRE1542445397 | Lakewood | 8701 | 18 | 12.4 | Residential | No | Behind the Meter | Powerlutions | JCP&L | Final As-Built Received | 2019-09-26 | 2019-09-30 | 2020-09-30 | Enphase | IQ7-60-2-US | Inverters | 240 |  | 40 |  |  | 0.99 |  | Outdoor | near meter
Solar Registration Program | NJSRRE1542448523 | Hamilton | 8619 | 12 | 12.4 | Residential | No | Behind the Meter | Solar Energy World | PSE&G | Accepted | 2019-09-27 | 2019-10-01 | 2020-10-01 | LONGi Green Energy Technology | LR6-60PE-310M | Solar Panels |  | 0.31 | 40 | 88 | 33 |  | Fixed | Roof
Solar Registration Program | NJSRRE1542448523 | Hamilton | 8619 | 12 | 12.4 | Residential | No | Behind the Meter | Solar Energy World | PSE&G | Accepted | 2019-09-27 | 2019-10-01 | 2020-10-01 | Solar Edge | SE10000H-USRGM | Inverters | 10000 |  | 1 |  |  | 0.98 |  | Outside | near meter
Solar Registration Program | NJSRRE1542500955 | Lanoka Harbor | 8734 | 18 | 12.4 | Residential | Yes | Behind the Meter | All Season Solar | JCP&L | Accepted | 2019-10-03 | 2019-10-08 | 2020-10-08 | Trina | TSM D05H.05II 310W AUG 2019 | Solar Panels |  | 0.31 | 21 | 184 | 23 |  | Fixed | Roof
Solar Registration Program | NJSRRE1542500955 | Lanoka Harbor | 8734 | 18 | 12.4 | Residential | Yes | Behind the Meter | All Season Solar | JCP&L | Accepted | 2019-10-03 | 2019-10-08 | 2020-10-08 | Trina | TSM D05H.05II 310W AUG 2019 | Solar Panels |  | 0.31 | 14 | 94 | 18 |  | Fixed | Roof
Solar Registration Program | NJSRRE1542500955 | Lanoka Harbor | 8734 | 18 | 12.4 | Residential | Yes | Behind the Meter | All Season Solar | JCP&L | Accepted | 2019-10-03 | 2019-10-08 | 2020-10-08 | Trina | TSM D05H.05II 310W AUG 2019 | Solar Panels |  | 0.31 | 5 | 184 | 20 |  | Fixed | Roof
Solar Registration Program | NJSRRE1542500955 | Lanoka Harbor | 8734 | 18 | 12.4 | Residential | Yes | Behind the Meter | All Season Solar | JCP&L | Accepted | 2019-10-03 | 2019-10-08 | 2020-10-08 | Enphase | IQ7 | Inverters | 240 |  | 40 |  |  | 0.97 |  | Outdoor | Under Module
Solar Registration Program | NJSRRE1542501220 | Willingboro | 8046 | 13 | 12.4 | Residential | No | Behind the Meter | Public Service Solar | PSE&G | Accepted | 2019-10-03 | 2019-10-08 | 2020-10-08 | LG | LG335N1K-V5 | Solar Panels |  | 0.335 | 37 | 147 | 40 |  | Fixed | Roof
Solar Registration Program | NJSRRE1542501220 | Willingboro | 8046 | 13 | 12.4 | Residential | No | Behind the Meter | Public Service Solar | PSE&G | Accepted | 2019-10-03 | 2019-10-08 | 2020-10-08 | Enphase Energy | IQ7+ | Inverters | 0.335 |  | 37 |  |  | 0.98 |  | Outside | Under panels
Solar Registration Program | NJSRRE1542505763 | Somerset | 8873 | 5 | 12.4 | Residential | No | Behind the Meter | Ampericon | PSE&G | Accepted | 2019-10-04 | 2019-10-09 | 2020-10-09 | Silfab | SLA-M-310 | Solar Panels |  | 0.31 | 33 | 197 | 25 |  | Fixed | Roof
Solar Registration Program | NJSRRE1542505763 | Somerset | 8873 | 5 | 12.4 | Residential | No | Behind the Meter | Ampericon | PSE&G | Accepted | 2019-10-04 | 2019-10-09 | 2020-10-09 | Silfab | SLA-M-310 | Solar Panels |  | 0.31 | 7 | 107 | 25 |  | Fixed | Roof
Solar Registration Program | NJSRRE1542505763 | Somerset | 8873 | 5 | 12.4 | Residential | No | Behind the Meter | Ampericon | PSE&G | Accepted | 2019-10-04 | 2019-10-09 | 2020-10-09 | EnPhase | IQ7 | Inverters | 250 |  | 40 |  |  | 0.965 |  | Outside | Roof
Solar Registration Program | NJSRRE1542556903 | Cologne | 8330 | 19 | 12.4 | Residential | No | Behind the Meter | All Season Solar | AC Electric | Final As-Built Received | 2019-10-18 | 2019-10-22 | 2020-10-22 | Certain Teed | CT-310HC11-04 | Solar Panels |  | 0.31 | 40 | 132 | 34 |  | Fixed | Roof
Solar Registration Program | NJSRRE1542556903 | Cologne | 8330 | 19 | 12.4 | Residential | No | Behind the Meter | All Season Solar | AC Electric | Final As-Built Received | 2019-10-18 | 2019-10-22 | 2020-10-22 | Hialeah | CL200 | Meters |  |  | 1 |  |  |  | Yes | Outdoor
Solar Registration Program | NJSRRE1542556903 | Cologne | 8330 | 19 | 12.4 | Residential | No | Behind the Meter | All Season Solar | AC Electric | Final As-Built Received | 2019-10-18 | 2019-10-22 | 2020-10-22 | Enphase | IQ7 | Inverters | 240 |  | 40 |  |  | 0.97 |  | Outdoor | Under Module
Solar Registration Program | NJSRRE1542575725 | Pedricktown | 8067 | 16 | 12.4 | Residential | Yes | Behind the Meter | Orbit Energy & Power, LLC | AC Electric | Accepted | 2019-10-22 | 2019-10-24 | 2020-10-24 | trina | tsm 310 | Solar Panels |  | 0.31 | 40 | 270 | 23 |  | Fixed | Roof
Solar Registration Program | NJSRRE1542575725 | Pedricktown | 8067 | 16 | 12.4 | Residential | Yes | Behind the Meter | Orbit Energy & Power, LLC | AC Electric | Accepted | 2019-10-22 | 2019-10-24 | 2020-10-24 | enphase | iq7 | Inverters | 240 |  | 40 |  |  | 0.986 |  | Outside | panel
Solar Registration Program | NJSRRE1542589824 | Englishtown | 7726 | 17 | 12.4 | Residential | No | Behind the Meter | All Season Solar | JCP&L | Accepted | 2019-10-25 | 2019-10-29 | 2020-10-29 | Certain Teed | CT-310HC11-04 | Solar Panels |  | 0.31 | 18 | 188 | 26 |  | Fixed | Roof
Solar Registration Program | NJSRRE1542589824 | Englishtown | 7726 | 17 | 12.4 | Residential | No | Behind the Meter | All Season Solar | JCP&L | Accepted | 2019-10-25 | 2019-10-29 | 2020-10-29 | Certain Teed | CT-310HC11-04 | Solar Panels |  | 0.31 | 8 | 98 | 26 |  | Fixed | Roof
Solar Registration Program | NJSRRE1542589824 | Englishtown | 7726 | 17 | 12.4 | Residential | No | Behind the Meter | All Season Solar | JCP&L | Accepted | 2019-10-25 | 2019-10-29 | 2020-10-29 | Certain Teed | CT-310HC11-04 | Solar Panels |  | 0.31 | 9 | 278 | 26 |  | Fixed | Roof
Solar Registration Program | NJSRRE1542589824 | Englishtown | 7726 | 17 | 12.4 | Residential | No | Behind the Meter | All Season Solar | JCP&L | Accepted | 2019-10-25 | 2019-10-29 | 2020-10-29 | Certain Teed | CT-310HC11-04 | Solar Panels |  | 0.31 | 5 | 188 | 26 |  | Fixed | Roof
Solar Registration Program | NJSRRE1542589824 | Englishtown | 7726 | 17 | 12.4 | Residential | No | Behind the Meter | All Season Solar | JCP&L | Accepted | 2019-10-25 | 2019-10-29 | 2020-10-29 | Enphase | IQ7 | Inverters | 240 |  | 40 |  |  | 0.97 |  | Outdoor | Under Module
Solar Registration Program | NJSRRE1542589857 | Trenton | 8619 | 12 | 12.4 | Residential | Yes | Behind the Meter | Pro Custom Solar dba Momentum Solar | PSE&G | Accepted | 2019-10-25 | 2019-10-29 | 2020-10-29 | LG Electronics | LG 335N1C-V5 | Solar Panels |  | 0.335 | 20 | 263 | 23 |  | Fixed | Roof
Solar Registration Program | NJSRRE1542589857 | Trenton | 8619 | 12 | 12.4 | Residential | Yes | Behind the Meter | Pro Custom Solar dba Momentum Solar | PSE&G | Accepted | 2019-10-25 | 2019-10-29 | 2020-10-29 | LG Electronics | LG 335N1C-V5 | Solar Panels |  | 0.335 | 17 | 83 | 22 |  | Fixed | Roof
Solar Registration Program | NJSRRE1542589857 | Trenton | 8619 | 12 | 12.4 | Residential | Yes | Behind the Meter | Pro Custom Solar dba Momentum Solar | PSE&G | Accepted | 2019-10-25 | 2019-10-29 | 2020-10-29 | Enphase Energy | IQ7-60-2-US | Inverters | 250 |  | 37 |  |  | 0.97 |  | Outdoor | Roof
Solar Registration Program | NJSRRE1542707750 | Burlington TWP | 8016 | 13 | 12.4 | Residential | Yes | Behind the Meter | 1st Light Energy Inc | PSE&G | Accepted | 2019-10-29 | 2019-10-31 | 2020-10-31 | Longi | LR6-60HPB-310M | Solar Panels |  | 0.31 | 13 | 91 | 23 |  | Fixed | Roof
Solar Registration Program | NJSRRE1542707750 | Burlington TWP | 8016 | 13 | 12.4 | Residential | Yes | Behind the Meter | 1st Light Energy Inc | PSE&G | Accepted | 2019-10-29 | 2019-10-31 | 2020-10-31 | Longi | LR6-60HPB-310M | Solar Panels |  | 0.31 | 8 | 271 | 23 |  | Fixed | Roof
Solar Registration Program | NJSRRE1542707750 | Burlington TWP | 8016 | 13 | 12.4 | Residential | Yes | Behind the Meter | 1st Light Energy Inc | PSE&G | Accepted | 2019-10-29 | 2019-10-31 | 2020-10-31 | Longi | LR6-60HPB-310M | Solar Panels |  | 0.31 | 10 | 180 | 23 |  | Fixed | Roof
Solar Registration Program | NJSRRE1542707750 | Burlington TWP | 8016 | 13 | 12.4 | Residential | Yes | Behind the Meter | 1st Light Energy Inc | PSE&G | Accepted | 2019-10-29 | 2019-10-31 | 2020-10-31 | Longi | LR6-60HPB-310M | Solar Panels |  | 0.31 | 9 | 0 | 23 |  | Fixed | Roof
Solar Registration Program | NJSRRE1542707750 | Burlington TWP | 8016 | 13 | 12.4 | Residential | Yes | Behind the Meter | 1st Light Energy Inc | PSE&G | Accepted | 2019-10-29 | 2019-10-31 | 2020-10-31 | SMA | SB 5.0-1SP-US-41 (240V) | Inverters | 10000 |  | 2 |  |  | 0.97 |  | Outside | within 10 feet of meter
Solar Registration Program | NJSRRE1542765477 | Elizabeth | 7208 | 10 | 12.4 | Residential | No | Behind the Meter | Orbit Energy & Power, LLC | PSE&G | Accepted | 2019-10-30 | 2019-11-01 | 2020-11-01 | axitec | axitec 310 | Solar Panels |  | 0.31 | 17 | 176 | 20 |  | Fixed | Roof
Solar Registration Program | NJSRRE1542765477 | Elizabeth | 7208 | 10 | 12.4 | Residential | No | Behind the Meter | Orbit Energy & Power, LLC | PSE&G | Accepted | 2019-10-30 | 2019-11-01 | 2020-11-01 | axitec | axitec 310 | Solar Panels |  | 0.31 | 23 | 266 | 20 |  | Fixed | Roof
Solar Registration Program | NJSRRE1542765477 | Elizabeth | 7208 | 10 | 12.4 | Residential | No | Behind the Meter | Orbit Energy & Power, LLC | PSE&G | Accepted | 2019-10-30 | 2019-11-01 | 2020-11-01 | enphase | iq7 | Inverters | 240 |  | 40 |  |  | 0.986 |  | Outside | panel
Solar Registration Program | NJSRRE1542765499 | Blackwood | 8012 | 14 | 12.4 | Residential | No | Behind the Meter | Orbit Energy & Power, LLC | PSE&G | Accepted | 2019-10-30 | 2019-11-01 | 2020-11-01 | axitec | axitec 310 | Solar Panels |  | 0.31 | 12 | 88 | 31 |  | Fixed | Roof
Solar Registration Program | NJSRRE1542765499 | Blackwood | 8012 | 14 | 12.4 | Residential | No | Behind the Meter | Orbit Energy & Power, LLC | PSE&G | Accepted | 2019-10-30 | 2019-11-01 | 2020-11-01 | axitec | axitec 310 | Solar Panels |  | 0.31 | 16 | 269 | 31 |  | Fixed | Roof
Solar Registration Program | NJSRRE1542765499 | Blackwood | 8012 | 14 | 12.4 | Residential | No | Behind the Meter | Orbit Energy & Power, LLC | PSE&G | Accepted | 2019-10-30 | 2019-11-01 | 2020-11-01 | axitec | axitec 310 | Solar Panels |  | 0.31 | 12 | 269 | 31 |  | Fixed | Roof
Solar Registration Program | NJSRRE1542765499 | Blackwood | 8012 | 14 | 12.4 | Residential | No | Behind the Meter | Orbit Energy & Power, LLC | PSE&G | Accepted | 2019-10-30 | 2019-11-01 | 2020-11-01 | enphase | iq7 | Inverters | 240 |  | 40 |  |  | 0.986 |  | Outside | panel
Solar Registration Program | NJSRRE1542850500 | Little Egg Harbor | 8087 | 18 | 12.4 | Residential | Yes | Behind the Meter | Reliable Power and Solar | AC Electric | Accepted | 2019-10-31 | 2019-11-04 | 2020-11-04 | Trina | tsmdd05 | Solar Panels |  | 0.31 | 4 | 80 | 18 |  | Fixed | Roof | roof
Solar Registration Program | NJSRRE1542850500 | Little Egg Harbor | 8087 | 18 | 12.4 | Residential | Yes | Behind the Meter | Reliable Power and Solar | AC Electric | Accepted | 2019-10-31 | 2019-11-04 | 2020-11-04 | trina | tsmdd05 | Solar Panels |  | 0.31 | 15 | 260 | 18 |  | Fixed | Roof | roof
Solar Registration Program | NJSRRE1542850500 | Little Egg Harbor | 8087 | 18 | 12.4 | Residential | Yes | Behind the Meter | Reliable Power and Solar | AC Electric | Accepted | 2019-10-31 | 2019-11-04 | 2020-11-04 | trina | tsmdd05 | Solar Panels |  | 0.31 | 21 | 260 | 18 |  | Fixed | Roof | roof
Solar Registration Program | NJSRRE1542850500 | Little Egg Harbor | 8087 | 18 | 12.4 | Residential | Yes | Behind the Meter | Reliable Power and Solar | AC Electric | Accepted | 2019-10-31 | 2019-11-04 | 2020-11-04 | enphase | IQ7 | Inverters | 240 |  | 40 |  |  | 0.97 |  | Outdoor | roof
Solar Registration Program | NJSRRE1542909633 | Millville | 8332 | 20 | 12.4 | Residential | Yes | Behind the Meter | Orbit Energy & Power, LLC | AC Electric | Accepted | 2019-11-04 | 2019-11-06 | 2020-11-06 | trina | tsm 310 | Solar Panels |  | 0.31 | 40 | 177 | 28 |  | Fixed | Roof
Solar Registration Program | NJSRRE1542909633 | Millville | 8332 | 20 | 12.4 | Residential | Yes | Behind the Meter | Orbit Energy & Power, LLC | AC Electric | Accepted | 2019-11-04 | 2019-11-06 | 2020-11-06 | enphase | iq7 | Inverters | 240 |  | 40 |  |  | 0.986 |  | Outside | panel
Solar Registration Program | NJSRRE1542909709 | Sicklerville | 8081 | 14 | 12.4 | Residential | Yes | Behind the Meter | Orbit Energy & Power, LLC | AC Electric | Accepted | 2019-11-04 | 2019-11-06 | 2020-11-06 | trina | tsm 310 | Solar Panels |  | 0.31 | 24 | 158 | 25 |  | Fixed | Roof
Solar Registration Program | NJSRRE1542909709 | Sicklerville | 8081 | 14 | 12.4 | Residential | Yes | Behind the Meter | Orbit Energy & Power, LLC | AC Electric | Accepted | 2019-11-04 | 2019-11-06 | 2020-11-06 | trina | tsm 310 | Solar Panels |  | 0.31 | 16 | 338 | 25 |  | Fixed | Roof
Solar Registration Program | NJSRRE1542909709 | Sicklerville | 8081 | 14 | 12.4 | Residential | Yes | Behind the Meter | Orbit Energy & Power, LLC | AC Electric | Accepted | 2019-11-04 | 2019-11-06 | 2020-11-06 | enphase | iq7 | Inverters | 240 |  | 40 |  |  | 0.986 |  | Outside | panel
Solar Registration Program | NJSRRE1543310289 | Lakewood | 8701 | 18 | 12.4 | Residential | No | Behind the Meter | Powerlutions | JCP&L | Accepted | 2019-11-14 | 2019-11-19 | 2020-11-19 | Trina | TSM-310 DD05A | Solar Panels |  | 0.31 | 40 | 180 | 37 |  | Fixed | Roof
Solar Registration Program | NJSRRE1543310289 | Lakewood | 8701 | 18 | 12.4 | Residential | No | Behind the Meter | Powerlutions | JCP&L | Accepted | 2019-11-14 | 2019-11-19 | 2020-11-19 | SolarEdge | SE10000H-US | Inverters | 10 |  | 1 |  |  | 0.99 |  | Outdoor | near meter
Solar Registration Program | NJSRRE1543438728 | Franklinville | 8322 | 15 | 12.4 | Residential | Yes | Behind the Meter | Bright Planet Solar | AC Electric | Accepted | 2019-11-23 | 2019-11-26 | 2020-11-26 | LONGI | LR6-60PB-310M | Solar Panels |  | 0.31 | 40 | 180 | 23 |  | Fixed | Roof
Solar Registration Program | NJSRRE1543438728 | Franklinville | 8322 | 15 | 12.4 | Residential | Yes | Behind the Meter | Bright Planet Solar | AC Electric | Accepted | 2019-11-23 | 2019-11-26 | 2020-11-26 | SOLAR EDGE | SE10000H-USRGM | Inverters | 10000 |  | 1 |  |  | 0.98 |  | Outdoor | NEXT TO METER
Solar Registration Program | NJSRRE1543446495 | Bayville | 8721 | 18 | 12.4 | Residential | Yes | Behind the Meter | Reliable Power and Solar | JCP&L | Accepted | 2019-11-26 | 2019-12-02 | 2020-12-02 | trina | tsmdd05 | Solar Panels |  | 0.31 | 12 | 270 | 30 |  | Fixed | Roof | roof
Solar Registration Program | NJSRRE1543446495 | Bayville | 8721 | 18 | 12.4 | Residential | Yes | Behind the Meter | Reliable Power and Solar | JCP&L | Accepted | 2019-11-26 | 2019-12-02 | 2020-12-02 | trina | tsmdd05 | Solar Panels |  | 0.31 | 2 | 180 | 38 |  | Fixed | Roof | roof
Solar Registration Program | NJSRRE1543446495 | Bayville | 8721 | 18 | 12.4 | Residential | Yes | Behind the Meter | Reliable Power and Solar | JCP&L | Accepted | 2019-11-26 | 2019-12-02 | 2020-12-02 | Trina | tsmdd05 | Solar Panels |  | 0.31 | 6 | 90 | 30 |  | Fixed | Roof | roof
Solar Registration Program | NJSRRE1543446495 | Bayville | 8721 | 18 | 12.4 | Residential | Yes | Behind the Meter | Reliable Power and Solar | JCP&L | Accepted | 2019-11-26 | 2019-12-02 | 2020-12-02 | trina | tsmdd05 | Solar Panels |  | 0.31 | 20 | 90 | 30 |  | Fixed | Roof | roof
Solar Registration Program | NJSRRE1543446495 | Bayville | 8721 | 18 | 12.4 | Residential | Yes | Behind the Meter | Reliable Power and Solar | JCP&L | Accepted | 2019-11-26 | 2019-12-02 | 2020-12-02 | Enphase | IQ7 | Inverters | 240 |  | 40 |  |  | 0.97 |  | Outside | roof
Solar Registration Program | NJSRRE1543474267 | Bargaintown | 8234 | 19 | 12.4 | Residential | Yes | Behind the Meter | All Season Solar | AC Electric | Accepted | 2019-12-03 | 2019-12-05 | 2020-12-05 | Trina | TSM DD05H.05II 310W AUG 2019 | Solar Panels |  | 0.31 | 40 | 125 | 23 |  | Fixed | Roof
Solar Registration Program | NJSRRE1543474267 | Bargaintown | 8234 | 19 | 12.4 | Residential | Yes | Behind the Meter | All Season Solar | AC Electric | Accepted | 2019-12-03 | 2019-12-05 | 2020-12-05 | Enphase | IQ7 | Inverters | 240 |  | 40 |  |  | 0.97 |  | Outdoor | Under Module
Solar Registration Program | NJSRRE1543478447 | Lakewood | 8701 | 18 | 12.4 | Residential | No | Behind the Meter | Powerlutions | JCP&L | Accepted | 2019-12-04 | 2019-12-09 | 2020-12-09 | Trina | TSM-310 DD05A | Solar Panels |  | 0.31 | 26 | 97 | 26 |  | Fixed | Roof
Solar Registration Program | NJSRRE1543478447 | Lakewood | 8701 | 18 | 12.4 | Residential | No | Behind the Meter | Powerlutions | JCP&L | Accepted | 2019-12-04 | 2019-12-09 | 2020-12-09 | Trina | TSM-310 DD05A | Solar Panels |  | 0.31 | 7 | 187 | 35 |  | Fixed | Roof
Solar Registration Program | NJSRRE1543478447 | Lakewood | 8701 | 18 | 12.4 | Residential | No | Behind the Meter | Powerlutions | JCP&L | Accepted | 2019-12-04 | 2019-12-09 | 2020-12-09 | Trina | TSM-310 DD05A | Solar Panels |  | 0.31 | 7 | 277 | 26 |  | Fixed | Roof
Solar Registration Program | NJSRRE1543478447 | Lakewood | 8701 | 18 | 12.4 | Residential | No | Behind the Meter | Powerlutions | JCP&L | Accepted | 2019-12-04 | 2019-12-09 | 2020-12-09 | Solar Edge | SE10000H-US | Inverters | 10 |  | 1 |  |  | 0.99 |  | Outdoor | near meter
Solar Registration Program | NJSRRE1543502205 | South Brunswick Township | 8852 | 11 | 12.4 | Residential | No | Behind the Meter | Ampericon | PSE&G | Accepted | 2019-12-09 | 2019-12-12 | 2020-12-12 | Silfab | SLA-M-310 | Solar Panels |  | 0.31 | 40 | 159 | 25 |  | Fixed | Roof
Solar Registration Program | NJSRRE1543502205 | South Brunswick Township | 8852 | 11 | 12.4 | Residential | No | Behind the Meter | Ampericon | PSE&G | Accepted | 2019-12-09 | 2019-12-12 | 2020-12-12 | EnPhase | IQ7 | Inverters | 240 |  | 40 |  |  | 0.965 |  | Other | Roof
Solar Registration Program | NJSRRE1543509817 | Blackwood | 8012 | 14 | 12.4 | Residential | Yes | Behind the Meter | Orbit Energy & Power, LLC | AC Electric | Accepted | 2019-12-11 | 2019-12-16 | 2020-12-16 | TRINA SOLAR | TSM-DD05A.08(II) 310W | Solar Panels |  | 0.31 | 30 | 131 | 30 |  | Fixed | Roof
Solar Registration Program | NJSRRE1543509817 | Blackwood | 8012 | 14 | 12.4 | Residential | Yes | Behind the Meter | Orbit Energy & Power, LLC | AC Electric | Accepted | 2019-12-11 | 2019-12-16 | 2020-12-16 | TRINA SOLAR | TSM-DD05A.08(II) 310W | Solar Panels |  | 0.31 | 10 | 311 | 30 |  | Fixed | Roof
Solar Registration Program | NJSRRE1543509817 | Blackwood | 8012 | 14 | 12.4 | Residential | Yes | Behind the Meter | Orbit Energy & Power, LLC | AC Electric | Accepted | 2019-12-11 | 2019-12-16 | 2020-12-16 | ENPHASE | IQ7-60-2-US | Inverters | 0.24 |  | 40 |  |  | 0.99 |  | Outside | ROOF
Solar Registration Program | NJSRRE1541453360 | Mays Landing | 8330 | 19 | 12.41 | Residential | No | Behind the Meter | Sun Up Zero Down | AC Electric | Accepted | 2019-06-24 | 2019-06-26 | 2020-06-26 | Trina | TSM-DE14A(II) | Solar Panels |  | 0.365 | 34 | 180 | 25 |  | Fixed | Ground
Solar Registration Program | NJSRRE1541453360 | Mays Landing | 8330 | 19 | 12.41 | Residential | No | Behind the Meter | Sun Up Zero Down | AC Electric | Accepted | 2019-06-24 | 2019-06-26 | 2020-06-26 | Solaredge | SE10000H-US | Inverters | 10000 |  | 1 |  |  | 0.975 |  | Other | outside wall
Solar Registration Program | NJSRRE1542461088 | Trenton | 8690 | 12 | 12.42 | Residential | Yes | Behind the Meter | Pro Custom Solar dba Momentum Solar | PSE&G | Accepted | 2019-09-30 | 2019-10-02 | 2020-10-02 | LG ELECTRONICS | LG 345N1C-V5 | Solar Panels |  | 0.345 | 18 | 149 | 20 |  | Fixed | Roof
Solar Registration Program | NJSRRE1542461088 | Trenton | 8690 | 12 | 12.42 | Residential | Yes | Behind the Meter | Pro Custom Solar dba Momentum Solar | PSE&G | Accepted | 2019-09-30 | 2019-10-02 | 2020-10-02 | LG ELECTRONICS | LG 345N1C-V5 | Solar Panels |  | 0.345 | 18 | 329 | 19 |  | Fixed | Roof
Solar Registration Program | NJSRRE1542461088 | Trenton | 8690 | 12 | 12.42 | Residential | Yes | Behind the Meter | Pro Custom Solar dba Momentum Solar | PSE&G | Accepted | 2019-09-30 | 2019-10-02 | 2020-10-02 | Enphase Energy | IQ7-60-2-US | Inverters | 250 |  | 36 |  |  | 0.97 |  | Outdoor | Rood
Solar Registration Program | NJSRRE1543443406 | Willingboro | 8046 | 13 | 12.42 | Residential | Yes | Behind the Meter | Pro Custom Solar dba Momentum Solar | PSE&G | Accepted | 2019-11-25 | 2019-11-27 | 2020-11-27 | LG Electronics | LG 345N1C-V5 | Solar Panels |  | 0.345 | 21 | 225 | 26 |  | Fixed | Roof
Solar Registration Program | NJSRRE1543443406 | Willingboro | 8046 | 13 | 12.42 | Residential | Yes | Behind the Meter | Pro Custom Solar dba Momentum Solar | PSE&G | Accepted | 2019-11-25 | 2019-11-27 | 2020-11-27 | LG Electronics | LG 345N1C-V5 | Solar Panels |  | 0.345 | 6 | 224 | 15 |  | Fixed | Roof
Solar Registration Program | NJSRRE1543443406 | Willingboro | 8046 | 13 | 12.42 | Residential | Yes | Behind the Meter | Pro Custom Solar dba Momentum Solar | PSE&G | Accepted | 2019-11-25 | 2019-11-27 | 2020-11-27 | LG Electronics | LG 345N1C-V5 | Solar Panels |  | 0.345 | 9 | 45 | 26 |  | Fixed | Roof
Solar Registration Program | NJSRRE1543443406 | Willingboro | 8046 | 13 | 12.42 | Residential | Yes | Behind the Meter | Pro Custom Solar dba Momentum Solar | PSE&G | Accepted | 2019-11-25 | 2019-11-27 | 2020-11-27 | Enphase Energy | IQ7PLUS-72-2-US | Inverters | 295 |  | 36 |  |  | 0.97 |  | Outdoor | Roof
Solar Registration Program | NJSRRE1543446553 | West Patterson Borough | 7424 | 6 | 12.42 | Residential | No | Behind the Meter | Pro Custom Solar dba Momentum Solar | PSE&G | Accepted | 2019-11-26 | 2019-12-02 | 2020-12-02 | LG Electronics | LG 345N1C-V5 | Solar Panels |  | 0.345 | 9 | 112 | 30 |  | Fixed | Roof
Solar Registration Program | NJSRRE1543446553 | West Patterson Borough | 7424 | 6 | 12.42 | Residential | No | Behind the Meter | Pro Custom Solar dba Momentum Solar | PSE&G | Accepted | 2019-11-26 | 2019-12-02 | 2020-12-02 | LG Electronics | LG 345N1C-V5 | Solar Panels |  | 0.345 | 12 | 292 | 30 |  | Fixed | Roof
Solar Registration Program | NJSRRE1543446553 | West Patterson Borough | 7424 | 6 | 12.42 | Residential | No | Behind the Meter | Pro Custom Solar dba Momentum Solar | PSE&G | Accepted | 2019-11-26 | 2019-12-02 | 2020-12-02 | LG Electronics | LG 345N1C-V5 | Solar Panels |  | 0.345 | 11 | 22 | 29 |  | Fixed | Roof
Solar Registration Program | NJSRRE1543446553 | West Patterson Borough | 7424 | 6 | 12.42 | Residential | No | Behind the Meter | Pro Custom Solar dba Momentum Solar | PSE&G | Accepted | 2019-11-26 | 2019-12-02 | 2020-12-02 | LG Electronics | LG 345N1C-V5 | Solar Panels |  | 0.345 | 4 | 202 | 28 |  | Fixed | Roof
Solar Registration Program | NJSRRE1543446553 | West Patterson Borough | 7424 | 6 | 12.42 | Residential | No | Behind the Meter | Pro Custom Solar dba Momentum Solar | PSE&G | Accepted | 2019-11-26 | 2019-12-02 | 2020-12-02 | Enphase Energy | IQ7PLUS-72-2-US | Inverters | 295 |  | 36 |  |  | 0.97 |  | Outdoor | Roof
Solar Registration Program | NJSRRE1543474094 | South Plainfield | 7080 | 11 | 12.42 | Residential | Yes | Behind the Meter | Pro Custom Solar dba Momentum Solar | PSE&G | Accepted | 2019-12-03 | 2019-12-05 | 2020-12-05 | LG Electronics | LG 345N1C-V5 | Solar Panels |  | 0.345 | 21 | 181 | 32 |  | Fixed | Roof
Solar Registration Program | NJSRRE1543474094 | South Plainfield | 7080 | 11 | 12.42 | Residential | Yes | Behind the Meter | Pro Custom Solar dba Momentum Solar | PSE&G | Accepted | 2019-12-03 | 2019-12-05 | 2020-12-05 | LG Electronics | LG 345N1C-V5 | Solar Panels |  | 0.345 | 11 | 181 | 32 |  | Fixed | Roof
Solar Registration Program | NJSRRE1543474094 | South Plainfield | 7080 | 11 | 12.42 | Residential | Yes | Behind the Meter | Pro Custom Solar dba Momentum Solar | PSE&G | Accepted | 2019-12-03 | 2019-12-05 | 2020-12-05 | LG Electronics | LG 345N1C-V5 | Solar Panels |  | 0.345 | 4 | 271 | 25 |  | Fixed | Roof
Solar Registration Program | NJSRRE1543474094 | South Plainfield | 7080 | 11 | 12.42 | Residential | Yes | Behind the Meter | Pro Custom Solar dba Momentum Solar | PSE&G | Accepted | 2019-12-03 | 2019-12-05 | 2020-12-05 | Enphase Energy | IQ7PLUS-72-2-US | Inverters | 295 |  | 36 |  |  | 0.97 |  | Outdoor | Roof
Solar Registration Program | NJSRRE1543556037 | Woodbridge Township | 8863 | 11 | 12.42 | Residential | Yes | Behind the Meter | Sunrun Installation Services, Inc. | PSE&G | Accepted | 2019-12-17 | 2019-12-20 | 2020-12-20 | LG Electronics | LG345N1C-V5 | Solar Panels |  | 0.345 | 16 | 79 | 23 |  | Fixed | Roof
Solar Registration Program | NJSRRE1543556037 | Woodbridge Township | 8863 | 11 | 12.42 | Residential | Yes | Behind the Meter | Sunrun Installation Services, Inc. | PSE&G | Accepted | 2019-12-17 | 2019-12-20 | 2020-12-20 | LG Electronics | LG345N1C-V5 | Solar Panels |  | 0.345 | 20 | 259 | 23 |  | Fixed | Roof
Solar Registration Program | NJSRRE1543556037 | Woodbridge Township | 8863 | 11 | 12.42 | Residential | Yes | Behind the Meter | Sunrun Installation Services, Inc. | PSE&G | Accepted | 2019-12-17 | 2019-12-20 | 2020-12-20 | Enphase Energy | IQ7PLUS-72-x-US (240V) | Inverters | 290 |  | 36 |  |  | 0.96 |  | Outdoor | Rooftop
Solar Registration Program | NJSRRE1543820135 | Plainfield | 7060 | 10 | 12.42 | Residential | No | Behind the Meter | Sunrun Installation Services, Inc. | PSE&G | Accepted | 2019-12-26 | 2019-12-31 | 2020-12-31 | LG Electronics | LG345N1C-V5 | Solar Panels |  | 0.345 | 8 | 263 | 33 |  | Fixed | Roof
Solar Registration Program | NJSRRE1543820135 | Plainfield | 7060 | 10 | 12.42 | Residential | No | Behind the Meter | Sunrun Installation Services, Inc. | PSE&G | Accepted | 2019-12-26 | 2019-12-31 | 2020-12-31 | LG Electronics | LG345N1C-V5 | Solar Panels |  | 0.345 | 12 | 352 | 34 |  | Fixed | Roof
Solar Registration Program | NJSRRE1543820135 | Plainfield | 7060 | 10 | 12.42 | Residential | No | Behind the Meter | Sunrun Installation Services, Inc. | PSE&G | Accepted | 2019-12-26 | 2019-12-31 | 2020-12-31 | LG Electronics | LG345N1C-V5 | Solar Panels |  | 0.345 | 8 | 82 | 18 |  | Fixed | Roof
Solar Registration Program | NJSRRE1543820135 | Plainfield | 7060 | 10 | 12.42 | Residential | No | Behind the Meter | Sunrun Installation Services, Inc. | PSE&G | Accepted | 2019-12-26 | 2019-12-31 | 2020-12-31 | LG Electronics | LG345N1C-V5 | Solar Panels |  | 0.345 | 4 | 173 | 33 |  | Fixed | Roof
Solar Registration Program | NJSRRE1543820135 | Plainfield | 7060 | 10 | 12.42 | Residential | No | Behind the Meter | Sunrun Installation Services, Inc. | PSE&G | Accepted | 2019-12-26 | 2019-12-31 | 2020-12-31 | LG Electronics | LG345N1C-V5 | Solar Panels |  | 0.345 | 3 | 172 | 23 |  | Fixed | Roof
Solar Registration Program | NJSRRE1543820135 | Plainfield | 7060 | 10 | 12.42 | Residential | No | Behind the Meter | Sunrun Installation Services, Inc. | PSE&G | Accepted | 2019-12-26 | 2019-12-31 | 2020-12-31 | LG Electronics | LG345N1C-V5 | Solar Panels |  | 0.345 | 1 | 82 | 34 |  | Fixed | Roof
Solar Registration Program | NJSRRE1543820135 | Plainfield | 7060 | 10 | 12.42 | Residential | No | Behind the Meter | Sunrun Installation Services, Inc. | PSE&G | Accepted | 2019-12-26 | 2019-12-31 | 2020-12-31 | Enphase Energy | IQ7PLUS-72-x-US (240V) | Inverters | 290 |  | 36 |  |  | 0.96 |  | Outdoor | Rooftop
Solar Registration Program | NJSRRE1541820878 | Clayton | 8312 | 15 | 12.43 | Residential | Yes | Behind the Meter | Ad Energy | AC Electric | Accepted | 2019-08-13 | 2019-08-23 | 2020-08-23 | Sunpower | SPR-E20-327-E-AC | Solar Panels |  | 0.327 | 18 | 168 | 18 |  | Fixed | Roof
Solar Registration Program | NJSRRE1541820878 | Clayton | 8312 | 15 | 12.43 | Residential | Yes | Behind the Meter | Ad Energy | AC Electric | Accepted | 2019-08-13 | 2019-08-23 | 2020-08-23 | Sunpower | SPR-E20-327-E-AC | Solar Panels |  | 0.327 | 20 | 348 | 18 |  | Fixed | Roof
Solar Registration Program | NJSRRE1541820878 | Clayton | 8312 | 15 | 12.43 | Residential | Yes | Behind the Meter | Ad Energy | AC Electric | Accepted | 2019-08-13 | 2019-08-23 | 2020-08-23 | Sunpower | SPR-E20-327-E-AC | Inverters | 320 |  | 38 |  |  | 0.97 |  | Outdoor | at each panel
Solar Registration Program | NJSRRE1541835287 | paterson | 7522 | 6 | 12.43 | Residential | Yes | Behind the Meter | Vision Solar LLC | PSE&G | Accepted | 2019-08-14 | 2019-08-23 | 2020-08-23 | sunpower | e20-327-e-ac | Solar Panels |  | 0.327 | 14 | 228 | 3 |  | Fixed | Roof
Solar Registration Program | NJSRRE1541835287 | paterson | 7522 | 6 | 12.43 | Residential | Yes | Behind the Meter | Vision Solar LLC | PSE&G | Accepted | 2019-08-14 | 2019-08-23 | 2020-08-23 | sunpower | e20-327-e-ac | Solar Panels |  | 0.327 | 4 | 228 | 23 |  | Fixed | Roof
Solar Registration Program | NJSRRE1541835287 | paterson | 7522 | 6 | 12.43 | Residential | Yes | Behind the Meter | Vision Solar LLC | PSE&G | Accepted | 2019-08-14 | 2019-08-23 | 2020-08-23 | SUNPOWER | E20-327-E-AC | Solar Panels |  | 0.327 | 4 | 48 | 23 |  | Fixed | Roof
Solar Registration Program | NJSRRE1541835287 | paterson | 7522 | 6 | 12.43 | Residential | Yes | Behind the Meter | Vision Solar LLC | PSE&G | Accepted | 2019-08-14 | 2019-08-23 | 2020-08-23 | sunpower | e20-327-e-ac | Solar Panels |  | 0.327 | 16 | 48 | 38 |  | Fixed | Roof
Solar Registration Program | NJSRRE1541835287 | paterson | 7522 | 6 | 12.43 | Residential | Yes | Behind the Meter | Vision Solar LLC | PSE&G | Accepted | 2019-08-14 | 2019-08-23 | 2020-08-23 | sunpower | e20-327-e-ac | Inverters | 0.32 |  | 28 |  |  | 0.96 |  | Other | behind panels
Solar Registration Program | NJSRRE1542411827 | Sicklerville | 8081 | 14 | 12.43 | Residential | Yes | Behind the Meter | Vision Solar LLC | AC Electric | Accepted | 2019-09-17 | 2019-09-19 | 2020-09-19 | sunpower | e20-327-e-ac | Solar Panels |  | 0.327 | 24 | 125 | 33 |  | Fixed | Roof
Solar Registration Program | NJSRRE1542411827 | Sicklerville | 8081 | 14 | 12.43 | Residential | Yes | Behind the Meter | Vision Solar LLC | AC Electric | Accepted | 2019-09-17 | 2019-09-19 | 2020-09-19 | sunpower | e20-327-e-ac | Solar Panels |  | 0.327 | 10 | 125 | 33 |  | Fixed | Roof
Solar Registration Program | NJSRRE1542411827 | Sicklerville | 8081 | 14 | 12.43 | Residential | Yes | Behind the Meter | Vision Solar LLC | AC Electric | Accepted | 2019-09-17 | 2019-09-19 | 2020-09-19 | sunpower | e20-327-e-ac | Solar Panels |  | 0.327 | 4 | 125 | 22 |  | Fixed | Roof
Solar Registration Program | NJSRRE1542411827 | Sicklerville | 8081 | 14 | 12.43 | Residential | Yes | Behind the Meter | Vision Solar LLC | AC Electric | Accepted | 2019-09-17 | 2019-09-19 | 2020-09-19 | sunpower | e20-327-e-ac | Inverters | 0.32 |  | 38 |  |  | 0.96 |  | Other | behind panels
Solar Registration Program | NJSRRE1542553593 | Paramus | 7652 | 7 | 12.43 | Residential | No | Behind the Meter | SunPower Corporation, Systems | PSE&G | Accepted | 2019-10-17 | 2019-10-21 | 2020-10-21 | SUNPOWER | SPR-E20-327-E-AC | Solar Panels |  | 0.327 | 28 | 195 | 20 |  | Fixed | Roof
Solar Registration Program | NJSRRE1542553593 | Paramus | 7652 | 7 | 12.43 | Residential | No | Behind the Meter | SunPower Corporation, Systems | PSE&G | Accepted | 2019-10-17 | 2019-10-21 | 2020-10-21 | SUNPOWER | SPR-E20-327-E-AC | Solar Panels |  | 0.327 | 10 | 15 | 20 |  | Fixed | Roof
Solar Registration Program | NJSRRE1542553593 | Paramus | 7652 | 7 | 12.43 | Residential | No | Behind the Meter | SunPower Corporation, Systems | PSE&G | Accepted | 2019-10-17 | 2019-10-21 | 2020-10-21 | SUNPOWER | SPR-E20-327-E-AC | Inverters | 320 |  | 38 |  |  | 0.96 |  | Other | under each panel
Solar Registration Program | NJSRRE1542568701 | Egg Harbor Township | 8234 | 19 | 12.43 | Residential | No | Behind the Meter | Accord Power Inc | AC Electric | Accepted | 2019-10-25 | 2019-10-25 | 2020-10-25 | SunPower | E-Series E20-327W | Solar Panels |  | 0.327 | 38 | 150 | 30 |  | Fixed | Roof
Solar Registration Program | NJSRRE1542568701 | Egg Harbor Township | 8234 | 19 | 12.43 | Residential | No | Behind the Meter | Accord Power Inc | AC Electric | Accepted | 2019-10-25 | 2019-10-25 | 2020-10-25 | Sunpower Integrated Enphase Microinverter | IQ 7X Microinverter | Inverters | 320 |  | 38 |  |  | 0.975 |  | Outdoor | roof Intergrated in solar panel
Solar Registration Program | NJSRRE1542579467 | Lawrence Township | 8648 | 12 | 12.43 | Residential | Yes | Behind the Meter | GenRenew, LLC | PSE&G | Accepted | 2019-10-23 | 2019-10-25 | 2020-10-25 | sunpower | SPR-E20-327-E-AC | Solar Panels |  | 0.327 | 36 | 87 | 19 |  | Fixed | Roof
Solar Registration Program | NJSRRE1542579467 | Lawrence Township | 8648 | 12 | 12.43 | Residential | Yes | Behind the Meter | GenRenew, LLC | PSE&G | Accepted | 2019-10-23 | 2019-10-25 | 2020-10-25 | sunpower | SPR-E20-327-E-AC | Solar Panels |  | 0.327 | 2 | 87 | 19 |  | Fixed | Roof
Solar Registration Program | NJSRRE1542579467 | Lawrence Township | 8648 | 12 | 12.43 | Residential | Yes | Behind the Meter | GenRenew, LLC | PSE&G | Accepted | 2019-10-23 | 2019-10-25 | 2020-10-25 | sunpower | MI-C-320-US208/240-10 | Inverters | 320 |  | 38 |  |  | 0.96 |  | Outdoor | microinverter located under modules
Solar Registration Program | NJSRRE1542589614 | Erial | 8081 | 14 | 12.43 | Residential | Yes | Behind the Meter | GenRenew, LLC | AC Electric | Accepted | 2019-10-25 | 2019-10-29 | 2020-10-29 | SUNPOWER | SPR-E20-327-E-AC | Solar Panels |  | 0.327 | 9 | 291 | 30 |  | Fixed | Roof
Solar Registration Program | NJSRRE1542589614 | Erial | 8081 | 14 | 12.43 | Residential | Yes | Behind the Meter | GenRenew, LLC | AC Electric | Accepted | 2019-10-25 | 2019-10-29 | 2020-10-29 | SUNPOWER | SPR-E20-327-E-AC | Solar Panels |  | 0.327 | 22 | 111 | 30 |  | Fixed | Roof
Solar Registration Program | NJSRRE1542589614 | Erial | 8081 | 14 | 12.43 | Residential | Yes | Behind the Meter | GenRenew, LLC | AC Electric | Accepted | 2019-10-25 | 2019-10-29 | 2020-10-29 | SUNPOWER | SPR-E20-327-E-AC | Solar Panels |  | 0.327 | 7 | 291 | 30 |  | Fixed | Roof
Solar Registration Program | NJSRRE1542589614 | Erial | 8081 | 14 | 12.43 | Residential | Yes | Behind the Meter | GenRenew, LLC | AC Electric | Accepted | 2019-10-25 | 2019-10-29 | 2020-10-29 | SUNPOWER | MI-C-320-US208/240-10 | Inverters | 320 |  | 38 |  |  | 0.96 |  | Outdoor | MICROINVERTER LOCATED UNDER MODULE
Solar Registration Program | NJSRRE1542987186 | Haddonfield | 8033 | 14 | 12.43 | Residential | No | Behind the Meter | GenRenew, LLC | PSE&G | Accepted | 2019-11-05 | 2019-11-07 | 2020-11-07 | Sunpower | SPR-E20-327-E-AC | Solar Panels |  | 0.327 | 38 | 224 | 43 |  | Fixed | Roof
Solar Registration Program | NJSRRE1542987186 | Haddonfield | 8033 | 14 | 12.43 | Residential | No | Behind the Meter | GenRenew, LLC | PSE&G | Accepted | 2019-11-05 | 2019-11-07 | 2020-11-07 | Sunpower | MI-E-320-US208/240 | Inverters | 320 |  | 38 |  |  | 0.96 |  | Outdoor | microinverters under modules
Solar Registration Program | NJSRRE1543065209 | Bargaintown | 8234 | 19 | 12.43 | Residential | No | Behind the Meter | SunnyMac LLC | AC Electric | Accepted | 2019-11-11 | 2019-11-13 | 2020-11-13 | SunPower | SPR-E20-327 | Solar Panels |  | 0.327 | 12 | 200 | 30 |  | Fixed | Roof
Solar Registration Program | NJSRRE1543065209 | Bargaintown | 8234 | 19 | 12.43 | Residential | No | Behind the Meter | SunnyMac LLC | AC Electric | Accepted | 2019-11-11 | 2019-11-13 | 2020-11-13 | SunPower | SPR-E20-327 | Solar Panels |  | 0.327 | 6 | 110 | 40 |  | Fixed | Roof
Solar Registration Program | NJSRRE1543065209 | Bargaintown | 8234 | 19 | 12.43 | Residential | No | Behind the Meter | SunnyMac LLC | AC Electric | Accepted | 2019-11-11 | 2019-11-13 | 2020-11-13 | SunPower | SPR-E20-327 | Solar Panels |  | 0.327 | 20 | 200 | 30 |  | Fixed | Roof
Solar Registration Program | NJSRRE1543065209 | Bargaintown | 8234 | 19 | 12.43 | Residential | No | Behind the Meter | SunnyMac LLC | AC Electric | Accepted | 2019-11-11 | 2019-11-13 | 2020-11-13 | Enphase | IQ7XS-96-ACM-US | Inverters | 0.315 |  | 38 |  |  | 0.99 |  | Outdoor | roof
Solar Registration Program | NJSRRE1543437240 | Wayne | 7470 | 6 | 12.43 | Residential | Yes | Behind the Meter | Ad Energy | PSE&G | Accepted | 2019-11-22 | 2019-12-09 | 2020-12-09 | SunPower | SPR-E20-327-E-AC | Solar Panels |  | 0.327 | 18 | 235 | 35 |  | Fixed | Roof
Solar Registration Program | NJSRRE1543437240 | Wayne | 7470 | 6 | 12.43 | Residential | Yes | Behind the Meter | Ad Energy | PSE&G | Accepted | 2019-11-22 | 2019-12-09 | 2020-12-09 | SunPower | SPR-E20-327-E-AC | Solar Panels |  | 0.327 | 20 | 55 | 14 |  | Fixed | Roof
Solar Registration Program | NJSRRE1543437240 | Wayne | 7470 | 6 | 12.43 | Residential | Yes | Behind the Meter | Ad Energy | PSE&G | Accepted | 2019-11-22 | 2019-12-09 | 2020-12-09 | Enphase Energy | IQ7XS-96-ACM-US | Inverters | 315 |  | 38 |  |  | 0.975 |  | Outdoor | At each panel
Solar Registration Program | NJSRRE1543651623 | South River | 8882 | 11 | 12.43 | Residential | No | Behind the Meter | SunPower Corporation, Systems | South River | Accepted | 2019-12-23 | 2019-12-27 | 2020-12-27 | SUNPOWER | SPR-E20-327-E-AC | Solar Panels |  | 0.327 | 18 | 176 | 20 |  | Fixed | Roof
Solar Registration Program | NJSRRE1543651623 | South River | 8882 | 11 | 12.43 | Residential | No | Behind the Meter | SunPower Corporation, Systems | South River | Accepted | 2019-12-23 | 2019-12-27 | 2020-12-27 | SUNPOWER | SPR-E20-327-E-AC | Solar Panels |  | 0.327 | 5 | 176 | 10 |  | Fixed | Roof
Solar Registration Program | NJSRRE1543651623 | South River | 8882 | 11 | 12.43 | Residential | No | Behind the Meter | SunPower Corporation, Systems | South River | Accepted | 2019-12-23 | 2019-12-27 | 2020-12-27 | SUNPOWER | SPR-E20-327-E-AC | Solar Panels |  | 0.327 | 15 | 176 | 20 |  | Fixed | Roof
Solar Registration Program | NJSRRE1543651623 | South River | 8882 | 11 | 12.43 | Residential | No | Behind the Meter | SunPower Corporation, Systems | South River | Accepted | 2019-12-23 | 2019-12-27 | 2020-12-27 | SUNPOWER | SPR-E20-327-E-AC | Inverters | 320 |  | 38 |  |  | 0.96 |  | Other | under each panel
Solar Registration Program | NJSRRE1543651864 | Absecon | 8201 | 19 | 12.43 | Residential | No | Behind the Meter | Castle Energy, LLC | AC Electric | Accepted | 2019-12-23 | 2019-12-30 | 2020-12-30 | SunPower | SPR-E20-327-E-AC | Solar Panels |  | 0.327 | 21 | 141 | 40 |  | Fixed | Roof
Solar Registration Program | NJSRRE1543651864 | Absecon | 8201 | 19 | 12.43 | Residential | No | Behind the Meter | Castle Energy, LLC | AC Electric | Accepted | 2019-12-23 | 2019-12-30 | 2020-12-30 | SunPower | SPR-E20-327-E-AC | Solar Panels |  | 0.327 | 17 | 177 | 37 |  | Fixed | Roof
Solar Registration Program | NJSRRE1543651864 | Absecon | 8201 | 19 | 12.43 | Residential | No | Behind the Meter | Castle Energy, LLC | AC Electric | Accepted | 2019-12-23 | 2019-12-30 | 2020-12-30 | SunPower | SPR-E20-327-E-AC | Inverters | 320 |  | 38 |  |  | 0.975 |  | Outdoor | on the rooftop under each solar panel
Solar Registration Program | NJSRRE1540250920 | Brick | 8723 | 18 | 12.47 | Residential | Yes | Behind the Meter | Sunrun Installation Services, Inc. | JCP&L | Accepted | 2019-01-16 | 2019-04-30 | 2020-04-30 | REC Solar | REC290TP2 BLK | Solar Panels |  | 0.29 | 28 | 107 | 18 |  | Fixed | Roof
Solar Registration Program | NJSRRE1540250920 | Brick | 8723 | 18 | 12.47 | Residential | Yes | Behind the Meter | Sunrun Installation Services, Inc. | JCP&L | Accepted | 2019-01-16 | 2019-04-30 | 2020-04-30 | REC Solar | REC290TP2 BLK | Solar Panels |  | 0.29 | 15 | 288 | 18 |  | Fixed | Roof
Solar Registration Program | NJSRRE1540250920 | Brick | 8723 | 18 | 12.47 | Residential | Yes | Behind the Meter | Sunrun Installation Services, Inc. | JCP&L | Accepted | 2019-01-16 | 2019-04-30 | 2020-04-30 | SMA America | SB6.0-1SP-US-40 | Inverters | 6000 |  | 1 |  |  | 0.96 |  | Outdoor | Next To Meter
Solar Registration Program | NJSRRE1540250920 | Brick | 8723 | 18 | 12.47 | Residential | Yes | Behind the Meter | Sunrun Installation Services, Inc. | JCP&L | Accepted | 2019-01-16 | 2019-04-30 | 2020-04-30 | SMA America | SB5.0-1SP-US-40 | Inverters | 5000 |  | 1 |  |  | 0.96 |  | Outdoor | Next To Meter
Solar Registration Program | NJSRRE1540402010 | Franklin Twp Som | 8873 | 5 | 12.47 | Residential | Yes | Behind the Meter | Sunrun Installation Services, Inc. | PSE&G | Accepted | 2019-02-27 | 2019-02-28 | 2020-02-28 | REC Solar | REC290TP2 BLK | Solar Panels |  | 0.29 | 23 | 38 | 23 |  | Fixed | Roof
Solar Registration Program | NJSRRE1540402010 | Franklin Twp Som | 8873 | 5 | 12.47 | Residential | Yes | Behind the Meter | Sunrun Installation Services, Inc. | PSE&G | Accepted | 2019-02-27 | 2019-02-28 | 2020-02-28 | REC Solar | REC290TP2 BLK | Solar Panels |  | 0.29 | 20 | 218 | 23 |  | Fixed | Roof
Solar Registration Program | NJSRRE1540402010 | Franklin Twp Som | 8873 | 5 | 12.47 | Residential | Yes | Behind the Meter | Sunrun Installation Services, Inc. | PSE&G | Accepted | 2019-02-27 | 2019-02-28 | 2020-02-28 | SMA America | SB7.7-1SP-US-40 | Inverters | 7680 |  | 1 |  |  | 0.96 |  | Outdoor | Next To Meter
Solar Registration Program | NJSRRE1540402010 | Franklin Twp Som | 8873 | 5 | 12.47 | Residential | Yes | Behind the Meter | Sunrun Installation Services, Inc. | PSE&G | Accepted | 2019-02-27 | 2019-02-28 | 2020-02-28 | SMA America | SB3.0-1SP-US-40 | Inverters | 3000 |  | 1 |  |  | 0.96 |  | Outdoor | Next To Meter
Solar Registration Program | NJSRRE1540909159 | Bargaintown | 8234 | 19 | 12.47 | Residential | Yes | Behind the Meter | Sunrun Installation Services, Inc. | AC Electric | Accepted | 2019-04-30 | 2019-05-03 | 2020-05-03 | REC Solar | REC290TP2 BLK | Solar Panels |  | 0.29 | 5 | 120 | 40 |  | Fixed | Roof
Solar Registration Program | NJSRRE1540909159 | Bargaintown | 8234 | 19 | 12.47 | Residential | Yes | Behind the Meter | Sunrun Installation Services, Inc. | AC Electric | Accepted | 2019-04-30 | 2019-05-03 | 2020-05-03 | REC Solar | REC290TP2 BLK | Solar Panels |  | 0.29 | 38 | 29 | 34 |  | Fixed | Roof
Solar Registration Program | NJSRRE1540909159 | Bargaintown | 8234 | 19 | 12.47 | Residential | Yes | Behind the Meter | Sunrun Installation Services, Inc. | AC Electric | Accepted | 2019-04-30 | 2019-05-03 | 2020-05-03 | SolarEdge Technologies | SE11400H-USRGM | Inverters | 11400 |  | 1 |  |  | 0.96 |  | Outdoor | Next To Meter
Solar Registration Program | NJSRRE1540933365 | Spotswood | 8884 | 11 | 12.47 | Residential | Yes | Behind the Meter | Sunrun Installation Services, Inc. | JCP&L | Accepted | 2019-05-02 | 2019-05-07 | 2020-05-07 | REC Solar | REC290TP2 BLK | Solar Panels |  | 0.29 | 43 | 255 | 34 |  | Fixed | Roof
Solar Registration Program | NJSRRE1540933365 | Spotswood | 8884 | 11 | 12.47 | Residential | Yes | Behind the Meter | Sunrun Installation Services, Inc. | JCP&L | Accepted | 2019-05-02 | 2019-05-07 | 2020-05-07 | SMA America | SB7.7-1SP-US-40 | Inverters | 7680 |  | 1 |  |  | 0.96 |  | Outdoor | Next To Meter
Solar Registration Program | NJSRRE1540933365 | Spotswood | 8884 | 11 | 12.47 | Residential | Yes | Behind the Meter | Sunrun Installation Services, Inc. | JCP&L | Accepted | 2019-05-02 | 2019-05-07 | 2020-05-07 | SMA America | SB3.0-1SP-US-40 | Inverters | 3000 |  | 1 |  |  | 0.96 |  | Outdoor | Next To Meter
Solar Registration Program | NJSRRE1541047016 | Runnemede | 8078 | 14 | 12.47 | Residential | Yes | Behind the Meter | Sunrun Installation Services, Inc. | PSE&G | Accepted | 2019-05-28 | 2019-05-31 | 2020-05-31 | REC Solar | REC290TP2 BLK | Solar Panels |  | 0.29 | 8 | 248 | 22 |  | Fixed | Roof
Solar Registration Program | NJSRRE1541047016 | Runnemede | 8078 | 14 | 12.47 | Residential | Yes | Behind the Meter | Sunrun Installation Services, Inc. | PSE&G | Accepted | 2019-05-28 | 2019-05-31 | 2020-05-31 | REC Solar | REC290TP2 BLK | Solar Panels |  | 0.29 | 10 | 339 | 23 |  | Fixed | Roof
Solar Registration Program | NJSRRE1541047016 | Runnemede | 8078 | 14 | 12.47 | Residential | Yes | Behind the Meter | Sunrun Installation Services, Inc. | PSE&G | Accepted | 2019-05-28 | 2019-05-31 | 2020-05-31 | REC Solar | REC290TP2 BLK | Solar Panels |  | 0.29 | 5 | 161 | 18 |  | Fixed | Roof
Solar Registration Program | NJSRRE1541047016 | Runnemede | 8078 | 14 | 12.47 | Residential | Yes | Behind the Meter | Sunrun Installation Services, Inc. | PSE&G | Accepted | 2019-05-28 | 2019-05-31 | 2020-05-31 | REC Solar | REC290TP2 BLK | Solar Panels |  | 0.29 | 15 | 159 | 23 |  | Fixed | Roof
Solar Registration Program | NJSRRE1541047016 | Runnemede | 8078 | 14 | 12.47 | Residential | Yes | Behind the Meter | Sunrun Installation Services, Inc. | PSE&G | Accepted | 2019-05-28 | 2019-05-31 | 2020-05-31 | REC Solar | REC290TP2 BLK | Solar Panels |  | 0.29 | 5 | 340 | 18 |  | Fixed | Roof
Solar Registration Program | NJSRRE1541047016 | Runnemede | 8078 | 14 | 12.47 | Residential | Yes | Behind the Meter | Sunrun Installation Services, Inc. | PSE&G | Accepted | 2019-05-28 | 2019-05-31 | 2020-05-31 | Ningbo Ginlong Technologies | Solis-1P9K-4G-US | Inverters | 9000 |  | 1 |  |  | 0.96 |  | Outdoor | Next To Meter
Solar Registration Program | NJSRRE1541047016 | Runnemede | 8078 | 14 | 12.47 | Residential | Yes | Behind the Meter | Sunrun Installation Services, Inc. | PSE&G | Accepted | 2019-05-28 | 2019-05-31 | 2020-05-31 | Ningbo Ginlong Technologies | Solis-1P3K-4G-US | Inverters | 3000 |  | 1 |  |  | 0.96 |  | Outdoor | Next To Meter
Solar Registration Program | NJSRRE1541480651 | Hamilton TWP MER | 8619 | 12 | 12.47 | Residential | Yes | Behind the Meter | Sunrun Installation Services, Inc. | PSE&G | Accepted | 2019-06-25 | 2019-06-27 | 2020-06-27 | REC Solar | REC290TP2 BLK | Solar Panels |  | 0.29 | 27 | 263 | 43 |  | Fixed | Roof
Solar Registration Program | NJSRRE1541480651 | Hamilton TWP MER | 8619 | 12 | 12.47 | Residential | Yes | Behind the Meter | Sunrun Installation Services, Inc. | PSE&G | Accepted | 2019-06-25 | 2019-06-27 | 2020-06-27 | REC Solar | REC290TP2 BLK | Solar Panels |  | 0.29 | 16 | 83 | 43 |  | Fixed | Roof
Solar Registration Program | NJSRRE1541480651 | Hamilton TWP MER | 8619 | 12 | 12.47 | Residential | Yes | Behind the Meter | Sunrun Installation Services, Inc. | PSE&G | Accepted | 2019-06-25 | 2019-06-27 | 2020-06-27 | Ningbo Ginlong Technologies | Solis-1P7.6K-4G-US | Inverters | 7600 |  | 1 |  |  | 0.96 |  | Outdoor | Next To Meter
Solar Registration Program | NJSRRE1541614035 | Phillipsburg | 8865 | 2 | 12.47 | Residential | Yes | Behind the Meter | Sunrun Installation Services, Inc. | JCP&L | Accepted | 2019-07-04 | 2019-07-09 | 2020-07-09 | REC Solar | REC290TP2 BLK | Solar Panels |  | 0.29 | 19 | 187 | 34 |  | Fixed | Roof
Solar Registration Program | NJSRRE1541614035 | Phillipsburg | 8865 | 2 | 12.47 | Residential | Yes | Behind the Meter | Sunrun Installation Services, Inc. | JCP&L | Accepted | 2019-07-04 | 2019-07-09 | 2020-07-09 | REC Solar | REC290TP2 BLK | Solar Panels |  | 0.29 | 24 | 99 | 40 |  | Fixed | Roof
Solar Registration Program | NJSRRE1541614035 | Phillipsburg | 8865 | 2 | 12.47 | Residential | Yes | Behind the Meter | Sunrun Installation Services, Inc. | JCP&L | Accepted | 2019-07-04 | 2019-07-09 | 2020-07-09 | Ningbo Ginlong Technologies | Solis-1P7.6K-4G-US | Inverters | 7600 |  | 1 |  |  | 0.96 |  | Outdoor | Next To Meter
Solar Registration Program | NJSRRE1541614035 | Phillipsburg | 8865 | 2 | 12.47 | Residential | Yes | Behind the Meter | Sunrun Installation Services, Inc. | JCP&L | Accepted | 2019-07-04 | 2019-07-09 | 2020-07-09 | Ningbo Ginlong Technologies | Solis-1P3K-4G-US | Inverters | 3000 |  | 1 |  |  | 0.96 |  | Outdoor | Next To Meter
Solar Registration Program | NJSRRE1541895477 | Whiting | 8759 | 18 | 12.47 | Residential | Yes | Behind the Meter | Sunrun Installation Services, Inc. | JCP&L | Accepted | 2019-08-28 | 2019-09-03 | 2020-09-03 | REC Solar | REC290TP2 BLK | Solar Panels |  | 0.29 | 29 | 42 | 23 |  | Fixed | Roof
Solar Registration Program | NJSRRE1541895477 | Whiting | 8759 | 18 | 12.47 | Residential | Yes | Behind the Meter | Sunrun Installation Services, Inc. | JCP&L | Accepted | 2019-08-28 | 2019-09-03 | 2020-09-03 | REC Solar | REC290TP2 BLK | Solar Panels |  | 0.29 | 14 | 221 | 23 |  | Fixed | Roof
Solar Registration Program | NJSRRE1541895477 | Whiting | 8759 | 18 | 12.47 | Residential | Yes | Behind the Meter | Sunrun Installation Services, Inc. | JCP&L | Accepted | 2019-08-28 | 2019-09-03 | 2020-09-03 | Ningbo Ginlong Technologies | Solis-1P3K-4G-US | Inverters | 3000 |  | 1 |  |  | 0.96 |  | Outdoor | Next To Meter
Solar Registration Program | NJSRRE1541895477 | Whiting | 8759 | 18 | 12.47 | Residential | Yes | Behind the Meter | Sunrun Installation Services, Inc. | JCP&L | Accepted | 2019-08-28 | 2019-09-03 | 2020-09-03 | Ningbo Ginlong Technologies | Solis-1P7.6K-4G-US | Inverters | 7600 |  | 1 |  |  | 0.96 |  | Outdoor | Next To Meter
Solar Registration Program | NJSRRE1542444932 | Elmwood Park | 7407 | 7 | 12.47 | Residential | Yes | Behind the Meter | Sunrun Installation Services, Inc. | PSE&G | Accepted | 2019-09-26 | 2019-09-30 | 2020-09-30 | REC Solar | REC290TP2 BLK | Solar Panels |  | 0.29 | 22 | 340 | 34 |  | Fixed | Roof
Solar Registration Program | NJSRRE1542444932 | Elmwood Park | 7407 | 7 | 12.47 | Residential | Yes | Behind the Meter | Sunrun Installation Services, Inc. | PSE&G | Accepted | 2019-09-26 | 2019-09-30 | 2020-09-30 | REC Solar | REC290TP2 BLK | Solar Panels |  | 0.29 | 21 | 160 | 34 |  | Fixed | Roof
Solar Registration Program | NJSRRE1542444932 | Elmwood Park | 7407 | 7 | 12.47 | Residential | Yes | Behind the Meter | Sunrun Installation Services, Inc. | PSE&G | Accepted | 2019-09-26 | 2019-09-30 | 2020-09-30 | Ningbo Ginlong Technologies | Solis-1P10K-4G-US | Inverters | 10000 |  | 1 |  |  | 0.96 |  | Outdoor | Next To Meter
Solar Registration Program | NJSRRE1542544337 | Alpha | 8865 | 2 | 12.47 | Residential | Yes | Behind the Meter | Sunrun Installation Services, Inc. | JCP&L | Final As-Built Received | 2019-10-15 | 2019-10-17 | 2020-10-17 | REC Solar | REC290TP2 BLK | Solar Panels |  | 0.29 | 11 | 169 | 37 |  | Fixed | Roof
Solar Registration Program | NJSRRE1542544337 | Alpha | 8865 | 2 | 12.47 | Residential | Yes | Behind the Meter | Sunrun Installation Services, Inc. | JCP&L | Final As-Built Received | 2019-10-15 | 2019-10-17 | 2020-10-17 | REC Solar | REC290TP2 BLK | Solar Panels |  | 0.29 | 23 | 349 | 37 |  | Fixed | Roof
Solar Registration Program | NJSRRE1542544337 | Alpha | 8865 | 2 | 12.47 | Residential | Yes | Behind the Meter | Sunrun Installation Services, Inc. | JCP&L | Final As-Built Received | 2019-10-15 | 2019-10-17 | 2020-10-17 | REC Solar | REC290TP2 BLK | Solar Panels |  | 0.29 | 5 | 78 | 34 |  | Fixed | Roof
Solar Registration Program | NJSRRE1542544337 | Alpha | 8865 | 2 | 12.47 | Residential | Yes | Behind the Meter | Sunrun Installation Services, Inc. | JCP&L | Final As-Built Received | 2019-10-15 | 2019-10-17 | 2020-10-17 | REC Solar | REC290TP2 BLK | Solar Panels |  | 0.29 | 4 | 259 | 34 |  | Fixed | Roof
Solar Registration Program | NJSRRE1542544337 | Alpha | 8865 | 2 | 12.47 | Residential | Yes | Behind the Meter | Sunrun Installation Services, Inc. | JCP&L | Final As-Built Received | 2019-10-15 | 2019-10-17 | 2020-10-17 | SolarEdge Technologies | SE11400H-USRGM | Inverters | 11400 |  | 1 |  |  | 0.96 |  | Outdoor | Next To Meter
Solar Registration Program | NJSRRE1543447016 | Woodcliff Lake | 7677 | 7 | 12.47 | Residential | No | Behind the Meter | Sunrun Installation Services, Inc. | PSE&G | Accepted | 2019-11-26 | 2019-12-02 | 2020-12-02 | REC Solar | REC290TP2 BLK | Solar Panels |  | 0.29 | 15 | 97 | 23 |  | Fixed | Roof
Solar Registration Program | NJSRRE1543447016 | Woodcliff Lake | 7677 | 7 | 12.47 | Residential | No | Behind the Meter | Sunrun Installation Services, Inc. | PSE&G | Accepted | 2019-11-26 | 2019-12-02 | 2020-12-02 | REC Solar | REC290TP2 BLK | Solar Panels |  | 0.29 | 1 | 187 | 23 |  | Fixed | Roof
Solar Registration Program | NJSRRE1543447016 | Woodcliff Lake | 7677 | 7 | 12.47 | Residential | No | Behind the Meter | Sunrun Installation Services, Inc. | PSE&G | Accepted | 2019-11-26 | 2019-12-02 | 2020-12-02 | REC Solar | REC290TP2 BLK | Solar Panels |  | 0.29 | 27 | 277 | 23 |  | Fixed | Roof
Solar Registration Program | NJSRRE1543447016 | Woodcliff Lake | 7677 | 7 | 12.47 | Residential | No | Behind the Meter | Sunrun Installation Services, Inc. | PSE&G | Accepted | 2019-11-26 | 2019-12-02 | 2020-12-02 | Enphase Energy | IQ7-60-x-US (240V) | Inverters | 240 |  | 43 |  |  | 0.96 |  | Outdoor | Rooftop
Solar Registration Program | NJSRRE1543502336 | Magnolia | 8049 | 14 | 12.47 | Residential | Yes | Behind the Meter | Sunrun Installation Services, Inc. | PSE&G | Accepted | 2019-12-09 | 2019-12-12 | 2020-12-12 | REC Solar | REC290TP2 BLK | Solar Panels |  | 0.29 | 9 | 83 | 27 |  | Fixed | Roof
Solar Registration Program | NJSRRE1543502336 | Magnolia | 8049 | 14 | 12.47 | Residential | Yes | Behind the Meter | Sunrun Installation Services, Inc. | PSE&G | Accepted | 2019-12-09 | 2019-12-12 | 2020-12-12 | REC Solar | REC290TP2 BLK | Solar Panels |  | 0.29 | 9 | 83 | 27 |  | Fixed | Roof
Solar Registration Program | NJSRRE1543502336 | Magnolia | 8049 | 14 | 12.47 | Residential | Yes | Behind the Meter | Sunrun Installation Services, Inc. | PSE&G | Accepted | 2019-12-09 | 2019-12-12 | 2020-12-12 | REC Solar | REC290TP2 BLK | Solar Panels |  | 0.29 | 13 | 263 | 27 |  | Fixed | Roof
Solar Registration Program | NJSRRE1543502336 | Magnolia | 8049 | 14 | 12.47 | Residential | Yes | Behind the Meter | Sunrun Installation Services, Inc. | PSE&G | Accepted | 2019-12-09 | 2019-12-12 | 2020-12-12 | REC Solar | REC290TP2 BLK | Solar Panels |  | 0.29 | 12 | 263 | 27 |  | Fixed | Roof
Solar Registration Program | NJSRRE1543502336 | Magnolia | 8049 | 14 | 12.47 | Residential | Yes | Behind the Meter | Sunrun Installation Services, Inc. | PSE&G | Accepted | 2019-12-09 | 2019-12-12 | 2020-12-12 | Delta Electronics | M5-TL-US | Inverters | 4800 |  | 2 |  |  | 0.96 |  | Outdoor | Next To Meter
Solar Registration Program | NJSRRE1543555950 | Indian Mills | 8088 | 13 | 12.47 | Residential | Yes | Behind the Meter | Sunrun Installation Services, Inc. | AC Electric | Accepted | 2019-12-17 | 2019-12-27 | 2020-12-27 | REC Solar | REC290TP2 BLK | Solar Panels |  | 0.29 | 31 | 255 | 40 |  | Fixed | Roof
Solar Registration Program | NJSRRE1543555950 | Indian Mills | 8088 | 13 | 12.47 | Residential | Yes | Behind the Meter | Sunrun Installation Services, Inc. | AC Electric | Accepted | 2019-12-17 | 2019-12-27 | 2020-12-27 | REC Solar | REC290TP2 BLK | Solar Panels |  | 0.29 | 3 | 164 | 45 |  | Fixed | Roof
Solar Registration Program | NJSRRE1543555950 | Indian Mills | 8088 | 13 | 12.47 | Residential | Yes | Behind the Meter | Sunrun Installation Services, Inc. | AC Electric | Accepted | 2019-12-17 | 2019-12-27 | 2020-12-27 | REC Solar | REC290TP2 BLK | Solar Panels |  | 0.29 | 9 | 254 | 27 |  | Fixed | Roof
Solar Registration Program | NJSRRE1543555950 | Indian Mills | 8088 | 13 | 12.47 | Residential | Yes | Behind the Meter | Sunrun Installation Services, Inc. | AC Electric | Accepted | 2019-12-17 | 2019-12-27 | 2020-12-27 | Enphase Energy | IQ7-60-x-US (240V) | Inverters | 240 |  | 43 |  |  | 0.96 |  | Outdoor | Rooftop
Solar Registration Program | NJSRRE1542409193 | Ocean City | 8226 | 21 | 12.48 | Residential | No | Behind the Meter | Sharp Energy Specialists LLC | AC Electric | Accepted | 2019-09-25 | 2019-09-25 | 2020-09-25 | Axitec | AXIpremium HC black | Solar Panels |  | 0.32 | 39 | 137 | 15 |  | Fixed | Roof
Solar Registration Program | NJSRRE1542409193 | Ocean City | 8226 | 21 | 12.48 | Residential | No | Behind the Meter | Sharp Energy Specialists LLC | AC Electric | Accepted | 2019-09-25 | 2019-09-25 | 2020-09-25 | Enphase | IQ7plus | Inverters | 290 |  | 39 |  |  | 0.975 |  | Outside | Roof
Solar Registration Program | NJSRRE1542540421 | Jackson | 8527 | 18 | 12.48 | Residential | No | Behind the Meter | Skyline Solar LLC | JCP&L | Accepted | 2019-10-14 | 2019-10-16 | 2020-10-16 | Jinko Solar | JKM-320M-60 | Solar Panels |  | 0.32 | 34 | 132 | 24 |  | Fixed | Roof
Solar Registration Program | NJSRRE1542540421 | Jackson | 8527 | 18 | 12.48 | Residential | No | Behind the Meter | Skyline Solar LLC | JCP&L | Accepted | 2019-10-14 | 2019-10-16 | 2020-10-16 | Jinko Solar | JKM-320M-60 | Solar Panels |  | 0.32 | 5 | 132 | 24 |  | Fixed | Roof
Solar Registration Program | NJSRRE1542540421 | Jackson | 8527 | 18 | 12.48 | Residential | No | Behind the Meter | Skyline Solar LLC | JCP&L | Accepted | 2019-10-14 | 2019-10-16 | 2020-10-16 | Solaredge | SE10000H-US RGM | Inverters | 10000 |  | 1 |  |  | 0.99 |  | Outdoor | by meter
Solar Registration Program | NJSRRE1543513293 | Egg Harbor Township | 8234 | 19 | 12.48 | Residential | No | Behind the Meter | Castle Energy, LLC | AC Electric | Accepted | 2019-12-11 | 2019-12-16 | 2020-12-16 | Hanwha Q-Cells | Q.Peak DUO-G5 320 | Solar Panels |  | 0.32 | 10 | 200 | 40 |  | Fixed | Roof
Solar Registration Program | NJSRRE1543513293 | Egg Harbor Township | 8234 | 19 | 12.48 | Residential | No | Behind the Meter | Castle Energy, LLC | AC Electric | Accepted | 2019-12-11 | 2019-12-16 | 2020-12-16 | Hanwha Q-Cells | Q.Peak DUO-G5 320 | Solar Panels |  | 0.32 | 29 | 110 | 35 |  | Fixed | Roof
Solar Registration Program | NJSRRE1543513293 | Egg Harbor Township | 8234 | 19 | 12.48 | Residential | No | Behind the Meter | Castle Energy, LLC | AC Electric | Accepted | 2019-12-11 | 2019-12-16 | 2020-12-16 | Enphase Energy | IQ7-60-2-US | Inverters | 240 |  | 39 |  |  | 0.967 |  | Outside | on the rooftop under each solar panel
Solar Registration Program | NJSRRE1543555629 | Northfield | 8225 | 19 | 12.48 | Residential | No | Behind the Meter | Sun Up Zero Down | AC Electric | Accepted | 2019-12-17 | 2019-12-20 | 2020-12-20 | lg | LG320N1K-A5 | Solar Panels |  | 0.32 | 15 | 325 | 40 |  | Fixed | Roof
Solar Registration Program | NJSRRE1543555629 | Northfield | 8225 | 19 | 12.48 | Residential | No | Behind the Meter | Sun Up Zero Down | AC Electric | Accepted | 2019-12-17 | 2019-12-20 | 2020-12-20 | LG | LG320N1K-A5 | Solar Panels |  | 0.32 | 4 | 145 | 18 |  | Fixed | Roof
Solar Registration Program | NJSRRE1543555629 | Northfield | 8225 | 19 | 12.48 | Residential | No | Behind the Meter | Sun Up Zero Down | AC Electric | Accepted | 2019-12-17 | 2019-12-20 | 2020-12-20 | LG | LG320N1K-A5 | Solar Panels |  | 0.32 | 4 | 145 | 23 |  | Fixed | Roof
Solar Registration Program | NJSRRE1543555629 | Northfield | 8225 | 19 | 12.48 | Residential | No | Behind the Meter | Sun Up Zero Down | AC Electric | Accepted | 2019-12-17 | 2019-12-20 | 2020-12-20 | LG | LG320N1K-A5 | Solar Panels |  | 0.32 | 16 | 145 | 40 |  | Fixed | Roof
Solar Registration Program | NJSRRE1543555629 | Northfield | 8225 | 19 | 12.48 | Residential | No | Behind the Meter | Sun Up Zero Down | AC Electric | Accepted | 2019-12-17 | 2019-12-20 | 2020-12-20 | solaredge | SE10000H-US | Inverters | 10000 |  | 1 |  |  | 0.975 |  | Outside | outside wall
Solar Registration Program | NJSRRE1543674422 | Carneys Point | 8069 | 16 | 12.48 | Residential | Yes | Behind the Meter | RCL Enterprises Inc. | AC Electric | Accepted | 2019-12-24 | 2019-12-30 | 2020-12-30 | trina | TSM-320DD06M.05 | Solar Panels |  | 0.32 | 29 | 237 | 40 |  | Fixed | Roof
Solar Registration Program | NJSRRE1543674422 | Carneys Point | 8069 | 16 | 12.48 | Residential | Yes | Behind the Meter | RCL Enterprises Inc. | AC Electric | Accepted | 2019-12-24 | 2019-12-30 | 2020-12-30 | trina | TSM-320DD06M.05 | Solar Panels |  | 0.32 | 10 | 57 | 40 |  | Fixed | Roof
Solar Registration Program | NJSRRE1543674422 | Carneys Point | 8069 | 16 | 12.48 | Residential | Yes | Behind the Meter | RCL Enterprises Inc. | AC Electric | Accepted | 2019-12-24 | 2019-12-30 | 2020-12-30 | enphase | iq7 | Inverters | 9280 |  | 29 |  |  | 0.96 |  | Outside | under panels
Solar Registration Program | NJSRRE1543674422 | Carneys Point | 8069 | 16 | 12.48 | Residential | Yes | Behind the Meter | RCL Enterprises Inc. | AC Electric | Accepted | 2019-12-24 | 2019-12-30 | 2020-12-30 | enphase | iq7 | Inverters | 3200 |  | 10 |  |  | 0.96 |  | Outside | under panels
Solar Registration Program | NJSRRE1541809795 | Tenafly, | 7670 | 7 | 12.51 | Residential | Yes | Behind the Meter | Complete Solar | PSE&G | Accepted | 2019-09-04 | 2019-09-04 | 2020-09-04 | Longi LR-6-60PB-305M | LR-6-60PB-305M | Solar Panels |  | 0.305 | 41 | 242.5 | 30 |  | Fixed | Roof
Solar Registration Program | NJSRRE1541809795 | Tenafly, | 7670 | 7 | 12.51 | Residential | Yes | Behind the Meter | Complete Solar | PSE&G | Accepted | 2019-09-04 | 2019-09-04 | 2020-09-04 | SolarEdge Technologies | SE11400A-US RGM | Inverters | 11400 |  | 1 |  |  | 0.97 |  | Outdoor | by MSP
Solar Registration Program | NJSRRE1541841218 | Union | 7083 | 10 | 12.51 | Residential | No | Behind the Meter | Whitman Construction, LLC | PSE&G | Final As-Built Received | 2019-08-15 | 2019-08-23 | 2020-08-23 | Trina Solar | TSM-305DD05A | Solar Panels |  | 0.305 | 21 | 137 | 33 |  | Fixed | Roof
Solar Registration Program | NJSRRE1541841218 | Union | 7083 | 10 | 12.51 | Residential | No | Behind the Meter | Whitman Construction, LLC | PSE&G | Final As-Built Received | 2019-08-15 | 2019-08-23 | 2020-08-23 | Trina Solar | TSM-305DD05A | Solar Panels |  | 0.305 | 20 | 317 | 33 |  | Fixed | Roof
Solar Registration Program | NJSRRE1541841218 | Union | 7083 | 10 | 12.51 | Residential | No | Behind the Meter | Whitman Construction, LLC | PSE&G | Final As-Built Received | 2019-08-15 | 2019-08-23 | 2020-08-23 | Enphase Energy | IQ7-60-2-US | Inverters | 0.24 |  | 41 |  |  | 0.976 |  | Outside | next to meter
Solar Registration Program | NJSRRE1541841218 | Union | 7083 | 10 | 12.51 | Residential | No | Behind the Meter | Whitman Construction, LLC | PSE&G | Final As-Built Received | 2019-08-15 | 2019-08-23 | 2020-08-23 | Enphase Energy | ENV-S-AM1-120 | Meters |  |  | 1 |  |  |  | Yes | Outdoor
Solar Registration Program | NJSRRE1540964678 | Middlesex | 8846 | 11 | 12.54 | Residential | Yes | Behind the Meter | Sunrun Installation Services, Inc. | PSE&G | Accepted | 2019-05-07 | 2019-05-10 | 2020-05-10 | LG Electronics | LG330N1C-A5 | Solar Panels |  | 0.33 | 7 | 85 | 18 |  | Fixed | Roof
Solar Registration Program | NJSRRE1540964678 | Middlesex | 8846 | 11 | 12.54 | Residential | Yes | Behind the Meter | Sunrun Installation Services, Inc. | PSE&G | Accepted | 2019-05-07 | 2019-05-10 | 2020-05-10 | LG Electronics | LG330N1C-A5 | Solar Panels |  | 0.33 | 2 | 355 | 23 |  | Fixed | Roof
Solar Registration Program | NJSRRE1540964678 | Middlesex | 8846 | 11 | 12.54 | Residential | Yes | Behind the Meter | Sunrun Installation Services, Inc. | PSE&G | Accepted | 2019-05-07 | 2019-05-10 | 2020-05-10 | LG Electronics | LG330N1C-A5 | Solar Panels |  | 0.33 | 8 | 175 | 18 |  | Fixed | Roof
Solar Registration Program | NJSRRE1540964678 | Middlesex | 8846 | 11 | 12.54 | Residential | Yes | Behind the Meter | Sunrun Installation Services, Inc. | PSE&G | Accepted | 2019-05-07 | 2019-05-10 | 2020-05-10 | LG Electronics | LG330N1C-A5 | Solar Panels |  | 0.33 | 14 | 355 | 18 |  | Fixed | Roof
Solar Registration Program | NJSRRE1540964678 | Middlesex | 8846 | 11 | 12.54 | Residential | Yes | Behind the Meter | Sunrun Installation Services, Inc. | PSE&G | Accepted | 2019-05-07 | 2019-05-10 | 2020-05-10 | LG Electronics | LG330N1C-A5 | Solar Panels |  | 0.33 | 7 | 174 | 23 |  | Fixed | Roof
Solar Registration Program | NJSRRE1540964678 | Middlesex | 8846 | 11 | 12.54 | Residential | Yes | Behind the Meter | Sunrun Installation Services, Inc. | PSE&G | Accepted | 2019-05-07 | 2019-05-10 | 2020-05-10 | SolarEdge Technologies | SE11400H-USRGM | Inverters | 11400 |  | 1 |  |  | 0.96 |  | Outdoor | Next To Meter
Solar Registration Program | NJSRRE1541073849 | Ringoes | 8551 | 4 | 12.54 | Residential | No | Behind the Meter | Advanced Solar & Energy Solutions, LLC | JCP&L | Accepted | 2019-06-04 | 2019-06-07 | 2020-06-07 | Trina Solar | TSM 330w | Solar Panels |  | 0.33 | 38 | 195 | 19 |  | Fixed | Roof | roof of garage
Solar Registration Program | NJSRRE1541073849 | Ringoes | 8551 | 4 | 12.54 | Residential | No | Behind the Meter | Advanced Solar & Energy Solutions, LLC | JCP&L | Accepted | 2019-06-04 | 2019-06-07 | 2020-06-07 | Solar Edge | SE11400-US | Inverters | 11400 |  | 1 |  |  | 0.97 |  | Outdoor | side of barn
Solar Registration Program | NJSRRE1541673399 | Estell Manor | 8319 | 19 | 12.54 | Residential | No | Behind the Meter | NJ Solar Power, LLC | AC Electric | Final As-Built Received | 2019-07-18 | 2019-07-18 | 2020-07-18 | panasonic | vbhn330sa17 | Solar Panels |  | 0.33 | 38 | 156 | 45 |  | Fixed | Roof
Solar Registration Program | NJSRRE1541673399 | Estell Manor | 8319 | 19 | 12.54 | Residential | No | Behind the Meter | NJ Solar Power, LLC | AC Electric | Final As-Built Received | 2019-07-18 | 2019-07-18 | 2020-07-18 | SolarEdge | SE6000H-US | Inverters | 6000 |  | 1 |  |  | 0.99 |  | Indoor | basement
Solar Registration Program | NJSRRE1541673399 | Estell Manor | 8319 | 19 | 12.54 | Residential | No | Behind the Meter | NJ Solar Power, LLC | AC Electric | Final As-Built Received | 2019-07-18 | 2019-07-18 | 2020-07-18 | SolarEdge | SE6000H-US | Inverters | 6000 |  | 1 |  |  | 0.99 |  | Indoor | Basement
Solar Registration Program | NJSRRE1541673399 | Estell Manor | 8319 | 19 | 12.54 | Residential | No | Behind the Meter | NJ Solar Power, LLC | AC Electric | Final As-Built Received | 2019-07-18 | 2019-07-18 | 2020-07-18 | SolarEdge | 1D-240C-A | Meters |  |  | 1 |  |  |  | Yes | Indoor
Solar Registration Program | NJSRRE1541673399 | Estell Manor | 8319 | 19 | 12.54 | Residential | No | Behind the Meter | NJ Solar Power, LLC | AC Electric | Final As-Built Received | 2019-07-18 | 2019-07-18 | 2020-07-18 | SolarEdge | 1D-240C-A | Meters |  |  | 1 |  |  |  | Yes | Indoor
Solar Registration Program | NJSRRE1541699695 | South Brunswick Township | 8552 |  | 12.54 | Residential | No | Behind the Meter | Sunrun Installation Services, Inc. | PSE&G | Accepted | 2019-07-24 | 2019-07-29 | 2020-07-29 | LG Electronics | LG330N1C-A5 | Solar Panels |  | 0.33 | 38 | 234 | 34 |  | Fixed | Roof
Solar Registration Program | NJSRRE1541699695 | South Brunswick Township | 8552 |  | 12.54 | Residential | No | Behind the Meter | Sunrun Installation Services, Inc. | PSE&G | Accepted | 2019-07-24 | 2019-07-29 | 2020-07-29 | Ningbo Ginlong Technologies | Solis-1P10K-4G-US | Inverters | 10000 |  | 1 |  |  | 0.96 |  | Outdoor | Next To Meter
Solar Registration Program | NJSRRE1542528769 | Franklin Twp | 8823 | 5 | 12.54 | Residential | No | Behind the Meter | NJ Solar Power, LLC | PSE&G | Accepted | 2019-10-11 | 2019-10-15 | 2020-10-15 | Panasonic | VBHN330SA17 | Solar Panels |  | 0.33 | 19 | 222 | 30 |  | Fixed | Roof
Solar Registration Program | NJSRRE1542528769 | Franklin Twp | 8823 | 5 | 12.54 | Residential | No | Behind the Meter | NJ Solar Power, LLC | PSE&G | Accepted | 2019-10-11 | 2019-10-15 | 2020-10-15 | Panasonic | VBHN330SA17 | Solar Panels |  | 0.33 | 19 | 133 | 30 |  | Fixed | Roof
Solar Registration Program | NJSRRE1542528769 | Franklin Twp | 8823 | 5 | 12.54 | Residential | No | Behind the Meter | NJ Solar Power, LLC | PSE&G | Accepted | 2019-10-11 | 2019-10-15 | 2020-10-15 | Solaredge | SE11400H-US | Inverters | 11400 |  | 1 |  |  | 0.99 |  | Indoor | garage
Solar Registration Program | NJSRRE1542886236 | Barnegat Township | 8005 | 18 | 12.54 | Residential | No | Behind the Meter | Sunrun Installation Services, Inc. | PSE&G | Accepted | 2019-11-01 | 2019-11-05 | 2020-11-05 | LG Electronics | LG330N1C-A5 | Solar Panels |  | 0.33 | 4 | 148 | 27 |  | Fixed | Roof
Solar Registration Program | NJSRRE1542886236 | Barnegat Township | 8005 | 18 | 12.54 | Residential | No | Behind the Meter | Sunrun Installation Services, Inc. | PSE&G | Accepted | 2019-11-01 | 2019-11-05 | 2020-11-05 | LG Electronics | LG330N1C-A5 | Solar Panels |  | 0.33 | 8 | 59 | 27 |  | Fixed | Roof
Solar Registration Program | NJSRRE1542886236 | Barnegat Township | 8005 | 18 | 12.54 | Residential | No | Behind the Meter | Sunrun Installation Services, Inc. | PSE&G | Accepted | 2019-11-01 | 2019-11-05 | 2020-11-05 | LG Electronics | LG330N1C-A5 | Solar Panels |  | 0.33 | 26 | 239 | 27 |  | Fixed | Roof
Solar Registration Program | NJSRRE1542886236 | Barnegat Township | 8005 | 18 | 12.54 | Residential | No | Behind the Meter | Sunrun Installation Services, Inc. | PSE&G | Accepted | 2019-11-01 | 2019-11-05 | 2020-11-05 | SolarEdge Technologies | SE10000H-USRGM | Inverters | 10000 |  | 1 |  |  | 0.96 |  | Outdoor | Next To Meter
Solar Registration Program | NJSRRE1543058116 | Freehold | 7728 | 17 | 12.54 | Residential | No | Behind the Meter | Maier Solar Engineering dba Solar Me | JCP&L | Accepted | 2019-11-08 | 2019-11-13 | 2020-11-13 | Canadian | CS1H-330MS | Solar Panels |  | 0.33 | 21 | 130 | 23 |  | Fixed | Roof
Solar Registration Program | NJSRRE1543058116 | Freehold | 7728 | 17 | 12.54 | Residential | No | Behind the Meter | Maier Solar Engineering dba Solar Me | JCP&L | Accepted | 2019-11-08 | 2019-11-13 | 2020-11-13 | Canadian | CS1H-330MS | Solar Panels |  | 0.33 | 12 | 130 | 23 |  | Fixed | Roof
Solar Registration Program | NJSRRE1543058116 | Freehold | 7728 | 17 | 12.54 | Residential | No | Behind the Meter | Maier Solar Engineering dba Solar Me | JCP&L | Accepted | 2019-11-08 | 2019-11-13 | 2020-11-13 | Canadian | CS1H-330MS | Solar Panels |  | 0.33 | 5 | 130 | 23 |  | Fixed | Roof
Solar Registration Program | NJSRRE1543058116 | Freehold | 7728 | 17 | 12.54 | Residential | No | Behind the Meter | Maier Solar Engineering dba Solar Me | JCP&L | Accepted | 2019-11-08 | 2019-11-13 | 2020-11-13 | Enphase | IQ7 | Inverters | 240 |  | 38 |  |  | 0.96 |  | Outdoor | Next to meter
Solar Registration Program | NJSRRE1543187113 | Mantua | 8051 | 15 | 12.54 | Residential | No | Behind the Meter | Kaitanna Solar, LLC | AC Electric | Accepted | 2019-11-13 | 2019-11-18 | 2020-11-18 | Canadian Solar | 330 | Solar Panels |  | 0.33 | 10 | 92 | 28 |  | Fixed | Roof
Solar Registration Program | NJSRRE1543187113 | Mantua | 8051 | 15 | 12.54 | Residential | No | Behind the Meter | Kaitanna Solar, LLC | AC Electric | Accepted | 2019-11-13 | 2019-11-18 | 2020-11-18 | Canadian Solar | 330 | Solar Panels |  | 0.33 | 6 | 91 | 28 |  | Fixed | Roof
Solar Registration Program | NJSRRE1543187113 | Mantua | 8051 | 15 | 12.54 | Residential | No | Behind the Meter | Kaitanna Solar, LLC | AC Electric | Accepted | 2019-11-13 | 2019-11-18 | 2020-11-18 | Canadian Solar | 330 | Solar Panels |  | 0.33 | 22 | 272 | 28 |  | Fixed | Roof
Solar Registration Program | NJSRRE1543187113 | Mantua | 8051 | 15 | 12.54 | Residential | No | Behind the Meter | Kaitanna Solar, LLC | AC Electric | Accepted | 2019-11-13 | 2019-11-18 | 2020-11-18 | Enphase | IQ7 | Inverters | 240 |  | 38 |  |  | 0.97 |  | Outdoor | Under Module
Solar Registration Program | NJSRRE1543187113 | Mantua | 8051 | 15 | 12.54 | Residential | No | Behind the Meter | Kaitanna Solar, LLC | AC Electric | Accepted | 2019-11-13 | 2019-11-18 | 2020-11-18 | Enphase | Envoy S | Meters |  |  | 1 |  |  |  | Yes | Outdoor
Solar Registration Program | NJSRRE1543556072 | Point Pleasant | 8742 | 18 | 12.54 | Residential | No | Behind the Meter | ACDC Solar LLC | JCP&L | Accepted | 2019-12-17 | 2019-12-20 | 2020-12-20 | Canadian Solar | CS1H-330MS | Solar Panels |  | 0.33 | 38 | 120 | 23 |  | Fixed | Roof
Solar Registration Program | NJSRRE1543556072 | Point Pleasant | 8742 | 18 | 12.54 | Residential | No | Behind the Meter | ACDC Solar LLC | JCP&L | Accepted | 2019-12-17 | 2019-12-20 | 2020-12-20 | Solaredge | SE7600-US | Inverters | 7600 |  | 1 |  |  | 0.97 |  | Outdoor | Side of house
Solar Registration Program | NJSRRE1543556072 | Point Pleasant | 8742 | 18 | 12.54 | Residential | No | Behind the Meter | ACDC Solar LLC | JCP&L | Accepted | 2019-12-17 | 2019-12-20 | 2020-12-20 | Solaredge | SE3000-US | Inverters | 3000 |  | 1 |  |  | 0.97 |  | Outdoor | Side of house
Solar Registration Program | NJSRRE1541437153 | Paramus | 7652 | 7 | 12.58 | Residential | No | Behind the Meter | Green Power Energy | PSE&G | Accepted | 2019-06-20 | 2019-06-24 | 2020-06-24 | Panasonic | VBHN340SA17 | Solar Panels |  | 0.34 | 11 | 181 | 27 |  | Fixed | Roof
Solar Registration Program | NJSRRE1541437153 | Paramus | 7652 | 7 | 12.58 | Residential | No | Behind the Meter | Green Power Energy | PSE&G | Accepted | 2019-06-20 | 2019-06-24 | 2020-06-24 | Panasonic | VBHN340SA17 | Solar Panels |  | 0.34 | 16 | 91 | 27 |  | Fixed | Roof
Solar Registration Program | NJSRRE1541437153 | Paramus | 7652 | 7 | 12.58 | Residential | No | Behind the Meter | Green Power Energy | PSE&G | Accepted | 2019-06-20 | 2019-06-24 | 2020-06-24 | Panasonic | VBHN340SA17 | Solar Panels |  | 0.34 | 10 | 92 | 27 |  | Fixed | Roof
Solar Registration Program | NJSRRE1541437153 | Paramus | 7652 | 7 | 12.58 | Residential | No | Behind the Meter | Green Power Energy | PSE&G | Accepted | 2019-06-20 | 2019-06-24 | 2020-06-24 | Solar Edge | SE7600H-US | Inverters | 7600 |  | 2 |  |  | 0.97 |  | Outside | next to meter
Solar Registration Program | NJSRRE1542516033 | Hewitt | 7421 | 6 | 12.58 | Commercial | No | Behind the Meter | Summit Solar Company LLC | Orange Rockland Electric | Accepted | 2019-10-09 | 2019-10-11 | 2020-10-11 | ASTRONERGY | ASTRONERGY 370W | Solar Panels |  | 0.37 | 34 | 167 | 19 |  | Fixed | Roof
Solar Registration Program | NJSRRE1542516033 | Hewitt | 7421 | 6 | 12.58 | Commercial | No | Behind the Meter | Summit Solar Company LLC | Orange Rockland Electric | Accepted | 2019-10-09 | 2019-10-11 | 2020-10-11 | SOLAREDGE | SOLAREDGE SE10000H-US RGM | Inverters | 10000 |  | 1 |  |  | 0.99 |  | Outside | WALL OR ROOF
Solar Registration Program | NJSRRE1542560968 | Dayton | 8810 | 11 | 12.58 | Residential | No | Behind the Meter | Sundial Solar Innovations | PSE&G | Accepted | 2019-10-19 | 2019-10-22 | 2020-10-22 | LG | LG370q1c | Solar Panels |  | 0.37 | 34 | 220 | 35 |  | Fixed | Roof
Solar Registration Program | NJSRRE1542560968 | Dayton | 8810 | 11 | 12.58 | Residential | No | Behind the Meter | Sundial Solar Innovations | PSE&G | Accepted | 2019-10-19 | 2019-10-22 | 2020-10-22 | Enphase | iq7+ | Inverters | 290 |  | 34 |  |  | 0.97 |  | Outdoor | roof
Solar Registration Program | NJSRRE1540262817 | Elizabeth | 7208 | 10 | 12.6 | Residential | No | Behind the Meter | Suntuity Solar LLC | PSE&G | Accepted | 2019-01-21 | 2019-02-25 | 2020-02-25 | Hanwha Solar | Q-Cells 315 Mono | Solar Panels |  | 0.315 | 40 | 261 | 36 |  | Fixed | Roof
Solar Registration Program | NJSRRE1540262817 | Elizabeth | 7208 | 10 | 12.6 | Residential | No | Behind the Meter | Suntuity Solar LLC | PSE&G | Accepted | 2019-01-21 | 2019-02-25 | 2020-02-25 | SolarEdge | SE7600H-US | Inverters | 7600 |  | 1 |  |  | 0.99 |  | Outdoor | Besides the meter
Solar Registration Program | NJSRRE1540295715 | Millville | 8332 | 20 | 12.6 | Residential | Yes | Behind the Meter | Vision Solar LLC | AC Electric | Accepted | 2019-01-29 | 2019-01-30 | 2020-01-30 | sunpower | spr-x22-360-e-ac | Solar Panels |  | 0.36 | 21 | 85 | 19 |  | Fixed | Roof
Solar Registration Program | NJSRRE1540295715 | Millville | 8332 | 20 | 12.6 | Residential | Yes | Behind the Meter | Vision Solar LLC | AC Electric | Accepted | 2019-01-29 | 2019-01-30 | 2020-01-30 | sunpower | spr-x22-360-e-ac | Solar Panels |  | 0.36 | 14 | 265 | 19 |  | Fixed | Roof
Solar Registration Program | NJSRRE1540295715 | Millville | 8332 | 20 | 12.6 | Residential | Yes | Behind the Meter | Vision Solar LLC | AC Electric | Accepted | 2019-01-29 | 2019-01-30 | 2020-01-30 | sunpower | spr-x22-360-e-ac | Inverters | 0.36 |  | 35 |  |  | 0.96 |  | Other | behind panels
Solar Registration Program | NJSRRE1540333821 | Manchester | 8759 | 18 | 12.6 | Residential | Yes | Behind the Meter | Vivint Solar Developer, LLC | JCP&L | Accepted | 2019-02-05 | 2019-02-07 | 2020-02-07 | Hanwha Solar | Q.Peak BLK-G5 315 | Solar Panels |  | 0.315 | 18 | 303 | 25 |  | Fixed | Roof
Solar Registration Program | NJSRRE1540333821 | Manchester | 8759 | 18 | 12.6 | Residential | Yes | Behind the Meter | Vivint Solar Developer, LLC | JCP&L | Accepted | 2019-02-05 | 2019-02-07 | 2020-02-07 | Hanwha Solar | Q.Peak BLK-G5 315 | Solar Panels |  | 0.315 | 22 | 123 | 26 |  | Fixed | Roof
Solar Registration Program | NJSRRE1540333821 | Manchester | 8759 | 18 | 12.6 | Residential | Yes | Behind the Meter | Vivint Solar Developer, LLC | JCP&L | Accepted | 2019-02-05 | 2019-02-07 | 2020-02-07 | Solar Edge | SE10000H-US | Inverters | 10000 |  | 1 |  |  | 0.992 |  | Outdoor | Near the Utility Meter.
Solar Registration Program | NJSRRE1540369100 | Kendall Park | 8824 | 11 | 12.6 | Residential | Yes | Behind the Meter | Vivint Solar Developer, LLC | PSE&G | Accepted | 2019-02-20 | 2019-02-25 | 2020-02-25 | Hanwha Solar | Q.PEAK DUO BLK-G5 315 | Solar Panels |  | 0.315 | 12 | 251 | 23 |  | Fixed | Roof
Solar Registration Program | NJSRRE1540369100 | Kendall Park | 8824 | 11 | 12.6 | Residential | Yes | Behind the Meter | Vivint Solar Developer, LLC | PSE&G | Accepted | 2019-02-20 | 2019-02-25 | 2020-02-25 | Hanwha Solar | Q.PEAK DUO BLK-G5 315 | Solar Panels |  | 0.315 | 16 | 71 | 23 |  | Fixed | Roof
Solar Registration Program | NJSRRE1540369100 | Kendall Park | 8824 | 11 | 12.6 | Residential | Yes | Behind the Meter | Vivint Solar Developer, LLC | PSE&G | Accepted | 2019-02-20 | 2019-02-25 | 2020-02-25 | Hanwha Solar | Q.PEAK DUO BLK-G5 315 | Solar Panels |  | 0.315 | 12 | 71 | 23 |  | Fixed | Roof
Solar Registration Program | NJSRRE1540369100 | Kendall Park | 8824 | 11 | 12.6 | Residential | Yes | Behind the Meter | Vivint Solar Developer, LLC | PSE&G | Accepted | 2019-02-20 | 2019-02-25 | 2020-02-25 | Solar Edge | SE10000H-US | Inverters | 10000 |  | 1 |  |  | 0.992 |  | Outdoor | Near the Utility Meter
Solar Registration Program | NJSRRE1540378061 | West New York | 7093 | 8 | 12.6 | Residential | Yes | Behind the Meter | Pro Custom Solar dba Momentum Solar | PSE&G | Accepted | 2019-02-19 | 2019-02-21 | 2020-02-21 | HANWHA | Q.PEAK DUO BLK-G5 315 | Solar Panels |  | 0.315 | 18 | 210 | 23 |  | Fixed | Roof
Solar Registration Program | NJSRRE1540378061 | West New York | 7093 | 8 | 12.6 | Residential | Yes | Behind the Meter | Pro Custom Solar dba Momentum Solar | PSE&G | Accepted | 2019-02-19 | 2019-02-21 | 2020-02-21 | HANWHA | Q.PEAK DUO BLK-G5 315 | Solar Panels |  | 0.315 | 2 | 210 | 24 |  | Fixed | Roof
Solar Registration Program | NJSRRE1540378061 | West New York | 7093 | 8 | 12.6 | Residential | Yes | Behind the Meter | Pro Custom Solar dba Momentum Solar | PSE&G | Accepted | 2019-02-19 | 2019-02-21 | 2020-02-21 | HANWHA | Q.PEAK DUO BLK-G5 315 | Solar Panels |  | 0.315 | 3 | 30 | 21 |  | Fixed | Roof
Solar Registration Program | NJSRRE1540378061 | West New York | 7093 | 8 | 12.6 | Residential | Yes | Behind the Meter | Pro Custom Solar dba Momentum Solar | PSE&G | Accepted | 2019-02-19 | 2019-02-21 | 2020-02-21 | HANWHA | Q.PEAK DUO BLK-G5 315 | Solar Panels |  | 0.315 | 17 | 30 | 22 |  | Fixed | Roof
Solar Registration Program | NJSRRE1540378061 | West New York | 7093 | 8 | 12.6 | Residential | Yes | Behind the Meter | Pro Custom Solar dba Momentum Solar | PSE&G | Accepted | 2019-02-19 | 2019-02-21 | 2020-02-21 | ENPHASE | IQ6-60-2-US | Inverters | 240 |  | 40 |  |  | 0.97 |  | Outdoor | roof
Solar Registration Program | NJSRRE1540396213 | Springfield Township | 7081 | 10 | 12.6 | Residential | No | Behind the Meter | Suntuity Solar LLC | JCP&L | Accepted | 2019-03-01 | 2019-03-01 | 2020-03-01 | Hanwha Solar | Q-Cells 315 Mono | Solar Panels |  | 0.315 | 10 | 131 | 32 |  | Fixed | Roof
Solar Registration Program | NJSRRE1540396213 | Springfield Township | 7081 | 10 | 12.6 | Residential | No | Behind the Meter | Suntuity Solar LLC | JCP&L | Accepted | 2019-03-01 | 2019-03-01 | 2020-03-01 | Hanwha Solar | Q-Cells 315 Mono | Solar Panels |  | 0.315 | 14 | 221 | 10 |  | Fixed | Roof
Solar Registration Program | NJSRRE1540396213 | Springfield Township | 7081 | 10 | 12.6 | Residential | No | Behind the Meter | Suntuity Solar LLC | JCP&L | Accepted | 2019-03-01 | 2019-03-01 | 2020-03-01 | Hanwha Solar | Q-Cells 315 Mono | Solar Panels |  | 0.315 | 6 | 221 | 7 |  | Fixed | Roof
Solar Registration Program | NJSRRE1540396213 | Springfield Township | 7081 | 10 | 12.6 | Residential | No | Behind the Meter | Suntuity Solar LLC | JCP&L | Accepted | 2019-03-01 | 2019-03-01 | 2020-03-01 | Hanwha Solar | Q-Cells 315 Mono | Solar Panels |  | 0.315 | 10 | 311 | 32 |  | Fixed | Roof
Solar Registration Program | NJSRRE1540396213 | Springfield Township | 7081 | 10 | 12.6 | Residential | No | Behind the Meter | Suntuity Solar LLC | JCP&L | Accepted | 2019-03-01 | 2019-03-01 | 2020-03-01 | SolarEdge | SE11400H-US | Inverters | 11400 |  | 1 |  |  | 0.99 |  | Outdoor | Besides the meter
Solar Registration Program | NJSRRE1540485568 | Pitman | 8071 | 15 | 12.6 | Residential | Yes | Behind the Meter | Sunrun Installation Services, Inc. | AC Electric | Accepted | 2019-03-14 | 2019-03-15 | 2020-03-15 | LG Electronics | LG360Q1C-A5 | Solar Panels |  | 0.36 | 29 | 72 | 34 |  | Fixed | Roof
Solar Registration Program | NJSRRE1540485568 | Pitman | 8071 | 15 | 12.6 | Residential | Yes | Behind the Meter | Sunrun Installation Services, Inc. | AC Electric | Accepted | 2019-03-14 | 2019-03-15 | 2020-03-15 | LG Electronics | LG360Q1C-A5 | Solar Panels |  | 0.36 | 4 | 251 | 34 |  | Fixed | Roof
Solar Registration Program | NJSRRE1540485568 | Pitman | 8071 | 15 | 12.6 | Residential | Yes | Behind the Meter | Sunrun Installation Services, Inc. | AC Electric | Accepted | 2019-03-14 | 2019-03-15 | 2020-03-15 | LG Electronics | LG360Q1C-A5 | Solar Panels |  | 0.36 | 2 | 161 | 27 |  | Fixed | Roof
Solar Registration Program | NJSRRE1540485568 | Pitman | 8071 | 15 | 12.6 | Residential | Yes | Behind the Meter | Sunrun Installation Services, Inc. | AC Electric | Accepted | 2019-03-14 | 2019-03-15 | 2020-03-15 | SolarEdge Technologies | SE11400H-USRGM | Inverters | 11400 |  | 1 |  |  | 0.96 |  | Outdoor | Next To Meter
Solar Registration Program | NJSRRE1540833262 | SOUTH PLAINFIELD | 7080 | 11 | 12.6 | Residential | Yes | Behind the Meter | Vivint Solar Developer, LLC | PSE&G | Accepted | 2019-04-09 | 2019-04-10 | 2020-04-10 | Hanwha Solar | Q.PEAK BLK-G5 315 | Solar Panels |  | 0.315 | 12 | 68 | 33 |  | Fixed | Roof
Solar Registration Program | NJSRRE1540833262 | SOUTH PLAINFIELD | 7080 | 11 | 12.6 | Residential | Yes | Behind the Meter | Vivint Solar Developer, LLC | PSE&G | Accepted | 2019-04-09 | 2019-04-10 | 2020-04-10 | Hanwha Solar | Q.PEAK BLK-G5 315 | Solar Panels |  | 0.315 | 7 | 338 | 33 |  | Fixed | Roof
Solar Registration Program | NJSRRE1540833262 | SOUTH PLAINFIELD | 7080 | 11 | 12.6 | Residential | Yes | Behind the Meter | Vivint Solar Developer, LLC | PSE&G | Accepted | 2019-04-09 | 2019-04-10 | 2020-04-10 | Hanwha Solar | Q.PEAK BLK-G5 315 | Solar Panels |  | 0.315 | 14 | 248 | 33 |  | Fixed | Roof
Solar Registration Program | NJSRRE1540833262 | SOUTH PLAINFIELD | 7080 | 11 | 12.6 | Residential | Yes | Behind the Meter | Vivint Solar Developer, LLC | PSE&G | Accepted | 2019-04-09 | 2019-04-10 | 2020-04-10 | Solar Edge | SE10000H-US | Inverters | 10000 |  | 1 |  |  | 0.992 |  | Outdoor | Near the Utility Meter
Solar Registration Program | NJSRRE1540833262 | SOUTH PLAINFIELD | 7080 | 11 | 12.6 | Residential | Yes | Behind the Meter | Vivint Solar Developer, LLC | PSE&G | Accepted | 2019-04-09 | 2019-04-10 | 2020-04-10 | Hanwha Solar | Q.PEAK BLK-G5 315 | Solar Panels |  | 0.315 | 7 | 158 | 33 |  | Fixed | Roof
Solar Registration Program | NJSRRE1540836278 | Atlantic City | 8401 | 19 | 12.6 | Residential | No | Behind the Meter | Kamtech Solar | AC Electric | Accepted | 2019-04-10 | 2019-05-01 | 2020-05-01 | Sunpower | X-21-350-BLK-D-AC | Solar Panels |  | 0.35 | 36 | 153 | 40 |  | Fixed | Roof
Solar Registration Program | NJSRRE1540908952 | Bellmawr | 8031 | 14 | 12.6 | Residential | No | Behind the Meter | SunPower Capital LLC | PSE&G | Accepted | 2019-04-30 | 2019-05-02 | 2020-05-02 | sunpower | spr-x22-360-e-ac | Solar Panels |  | 0.36 | 6 | 151 | 22 |  | Fixed | Roof
Solar Registration Program | NJSRRE1540908952 | Bellmawr | 8031 | 14 | 12.6 | Residential | No | Behind the Meter | SunPower Capital LLC | PSE&G | Accepted | 2019-04-30 | 2019-05-02 | 2020-05-02 | sunpower | spr-x22-360-e-ac | Solar Panels |  | 0.36 | 7 | 331 | 22 |  | Fixed | Roof
Solar Registration Program | NJSRRE1540908952 | Bellmawr | 8031 | 14 | 12.6 | Residential | No | Behind the Meter | SunPower Capital LLC | PSE&G | Accepted | 2019-04-30 | 2019-05-02 | 2020-05-02 | sunpower | spr-x22-360-e-ac | Solar Panels |  | 0.36 | 22 | 151 | 22 |  | Fixed | Roof
Solar Registration Program | NJSRRE1540908952 | Bellmawr | 8031 | 14 | 12.6 | Residential | No | Behind the Meter | SunPower Capital LLC | PSE&G | Accepted | 2019-04-30 | 2019-05-02 | 2020-05-02 | Sunpower | spr-x22-360-e-ac | Inverters | 0.36 |  | 35 |  |  | 0.96 |  | Other | behind panels
Solar Registration Program | NJSRRE1540964603 | Marmora | 8223 | 21 | 12.6 | Residential | No | Behind the Meter | Trinity Solar | AC Electric | Accepted | 2019-05-07 | 2019-05-10 | 2020-05-10 | HANWHA | Q.PEAK DUO BLK-G5 315 | Solar Panels |  | 0.315 | 21 | 220 | 18 |  | Fixed | Roof
Solar Registration Program | NJSRRE1540964603 | Marmora | 8223 | 21 | 12.6 | Residential | No | Behind the Meter | Trinity Solar | AC Electric | Accepted | 2019-05-07 | 2019-05-10 | 2020-05-10 | HANWHA | Q.PEAK DUO BLK-G5 315 | Solar Panels |  | 0.315 | 19 | 40 | 18 |  | Fixed | Roof
Solar Registration Program | NJSRRE1540964603 | Marmora | 8223 | 21 | 12.6 | Residential | No | Behind the Meter | Trinity Solar | AC Electric | Accepted | 2019-05-07 | 2019-05-10 | 2020-05-10 | Solar Edge | SE10000H-US | Inverters | 10000 |  | 1 |  |  | 0.97 |  | Outdoor | side of home
Solar Registration Program | NJSRRE1540994004 | Sicklerville | 8081 | 14 | 12.6 | Residential | Yes | Behind the Meter | Trinity Solar | AC Electric | Accepted | 2019-05-16 | 2019-05-21 | 2020-05-21 | Hanwha | Q.PEAK DUO BLK-G5 315 | Solar Panels |  | 0.315 | 40 | 185 | 34 |  | Fixed | Roof
Solar Registration Program | NJSRRE1540994004 | Sicklerville | 8081 | 14 | 12.6 | Residential | Yes | Behind the Meter | Trinity Solar | AC Electric | Accepted | 2019-05-16 | 2019-05-21 | 2020-05-21 | Solar Edge | SE10000 | Inverters | 10000 |  | 1 |  |  | 0.97 |  | Outside | side of home
Solar Registration Program | NJSRRE1541039400 | Cranbury | 8512 | 11 | 12.6 | Residential | Yes | Behind the Meter | Sunrun Installation Services, Inc. | JCP&L | Accepted | 2019-05-23 | 2019-05-29 | 2020-05-29 | LG Electronics | LG360Q1C-A5 | Solar Panels |  | 0.36 | 17 | 96 | 34 |  | Fixed | Roof
Solar Registration Program | NJSRRE1541039400 | Cranbury | 8512 | 11 | 12.6 | Residential | Yes | Behind the Meter | Sunrun Installation Services, Inc. | JCP&L | Accepted | 2019-05-23 | 2019-05-29 | 2020-05-29 | LG Electronics | LG360Q1C-A5 | Solar Panels |  | 0.36 | 8 | 187 | 34 |  | Fixed | Roof
Solar Registration Program | NJSRRE1541039400 | Cranbury | 8512 | 11 | 12.6 | Residential | Yes | Behind the Meter | Sunrun Installation Services, Inc. | JCP&L | Accepted | 2019-05-23 | 2019-05-29 | 2020-05-29 | LG Electronics | LG360Q1C-A5 | Solar Panels |  | 0.36 | 10 | 187 | 34 |  | Fixed | Roof
Solar Registration Program | NJSRRE1541039400 | Cranbury | 8512 | 11 | 12.6 | Residential | Yes | Behind the Meter | Sunrun Installation Services, Inc. | JCP&L | Accepted | 2019-05-23 | 2019-05-29 | 2020-05-29 | SMA America | SB7.7-1SP-US-40 | Inverters | 7680 |  | 1 |  |  | 0.96 |  | Outdoor | Next To Meter
Solar Registration Program | NJSRRE1541039400 | Cranbury | 8512 | 11 | 12.6 | Residential | Yes | Behind the Meter | Sunrun Installation Services, Inc. | JCP&L | Accepted | 2019-05-23 | 2019-05-29 | 2020-05-29 | SMA America | SB3.0-1SP-US-40 | Inverters | 3000 |  | 1 |  |  | 0.96 |  | Outdoor | Next To Meter
Solar Registration Program | NJSRRE1541046255 | RAHWAY | 7065 | 10 | 12.6 | Non Profit | Yes | Behind the Meter | CE Team Inc. | PSE&G | Accepted | 2019-05-27 | 2019-05-30 | 2020-05-30 | AXITEC | AC300M-60S | Solar Panels |  | 0.3 | 22 | 115 | 24 |  | Fixed | Roof
Solar Registration Program | NJSRRE1541046255 | RAHWAY | 7065 | 10 | 12.6 | Non Profit | Yes | Behind the Meter | CE Team Inc. | PSE&G | Accepted | 2019-05-27 | 2019-05-30 | 2020-05-30 | AXITEC | AC300M-60S | Solar Panels |  | 0.3 | 8 | 205 | 24 |  | Fixed | Roof
Solar Registration Program | NJSRRE1541046255 | RAHWAY | 7065 | 10 | 12.6 | Non Profit | Yes | Behind the Meter | CE Team Inc. | PSE&G | Accepted | 2019-05-27 | 2019-05-30 | 2020-05-30 | AXITEC | AC300M-60S | Solar Panels |  | 0.3 | 12 | 295 | 24 |  | Fixed | Roof
Solar Registration Program | NJSRRE1541046255 | RAHWAY | 7065 | 10 | 12.6 | Non Profit | Yes | Behind the Meter | CE Team Inc. | PSE&G | Accepted | 2019-05-27 | 2019-05-30 | 2020-05-30 | SOLAREDGE | SE11400H | Inverters | 11400 |  | 1 |  |  | 0.992 |  | Outside | south wall
Solar Registration Program | NJSRRE1541125528 | Burlington | 8016 | 13 | 12.6 | Residential | Yes | Behind the Meter | Pro Custom Solar dba Momentum Solar | PSE&G | Accepted | 2019-06-07 | 2019-06-12 | 2020-06-12 | HANWHA | Q.PEAK DUO BLK-G5 315 | Solar Panels |  | 0.315 | 22 | 202 | 38 |  | Fixed | Roof
Solar Registration Program | NJSRRE1541125528 | Burlington | 8016 | 13 | 12.6 | Residential | Yes | Behind the Meter | Pro Custom Solar dba Momentum Solar | PSE&G | Accepted | 2019-06-07 | 2019-06-12 | 2020-06-12 | HANWHA | Q.PEAK DUO BLK-G5 315 | Solar Panels |  | 0.315 | 18 | 22 | 7 |  | Fixed | Roof
Solar Registration Program | NJSRRE1541125528 | Burlington | 8016 | 13 | 12.6 | Residential | Yes | Behind the Meter | Pro Custom Solar dba Momentum Solar | PSE&G | Accepted | 2019-06-07 | 2019-06-12 | 2020-06-12 | ENPHASE | IQ7-60-2-US | Inverters | 240 |  | 40 |  |  | 0.97 |  | Outdoor | ROOF
Solar Registration Program | NJSRRE1541363589 | Bridgeton | 8302 | 20 | 12.6 | Residential | Yes | Behind the Meter | RCL Enterprises Inc. | AC Electric | Accepted | 2019-06-14 | 2019-06-19 | 2020-06-19 | Hanwha SolarOne | HSL72P-315Q | Solar Panels |  | 0.315 | 40 | 180 | 25 |  | Fixed | Ground
Solar Registration Program | NJSRRE1541363589 | Bridgeton | 8302 | 20 | 12.6 | Residential | Yes | Behind the Meter | RCL Enterprises Inc. | AC Electric | Accepted | 2019-06-14 | 2019-06-19 | 2020-06-19 | Enphase | iQ7 | Inverters | 9600 |  | 40 |  |  | 0.96 |  | Outdoor | under panels
Solar Registration Program | NJSRRE1541431120 | Kendall Park | 8824 | 11 | 12.6 | Residential | Yes | Behind the Meter | Vivint Solar Developer, LLC | PSE&G | Accepted | 2019-06-19 | 2019-06-24 | 2020-06-24 | HANWHA SOLAR | Q.PEAK BLK-G5 315 | Solar Panels |  | 0.315 | 8 | 263 | 18 |  | Fixed | Roof
Solar Registration Program | NJSRRE1541431120 | Kendall Park | 8824 | 11 | 12.6 | Residential | Yes | Behind the Meter | Vivint Solar Developer, LLC | PSE&G | Accepted | 2019-06-19 | 2019-06-24 | 2020-06-24 | HANWHA SOLAR | Q.PEAK BLK-G5 315 | Solar Panels |  | 0.315 | 10 | 83 | 18 |  | Fixed | Roof
Solar Registration Program | NJSRRE1541431120 | Kendall Park | 8824 | 11 | 12.6 | Residential | Yes | Behind the Meter | Vivint Solar Developer, LLC | PSE&G | Accepted | 2019-06-19 | 2019-06-24 | 2020-06-24 | HANWHA SOLAR | Q.PEAK BLK-G5 315 | Solar Panels |  | 0.315 | 22 | 83 | 27 |  | Fixed | Roof
Solar Registration Program | NJSRRE1541431120 | Kendall Park | 8824 | 11 | 12.6 | Residential | Yes | Behind the Meter | Vivint Solar Developer, LLC | PSE&G | Accepted | 2019-06-19 | 2019-06-24 | 2020-06-24 | SOLAREDGE | SE10000H-US | Inverters | 10000 |  | 1 |  |  | 0.992 |  | Outdoor | Near The Utility Meter
Solar Registration Program | NJSRRE1541590978 | Pleasantville | 8232 | 19 | 12.6 | Residential | No | Behind the Meter | Castle Energy, LLC | AC Electric | Accepted | 2019-07-03 | 2019-07-08 | 2020-07-08 | Hanwha QCells | Q.PEAK DUO BLK G5 315 | Solar Panels |  | 0.315 | 18 | 209 | 30 |  | Fixed | Roof
Solar Registration Program | NJSRRE1541590978 | Pleasantville | 8232 | 19 | 12.6 | Residential | No | Behind the Meter | Castle Energy, LLC | AC Electric | Accepted | 2019-07-03 | 2019-07-08 | 2020-07-08 | Hanwha QCells | Q.PEAK DUO BLK G5 315 | Solar Panels |  | 0.315 | 2 | 119 | 35 |  | Fixed | Roof
Solar Registration Program | NJSRRE1541590978 | Pleasantville | 8232 | 19 | 12.6 | Residential | No | Behind the Meter | Castle Energy, LLC | AC Electric | Accepted | 2019-07-03 | 2019-07-08 | 2020-07-08 | Hanwha QCells | Q.PEAK DUO BLK G5 315 | Solar Panels |  | 0.315 | 18 | 29 | 30 |  | Fixed | Roof
Solar Registration Program | NJSRRE1541590978 | Pleasantville | 8232 | 19 | 12.6 | Residential | No | Behind the Meter | Castle Energy, LLC | AC Electric | Accepted | 2019-07-03 | 2019-07-08 | 2020-07-08 | Hanwha QCells | Q.PEAK DUO BLK G5 315 | Solar Panels |  | 0.315 | 2 | 299 | 35 |  | Fixed | Roof
Solar Registration Program | NJSRRE1541590978 | Pleasantville | 8232 | 19 | 12.6 | Residential | No | Behind the Meter | Castle Energy, LLC | AC Electric | Accepted | 2019-07-03 | 2019-07-08 | 2020-07-08 | Enphase Energy | IQ7-60-2-US | Inverters | 240 |  | 40 |  |  | 0.976 |  | Outdoor | On rooftop underneath each solar module
Solar Registration Program | NJSRRE1541635328 | Princeton | 8540 | 12 | 12.6 | Residential | No | Behind the Meter | Sunrun Installation Services, Inc. | PSE&G | Accepted | 2019-07-11 | 2019-07-16 | 2020-07-16 | LG Electronics | LG360Q1C-A5 | Solar Panels |  | 0.36 | 35 | 167 | 37 |  | Fixed | Roof
Solar Registration Program | NJSRRE1541635328 | Princeton | 8540 | 12 | 12.6 | Residential | No | Behind the Meter | Sunrun Installation Services, Inc. | PSE&G | Accepted | 2019-07-11 | 2019-07-16 | 2020-07-16 | SolarEdge Technologies | SE11400H-USRGM | Inverters | 11400 |  | 1 |  |  | 0.96 |  | Outdoor | Next To Meter
Solar Registration Program | NJSRRE1541731505 | Pittstown | 8867 | 4 | 12.6 | Residential | No | Behind the Meter | Green Power Energy | JCP&L | Accepted | 2019-08-02 | 2019-08-07 | 2020-08-07 | S-Energy | SN360M-10 | Solar Panels |  | 0.36 | 4 | 183 | 27 |  | Fixed | Roof
Solar Registration Program | NJSRRE1541731505 | Pittstown | 8867 | 4 | 12.6 | Residential | No | Behind the Meter | Green Power Energy | JCP&L | Accepted | 2019-08-02 | 2019-08-07 | 2020-08-07 | S-Energy | SN360M-10 | Solar Panels |  | 0.36 | 31 | 185 | 27 |  | Fixed | Roof
Solar Registration Program | NJSRRE1541731505 | Pittstown | 8867 | 4 | 12.6 | Residential | No | Behind the Meter | Green Power Energy | JCP&L | Accepted | 2019-08-02 | 2019-08-07 | 2020-08-07 | Solar Edge | SE11400H-US | Inverters | 11400 |  | 1 |  |  | 0.97 |  | Outside | next to meter
Solar Registration Program | NJSRRE1541820295 | Erma | 8204 | 21 | 12.6 | Residential | Yes | Behind the Meter | RCL Enterprises Inc. | AC Electric | Accepted | 2019-08-13 | 2019-08-23 | 2020-08-23 | Hanwha SolarOne | HSL72P6-315Q | Solar Panels |  | 0.315 | 40 | 180 | 25 |  | Fixed | Ground
Solar Registration Program | NJSRRE1541820295 | Erma | 8204 | 21 | 12.6 | Residential | Yes | Behind the Meter | RCL Enterprises Inc. | AC Electric | Accepted | 2019-08-13 | 2019-08-23 | 2020-08-23 | Enphase | IQ7plus | Inverters | 11600 |  | 40 |  |  | 0.96 |  | Outdoor | under panels
Solar Registration Program | NJSRRE1541871913 | Elizabeth City | 7206 | 10 | 12.6 | Residential | No | Behind the Meter | Orbit Energy & Power, LLC | PSE&G | Accepted | 2019-08-21 | 2019-08-26 | 2020-08-26 | axitec | aictec 300 | Solar Panels |  | 0.3 | 25 | 235 | 27 |  | Fixed | Roof
Solar Registration Program | NJSRRE1541871913 | Elizabeth City | 7206 | 10 | 12.6 | Residential | No | Behind the Meter | Orbit Energy & Power, LLC | PSE&G | Accepted | 2019-08-21 | 2019-08-26 | 2020-08-26 | axitec | axitec 300 | Solar Panels |  | 0.3 | 17 | 55 | 27 |  | Fixed | Roof
Solar Registration Program | NJSRRE1541871913 | Elizabeth City | 7206 | 10 | 12.6 | Residential | No | Behind the Meter | Orbit Energy & Power, LLC | PSE&G | Accepted | 2019-08-21 | 2019-08-26 | 2020-08-26 | enphase | iq7 | Inverters | 240 |  | 42 |  |  | 0.986 |  | Outside | panel
Solar Registration Program | NJSRRE1541873965 | Galloway | 8205 | 19 | 12.6 | Residential | No | Behind the Meter | SunPower Capital, LLC | AC Electric | Final As-Built Received | 2019-08-22 | 2019-08-27 | 2020-08-27 | Sunpower | SPR X21-350-BLK | Solar Panels |  | 0.35 | 24 | 100 | 25 |  | Fixed | Roof
Solar Registration Program | NJSRRE1541873965 | Galloway | 8205 | 19 | 12.6 | Residential | No | Behind the Meter | SunPower Capital, LLC | AC Electric | Final As-Built Received | 2019-08-22 | 2019-08-27 | 2020-08-27 | Sunpower | SPR X21-350-BLK | Solar Panels |  | 0.35 | 7 | 190 | 37 |  | Fixed | Roof
Solar Registration Program | NJSRRE1541873965 | Galloway | 8205 | 19 | 12.6 | Residential | No | Behind the Meter | SunPower Capital, LLC | AC Electric | Final As-Built Received | 2019-08-22 | 2019-08-27 | 2020-08-27 | Sunpower | SPR X21-350-BLK | Solar Panels |  | 0.35 | 5 | 281 | 30 |  | Fixed | Roof
Solar Registration Program | NJSRRE1541873965 | Galloway | 8205 | 19 | 12.6 | Residential | No | Behind the Meter | SunPower Capital, LLC | AC Electric | Final As-Built Received | 2019-08-22 | 2019-08-27 | 2020-08-27 | Sunpower | X-21-350-BLK-E-AC Type E | Inverters | 320 |  | 36 |  |  | 0.96 |  | Outdoor | On rooftop underneath each solar module
Solar Registration Program | NJSRRE1541873965 | Galloway | 8205 | 19 | 12.6 | Residential | No | Behind the Meter | SunPower Capital, LLC | AC Electric | Final As-Built Received | 2019-08-22 | 2019-08-27 | 2020-08-27 | Sunpower | PVS6 | Meters |  |  | 1 |  |  |  | Yes | Outdoor
Solar Registration Program | NJSRRE1541888872 | Shamong | 8088 | 13 | 12.6 | Residential | Yes | Behind the Meter | 1st Light Energy Inc | AC Electric | Accepted | 2019-08-27 | 2019-08-30 | 2020-08-30 | Solaredge | SE11400H-USRGM | Inverters | 11400 |  | 1 |  |  | 0.99 |  | Outside | within 10 feet of meter
Solar Registration Program | NJSRRE1541888872 | Shamong | 8088 | 13 | 12.6 | Residential | Yes | Behind the Meter | 1st Light Energy Inc | AC Electric | Accepted | 2019-08-27 | 2019-08-30 | 2020-08-30 | Trina | TSM-300DD05A.05 | Solar Panels |  | 0.3 | 42 | 233 | 27 |  | Fixed | Roof
Solar Registration Program | NJSRRE1542051549 | Mount Laurel Twp | 8054 | 13 | 12.6 | Residential | No | Behind the Meter | SunnyMac LLC | PSE&G | Final As-Built Received | 2019-09-03 | 2019-09-05 | 2020-09-05 | Sun Power | SPR-X21-350 | Solar Panels |  | 0.35 | 18 | 220 | 30 |  | Fixed | Roof
Solar Registration Program | NJSRRE1542051549 | Mount Laurel Twp | 8054 | 13 | 12.6 | Residential | No | Behind the Meter | SunnyMac LLC | PSE&G | Final As-Built Received | 2019-09-03 | 2019-09-05 | 2020-09-05 | Sun Power | SPR-X21-350 | Solar Panels |  | 0.35 | 5 | 40 | 30 |  | Fixed | Roof
Solar Registration Program | NJSRRE1542051549 | Mount Laurel Twp | 8054 | 13 | 12.6 | Residential | No | Behind the Meter | SunnyMac LLC | PSE&G | Final As-Built Received | 2019-09-03 | 2019-09-05 | 2020-09-05 | Sun Power | SPR-X21-350 | Solar Panels |  | 0.35 | 13 | 310 | 35 |  | Fixed | Roof
Solar Registration Program | NJSRRE1542051549 | Mount Laurel Twp | 8054 | 13 | 12.6 | Residential | No | Behind the Meter | SunnyMac LLC | PSE&G | Final As-Built Received | 2019-09-03 | 2019-09-05 | 2020-09-05 | Enphase | IQ7XS-96-ACM-US | Inverters | 0.315 |  | 36 |  |  | 0.99 |  | Outdoor | roof
Solar Registration Program | NJSRRE1542051549 | Mount Laurel Twp | 8054 | 13 | 12.6 | Residential | No | Behind the Meter | SunnyMac LLC | PSE&G | Final As-Built Received | 2019-09-03 | 2019-09-05 | 2020-09-05 | Sunpower | Pvs 6 | Meters |  |  | 1 |  |  |  | No | Indoor
Solar Registration Program | NJSRRE1542376522 | Port Republic | 8241 | 19 | 12.6 | Residential | Yes | Behind the Meter | Trinity Solar | AC Electric | Accepted | 2019-09-10 | 2019-09-12 | 2020-09-12 | Hanwha | Q.PEAK DUO BLK-G5 315 | Solar Panels |  | 0.315 | 13 | 93 | 27 |  | Fixed | Roof
Solar Registration Program | NJSRRE1542376522 | Port Republic | 8241 | 19 | 12.6 | Residential | Yes | Behind the Meter | Trinity Solar | AC Electric | Accepted | 2019-09-10 | 2019-09-12 | 2020-09-12 | Hanwha | Q.PEAK DUO BLK-G5 315 | Solar Panels |  | 0.315 | 27 | 107 | 27 |  | Fixed | Roof
Solar Registration Program | NJSRRE1542376522 | Port Republic | 8241 | 19 | 12.6 | Residential | Yes | Behind the Meter | Trinity Solar | AC Electric | Accepted | 2019-09-10 | 2019-09-12 | 2020-09-12 | Solar Edge | SE10000 | Inverters | 10000 |  | 1 |  |  | 0.97 |  | Outside | side of home
Solar Registration Program | NJSRRE1542389643 | Willingboro | 8046 | 13 | 12.6 | Residential | Yes | Behind the Meter | Vivint Solar Developer, LLC | PSE&G | Accepted | 2019-09-11 | 2019-09-17 | 2020-09-17 | HANWHA SOLAR | Q.PEAK BLK-G5 315 | Solar Panels |  | 0.315 | 19 | 173 | 25 |  | Fixed | Roof
Solar Registration Program | NJSRRE1542389643 | Willingboro | 8046 | 13 | 12.6 | Residential | Yes | Behind the Meter | Vivint Solar Developer, LLC | PSE&G | Accepted | 2019-09-11 | 2019-09-17 | 2020-09-17 | HANWHA SOLAR | Q.PEAK BLK-G5 315 | Solar Panels |  | 0.315 | 19 | 323 | 25 |  | Fixed | Roof
Solar Registration Program | NJSRRE1542389643 | Willingboro | 8046 | 13 | 12.6 | Residential | Yes | Behind the Meter | Vivint Solar Developer, LLC | PSE&G | Accepted | 2019-09-11 | 2019-09-17 | 2020-09-17 | HANWHA SOLAR | Q.PEAK BLK-G5 315 | Solar Panels |  | 0.315 | 2 | 173 | 18 |  | Fixed | Roof
Solar Registration Program | NJSRRE1542389643 | Willingboro | 8046 | 13 | 12.6 | Residential | Yes | Behind the Meter | Vivint Solar Developer, LLC | PSE&G | Accepted | 2019-09-11 | 2019-09-17 | 2020-09-17 | SOLAREDGE TECHNOLOGIES | SE10000H-US000BNC4 | Inverters | 10000 |  | 1 |  |  | 0.992 |  | Outdoor | Near The Utility Meter
Solar Registration Program | NJSRRE1542422640 | Whiting | 8759 | 18 | 12.6 | Residential | No | Behind the Meter | Trinity Solar | JCP&L | Accepted | 2019-09-19 | 2019-09-23 | 2020-09-23 | Hanwha | Q.PEAK DUO BLK-G5 315 | Solar Panels |  | 0.315 | 21 | 143 | 27 |  | Fixed | Roof
Solar Registration Program | NJSRRE1542422640 | Whiting | 8759 | 18 | 12.6 | Residential | No | Behind the Meter | Trinity Solar | JCP&L | Accepted | 2019-09-19 | 2019-09-23 | 2020-09-23 | Hanwha | Q.PEAK DUO BLK-G5 315 | Solar Panels |  | 0.315 | 9 | 233 | 37 |  | Fixed | Roof
Solar Registration Program | NJSRRE1542422640 | Whiting | 8759 | 18 | 12.6 | Residential | No | Behind the Meter | Trinity Solar | JCP&L | Accepted | 2019-09-19 | 2019-09-23 | 2020-09-23 | Hanwha | Q.PEAK DUO BLK-G5 315 | Solar Panels |  | 0.315 | 10 | 143 | 27 |  | Fixed | Roof
Solar Registration Program | NJSRRE1542422640 | Whiting | 8759 | 18 | 12.6 | Residential | No | Behind the Meter | Trinity Solar | JCP&L | Accepted | 2019-09-19 | 2019-09-23 | 2020-09-23 | Solar Edge | SE10000 | Inverters | 10000 |  | 1 |  |  | 0.97 |  | Outdoor | side of home
Solar Registration Program | NJSRRE1542424597 | Keyport | 7735 | 17 | 12.6 | Residential | Yes | Behind the Meter | Vivint Solar Developer, LLC | JCP&L | Accepted | 2019-09-20 | 2019-09-24 | 2020-09-24 | HANWHA SOLAR | Q.PEAK BLK-G5 315 | Solar Panels |  | 0.315 | 11 | 287 | 34 |  | Fixed | Roof
Solar Registration Program | NJSRRE1542424597 | Keyport | 7735 | 17 | 12.6 | Residential | Yes | Behind the Meter | Vivint Solar Developer, LLC | JCP&L | Accepted | 2019-09-20 | 2019-09-24 | 2020-09-24 | HANWHA SOLAR | Q.PEAK BLK-G5 315 | Solar Panels |  | 0.315 | 20 | 107 | 34 |  | Fixed | Roof
Solar Registration Program | NJSRRE1542424597 | Keyport | 7735 | 17 | 12.6 | Residential | Yes | Behind the Meter | Vivint Solar Developer, LLC | JCP&L | Accepted | 2019-09-20 | 2019-09-24 | 2020-09-24 | HANWHA SOLAR | Q.PEAK BLK-G5 315 | Solar Panels |  | 0.315 | 9 | 197 | 34 |  | Fixed | Roof
Solar Registration Program | NJSRRE1542424597 | Keyport | 7735 | 17 | 12.6 | Residential | Yes | Behind the Meter | Vivint Solar Developer, LLC | JCP&L | Accepted | 2019-09-20 | 2019-09-24 | 2020-09-24 | SOLAREDGE | SE10000H-US000BNC4 | Inverters | 10000 |  | 1 |  |  | 0.992 |  | Outdoor | Near The Utility Meter
Solar Registration Program | NJSRRE1542425719 | Teaneck | 7666 | 7 | 12.6 | Residential | No | Behind the Meter | Castle Energy, LLC | PSE&G | Accepted | 2019-09-20 | 2019-09-24 | 2020-09-24 | Hanwha Q-Cells | Q.Peak DUO-BLK-G5 315 | Solar Panels |  | 0.315 | 20 | 295 | 34 |  | Fixed | Roof
Solar Registration Program | NJSRRE1542425719 | Teaneck | 7666 | 7 | 12.6 | Residential | No | Behind the Meter | Castle Energy, LLC | PSE&G | Accepted | 2019-09-20 | 2019-09-24 | 2020-09-24 | Hanwha Q-Cells | Q.Peak DUO-BLK-G5 315 | Solar Panels |  | 0.315 | 20 | 115 | 34 |  | Fixed | Roof
Solar Registration Program | NJSRRE1542425719 | Teaneck | 7666 | 7 | 12.6 | Residential | No | Behind the Meter | Castle Energy, LLC | PSE&G | Accepted | 2019-09-20 | 2019-09-24 | 2020-09-24 | Enphase Energy | IQ7-60-2-US | Inverters | 240 |  | 40 |  |  | 0.967 |  | Outside | on the rooftop under each solar panel
Solar Registration Program | NJSRRE1542433825 | LONGPORT | 8403 | 19 | 12.6 | Residential | No | Behind the Meter | Suntuity Solar LLC | AC Electric | Accepted | 2019-09-25 | 2019-09-26 | 2020-09-26 | Yingli Green Energy | YL315D-30b | Solar Panels |  | 0.315 | 16 | 234 | 25 |  | Fixed | Roof
Solar Registration Program | NJSRRE1542433825 | LONGPORT | 8403 | 19 | 12.6 | Residential | No | Behind the Meter | Suntuity Solar LLC | AC Electric | Accepted | 2019-09-25 | 2019-09-26 | 2020-09-26 | Yingli Green Energy | YL315D-30b | Solar Panels |  | 0.315 | 14 | 54 | 25 |  | Fixed | Roof
Solar Registration Program | NJSRRE1542433825 | LONGPORT | 8403 | 19 | 12.6 | Residential | No | Behind the Meter | Suntuity Solar LLC | AC Electric | Accepted | 2019-09-25 | 2019-09-26 | 2020-09-26 | Yingli Green Energy | YL315D-30b | Solar Panels |  | 0.315 | 2 | 144 | 45 |  | Fixed | Roof
Solar Registration Program | NJSRRE1542433825 | LONGPORT | 8403 | 19 | 12.6 | Residential | No | Behind the Meter | Suntuity Solar LLC | AC Electric | Accepted | 2019-09-25 | 2019-09-26 | 2020-09-26 | Yingli Green Energy | YL315D-30b | Solar Panels |  | 0.315 | 4 | 324 | 42 |  | Fixed | Roof
Solar Registration Program | NJSRRE1542433825 | LONGPORT | 8403 | 19 | 12.6 | Residential | No | Behind the Meter | Suntuity Solar LLC | AC Electric | Accepted | 2019-09-25 | 2019-09-26 | 2020-09-26 | Yingli Green Energy | YL315D-30b | Solar Panels |  | 0.315 | 2 | 144 | 25 |  | Fixed | Roof
Solar Registration Program | NJSRRE1542433825 | LONGPORT | 8403 | 19 | 12.6 | Residential | No | Behind the Meter | Suntuity Solar LLC | AC Electric | Accepted | 2019-09-25 | 2019-09-26 | 2020-09-26 | Yingli Green Energy | YL315D-30b | Solar Panels |  | 0.315 | 2 | 324 | 25 |  | Fixed | Roof
Solar Registration Program | NJSRRE1542433825 | LONGPORT | 8403 | 19 | 12.6 | Residential | No | Behind the Meter | Suntuity Solar LLC | AC Electric | Accepted | 2019-09-25 | 2019-09-26 | 2020-09-26 | Enphase Energy | IQ7-60-2-US | Inverters | 240 |  | 40 |  |  | 0.97 |  | Outdoor | Behind the PV Modules
Solar Registration Program | NJSRRE1542434139 | Sewell | 8080 | 15 | 12.6 | Residential | No | Behind the Meter | Trinity Solar | AC Electric | Accepted | 2019-09-25 | 2019-09-27 | 2020-09-27 | Hanwha 315 | Q.PEAK DUO BLK-G5 315 | Solar Panels |  | 0.315 | 3 | 104 | 14 |  | Fixed | Roof
Solar Registration Program | NJSRRE1542434139 | Sewell | 8080 | 15 | 12.6 | Residential | No | Behind the Meter | Trinity Solar | AC Electric | Accepted | 2019-09-25 | 2019-09-27 | 2020-09-27 | Hanwha 315 | Q.PEAK DUO BLK-G5 315 | Solar Panels |  | 0.315 | 6 | 284 | 23 |  | Fixed | Roof
Solar Registration Program | NJSRRE1542434139 | Sewell | 8080 | 15 | 12.6 | Residential | No | Behind the Meter | Trinity Solar | AC Electric | Accepted | 2019-09-25 | 2019-09-27 | 2020-09-27 | Hanwha 315 | Q.PEAK DUO BLK-G5 315 | Solar Panels |  | 0.315 | 8 | 104 | 23 |  | Fixed | Roof
Solar Registration Program | NJSRRE1542434139 | Sewell | 8080 | 15 | 12.6 | Residential | No | Behind the Meter | Trinity Solar | AC Electric | Accepted | 2019-09-25 | 2019-09-27 | 2020-09-27 | Hanwha 315 | Q.PEAK DUO BLK-G5 315 | Solar Panels |  | 0.315 | 7 | 284 | 14 |  | Fixed | Roof
Solar Registration Program | NJSRRE1542434139 | Sewell | 8080 | 15 | 12.6 | Residential | No | Behind the Meter | Trinity Solar | AC Electric | Accepted | 2019-09-25 | 2019-09-27 | 2020-09-27 | Hanwha 315 | Q.PEAK DUO BLK-G5 315 | Solar Panels |  | 0.315 | 7 | 14 | 23 |  | Fixed | Roof
Solar Registration Program | NJSRRE1542434139 | Sewell | 8080 | 15 | 12.6 | Residential | No | Behind the Meter | Trinity Solar | AC Electric | Accepted | 2019-09-25 | 2019-09-27 | 2020-09-27 | Hanwha 315 | Q.PEAK DUO BLK-G5 315 | Solar Panels |  | 0.315 | 9 | 194 | 23 |  | Fixed | Roof
Solar Registration Program | NJSRRE1542434139 | Sewell | 8080 | 15 | 12.6 | Residential | No | Behind the Meter | Trinity Solar | AC Electric | Accepted | 2019-09-25 | 2019-09-27 | 2020-09-27 | Solar Edge | SE10000 | Inverters | 10000 |  | 1 |  |  | 0.97 |  | Outside | side of home
Solar Registration Program | NJSRRE1542447300 | Monroe Township | 8831 | 11 | 12.6 | Residential | Yes | Behind the Meter | Vivint Solar Developer, LLC | JCP&L | Accepted | 2019-09-27 | 2019-10-01 | 2020-10-01 | Hanwha | Q.PEAK BLK-G5 315 | Solar Panels |  | 0.315 | 12 | 302 | 34 |  | Fixed | Roof
Solar Registration Program | NJSRRE1542447300 | Monroe Township | 8831 | 11 | 12.6 | Residential | Yes | Behind the Meter | Vivint Solar Developer, LLC | JCP&L | Accepted | 2019-09-27 | 2019-10-01 | 2020-10-01 | Hanwha | Q.PEAK BLK-G5 315 | Solar Panels |  | 0.315 | 8 | 302 | 33 |  | Fixed | Roof
Solar Registration Program | NJSRRE1542447300 | Monroe Township | 8831 | 11 | 12.6 | Residential | Yes | Behind the Meter | Vivint Solar Developer, LLC | JCP&L | Accepted | 2019-09-27 | 2019-10-01 | 2020-10-01 | Hanwha | Q.PEAK BLK-G5 315 | Solar Panels |  | 0.315 | 20 | 122 | 34 |  | Fixed | Roof
Solar Registration Program | NJSRRE1542447300 | Monroe Township | 8831 | 11 | 12.6 | Residential | Yes | Behind the Meter | Vivint Solar Developer, LLC | JCP&L | Accepted | 2019-09-27 | 2019-10-01 | 2020-10-01 | SolarEdge | SE10000H-US | Inverters | 10000 |  | 1 |  |  | 0.992 |  | Outdoor | Near the Utility Meter
Solar Registration Program | NJSRRE1542476063 | Bayville | 8721 | 18 | 12.6 | Residential | Yes | Behind the Meter | Trinity Solar | JCP&L | Accepted | 2019-10-01 | 2019-10-03 | 2020-10-03 | Hanwha | Q.PEAK DUO BLK-G5 315 | Solar Panels |  | 0.315 | 21 | 173 | 30 |  | Fixed | Roof
Solar Registration Program | NJSRRE1542476063 | Bayville | 8721 | 18 | 12.6 | Residential | Yes | Behind the Meter | Trinity Solar | JCP&L | Accepted | 2019-10-01 | 2019-10-03 | 2020-10-03 | Hanwha | Q.PEAK DUO BLK-G5 315 | Solar Panels |  | 0.315 | 19 | 263 | 30 |  | Fixed | Roof
Solar Registration Program | NJSRRE1542476063 | Bayville | 8721 | 18 | 12.6 | Residential | Yes | Behind the Meter | Trinity Solar | JCP&L | Accepted | 2019-10-01 | 2019-10-03 | 2020-10-03 | Solar Edge | SE10000 | Inverters | 10000 |  | 1 |  |  | 0.97 |  | Outside | side of home
Solar Registration Program | NJSRRE1542507795 | Jersey City | 7305 | 8 | 12.6 | Residential | Yes | Behind the Meter | Pro Custom Solar dba Momentum Solar | PSE&G | Accepted | 2019-10-04 | 2019-10-09 | 2020-10-09 | HANWHA | Q.PEAK DUO BLK-G5 315 | Solar Panels |  | 0.315 | 40 | 42 | 2 |  | Fixed | Roof
Solar Registration Program | NJSRRE1542507795 | Jersey City | 7305 | 8 | 12.6 | Residential | Yes | Behind the Meter | Pro Custom Solar dba Momentum Solar | PSE&G | Accepted | 2019-10-04 | 2019-10-09 | 2020-10-09 | Enphase Energy | IQ6-60-2-US | Inverters | 240 |  | 40 |  |  | 0.97 |  | Outdoor | Roof
Solar Registration Program | NJSRRE1542511033 | Penns Grove | 8069 | 16 | 12.6 | Residential | No | Behind the Meter | Suntuity Solar LLC | AC Electric | Accepted | 2019-10-07 | 2019-10-09 | 2020-10-09 | Longi | LR6-60HPB-315M | Solar Panels |  | 0.315 | 40 | 140 | 20 |  | Fixed | Ground
Solar Registration Program | NJSRRE1542511033 | Penns Grove | 8069 | 16 | 12.6 | Residential | No | Behind the Meter | Suntuity Solar LLC | AC Electric | Accepted | 2019-10-07 | 2019-10-09 | 2020-10-09 | Enphase Energy | IQ7-60-2-US | Inverters | 240 |  | 40 |  |  | 0.97 |  | Outdoor | Behind the PV Modules
Solar Registration Program | NJSRRE1542512871 | WILLIAMSTOWN | 8094 | 15 | 12.6 | Residential | Yes | Behind the Meter | Vivint Solar Developer, LLC | AC Electric | Accepted | 2019-10-07 | 2019-10-10 | 2020-10-10 | Hanwha | Q.PEAK BLK-G5 315 | Solar Panels |  | 0.315 | 25 | 165 | 29 |  | Fixed | Roof
Solar Registration Program | NJSRRE1542512871 | WILLIAMSTOWN | 8094 | 15 | 12.6 | Residential | Yes | Behind the Meter | Vivint Solar Developer, LLC | AC Electric | Accepted | 2019-10-07 | 2019-10-10 | 2020-10-10 | Hanwha | Q.PEAK BLK-G5 315 | Solar Panels |  | 0.315 | 15 | 165 | 29 |  | Fixed | Roof
Solar Registration Program | NJSRRE1542512871 | WILLIAMSTOWN | 8094 | 15 | 12.6 | Residential | Yes | Behind the Meter | Vivint Solar Developer, LLC | AC Electric | Accepted | 2019-10-07 | 2019-10-10 | 2020-10-10 | SolarEdge | SE10000H-US | Inverters | 10000 |  | 1 |  |  | 0.992 |  | Outdoor | Near the Utility Meter
Solar Registration Program | NJSRRE1542521433 | Burlington | 8016 | 13 | 12.6 | Residential | Yes | Behind the Meter | Trinity Solar | PSE&G | Accepted | 2019-10-09 | 2019-10-11 | 2020-10-11 | Hanwha | Q.PEAK DUO BLK-G5 315 | Solar Panels |  | 0.315 | 23 | 101 | 18 |  | Fixed | Roof
Solar Registration Program | NJSRRE1542521433 | Burlington | 8016 | 13 | 12.6 | Residential | Yes | Behind the Meter | Trinity Solar | PSE&G | Accepted | 2019-10-09 | 2019-10-11 | 2020-10-11 | Hanwha | Q.PEAK DUO BLK-G5 315 | Solar Panels |  | 0.315 | 14 | 281 | 18 |  | Fixed | Roof
Solar Registration Program | NJSRRE1542521433 | Burlington | 8016 | 13 | 12.6 | Residential | Yes | Behind the Meter | Trinity Solar | PSE&G | Accepted | 2019-10-09 | 2019-10-11 | 2020-10-11 | Hanwha | Q.PEAK DUO BLK-G5 315 | Solar Panels |  | 0.315 | 3 | 101 | 23 |  | Fixed | Roof
Solar Registration Program | NJSRRE1542521433 | Burlington | 8016 | 13 | 12.6 | Residential | Yes | Behind the Meter | Trinity Solar | PSE&G | Accepted | 2019-10-09 | 2019-10-11 | 2020-10-11 | Solar Edge | SE10000 | Inverters | 10000 |  | 1 |  |  | 0.97 |  | Outside | side of home
Solar Registration Program | NJSRRE1542521784 | Wharton | 7885 | 3 | 12.6 | Residential | No | Behind the Meter | Solar Spectrum LLC | JCP&L | Accepted | 2019-10-09 | 2019-10-11 | 2020-10-11 | Q Cells | Q.PEAK-DUO-BLK-G5-315 | Solar Panels |  | 0.315 | 12 | 136 | 25 |  | Fixed | Roof
Solar Registration Program | NJSRRE1542521784 | Wharton | 7885 | 3 | 12.6 | Residential | No | Behind the Meter | Solar Spectrum LLC | JCP&L | Accepted | 2019-10-09 | 2019-10-11 | 2020-10-11 | Q Cells | Q.PEAK-DUO-BLK-G5-315 | Solar Panels |  | 0.315 | 28 | 136 | 16 |  | Fixed | Roof
Solar Registration Program | NJSRRE1542521784 | Wharton | 7885 | 3 | 12.6 | Residential | No | Behind the Meter | Solar Spectrum LLC | JCP&L | Accepted | 2019-10-09 | 2019-10-11 | 2020-10-11 | SolarEdge Tech. | SE10000H-US | Inverters | 42 |  | 1 |  |  | 0.99 |  | Outdoor | near meter
Solar Registration Program | NJSRRE1542525224 | WILLIAMSTOWN | 8094 | 15 | 12.6 | Residential | No | Behind the Meter | Vivint Solar Developer, LLC | AC Electric | Accepted | 2019-10-10 | 2019-10-14 | 2020-10-14 | HANWHA SOLAR | Q.PEAK BLK-G5 315 | Solar Panels |  | 0.315 | 16 | 208 | 33 |  | Fixed | Roof
Solar Registration Program | NJSRRE1542525224 | WILLIAMSTOWN | 8094 | 15 | 12.6 | Residential | No | Behind the Meter | Vivint Solar Developer, LLC | AC Electric | Accepted | 2019-10-10 | 2019-10-14 | 2020-10-14 | HANWHA SOLAR | Q.PEAK BLK-G5 315 | Solar Panels |  | 0.315 | 7 | 28 | 33 |  | Fixed | Roof
Solar Registration Program | NJSRRE1542525224 | WILLIAMSTOWN | 8094 | 15 | 12.6 | Residential | No | Behind the Meter | Vivint Solar Developer, LLC | AC Electric | Accepted | 2019-10-10 | 2019-10-14 | 2020-10-14 | HANWHA SOLAR | Q.PEAK BLK-G5 315 | Solar Panels |  | 0.315 | 17 | 208 | 30 |  | Fixed | Roof
Solar Registration Program | NJSRRE1542525224 | WILLIAMSTOWN | 8094 | 15 | 12.6 | Residential | No | Behind the Meter | Vivint Solar Developer, LLC | AC Electric | Accepted | 2019-10-10 | 2019-10-14 | 2020-10-14 | SOLAREDGE | SE10000H-US | Inverters | 10000 |  | 1 |  |  | 0.992 |  | Outdoor | Near the Utility Meter
Solar Registration Program | NJSRRE1542544090 | Keyport | 7735 | 17 | 12.6 | Residential | Yes | Behind the Meter | Vivint Solar Developer, LLC | JCP&L | Accepted | 2019-10-15 | 2019-10-17 | 2020-10-17 | HANWHA SOLAR | Q.PEAK BLK-G5 315 | Solar Panels |  | 0.315 | 20 | 259 | 18 |  | Fixed | Roof
Solar Registration Program | NJSRRE1542544090 | Keyport | 7735 | 17 | 12.6 | Residential | Yes | Behind the Meter | Vivint Solar Developer, LLC | JCP&L | Accepted | 2019-10-15 | 2019-10-17 | 2020-10-17 | HANWHA SOLAR | Q.PEAK BLK-G5 315 | Solar Panels |  | 0.315 | 20 | 79 | 18 |  | Fixed | Roof
Solar Registration Program | NJSRRE1542544090 | Keyport | 7735 | 17 | 12.6 | Residential | Yes | Behind the Meter | Vivint Solar Developer, LLC | JCP&L | Accepted | 2019-10-15 | 2019-10-17 | 2020-10-17 | SOLAR EDGE | SE10000H-US000BNC4 | Inverters | 10000 |  | 1 |  |  | 0.992 |  | Outdoor | Near the Utility Meter
Solar Registration Program | NJSRRE1542562781 | BAYVILLE | 8721 | 18 | 12.6 | Residential | Yes | Behind the Meter | Vivint Solar Developer, LLC | JCP&L | Accepted | 2019-10-21 | 2019-10-23 | 2020-10-23 | HANWHA SOLAR | Q.PEAK BLK-G5 315 | Solar Panels |  | 0.315 | 6 | 13 | 19 |  | Fixed | Roof
Solar Registration Program | NJSRRE1542562781 | BAYVILLE | 8721 | 18 | 12.6 | Residential | Yes | Behind the Meter | Vivint Solar Developer, LLC | JCP&L | Accepted | 2019-10-21 | 2019-10-23 | 2020-10-23 | HANWHA SOLAR | Q.PEAK BLK-G5 315 | Solar Panels |  | 0.315 | 6 | 13 | 19 |  | Fixed | Roof
Solar Registration Program | NJSRRE1542562781 | BAYVILLE | 8721 | 18 | 12.6 | Residential | Yes | Behind the Meter | Vivint Solar Developer, LLC | JCP&L | Accepted | 2019-10-21 | 2019-10-23 | 2020-10-23 | HANWHA SOLAR | Q.PEAK BLK-G5 315 | Solar Panels |  | 0.315 | 28 | 193 | 19 |  | Fixed | Roof
Solar Registration Program | NJSRRE1542562781 | BAYVILLE | 8721 | 18 | 12.6 | Residential | Yes | Behind the Meter | Vivint Solar Developer, LLC | JCP&L | Accepted | 2019-10-21 | 2019-10-23 | 2020-10-23 | solar edge | SE10000H-US | Inverters | 10000 |  | 1 |  |  | 0.992 |  | Outdoor | near utility meter
Solar Registration Program | NJSRRE1542568531 | Irvington | 7111 | 9 | 12.6 | Residential | Yes | Behind the Meter | Pro Custom Solar dba Momentum Solar | PSE&G | Accepted | 2019-10-21 | 2019-10-23 | 2020-10-23 | Hanwha | Q.Peak DUO BLK-G5 315 | Solar Panels |  | 0.315 | 11 | 102 | 30 |  | Fixed | Roof
Solar Registration Program | NJSRRE1542568531 | Irvington | 7111 | 9 | 12.6 | Residential | Yes | Behind the Meter | Pro Custom Solar dba Momentum Solar | PSE&G | Accepted | 2019-10-21 | 2019-10-23 | 2020-10-23 | Hanwha | Q.Peak DUO BLK-G5 315 | Solar Panels |  | 0.315 | 13 | 282 | 25 |  | Fixed | Roof
Solar Registration Program | NJSRRE1542568531 | Irvington | 7111 | 9 | 12.6 | Residential | Yes | Behind the Meter | Pro Custom Solar dba Momentum Solar | PSE&G | Accepted | 2019-10-21 | 2019-10-23 | 2020-10-23 | Hanwha | Q.Peak DUO BLK-G5 315 | Solar Panels |  | 0.315 | 10 | 12 | 23 |  | Fixed | Roof
Solar Registration Program | NJSRRE1542568531 | Irvington | 7111 | 9 | 12.6 | Residential | Yes | Behind the Meter | Pro Custom Solar dba Momentum Solar | PSE&G | Accepted | 2019-10-21 | 2019-10-23 | 2020-10-23 | Hanwha | Q.Peak DUO BLK-G5 315 | Solar Panels |  | 0.315 | 6 | 192 | 28 |  | Fixed | Roof
Solar Registration Program | NJSRRE1542568531 | Irvington | 7111 | 9 | 12.6 | Residential | Yes | Behind the Meter | Pro Custom Solar dba Momentum Solar | PSE&G | Accepted | 2019-10-21 | 2019-10-23 | 2020-10-23 | Enphase Energy | IQ6-60-2-US | Inverters | 240 |  | 40 |  |  | 0.97 |  | Outdoor | Roof
Solar Registration Program | NJSRRE1542568759 | HEWITT | 7421 | 6 | 12.6 | Residential | Yes | Behind the Meter | Vivint Solar Developer, LLC | Orange Rockland Electric | Accepted | 2019-10-21 | 2019-10-23 | 2020-10-23 | Hanwha | Q.PEAK BLK-G5 315 | Solar Panels |  | 0.315 | 22 | 127 | 23 |  | Fixed | Roof
Solar Registration Program | NJSRRE1542568759 | HEWITT | 7421 | 6 | 12.6 | Residential | Yes | Behind the Meter | Vivint Solar Developer, LLC | Orange Rockland Electric | Accepted | 2019-10-21 | 2019-10-23 | 2020-10-23 | Hanwha | Q.PEAK BLK-G5 315 | Solar Panels |  | 0.315 | 18 | 307 | 23 |  | Fixed | Roof
Solar Registration Program | NJSRRE1542568759 | HEWITT | 7421 | 6 | 12.6 | Residential | Yes | Behind the Meter | Vivint Solar Developer, LLC | Orange Rockland Electric | Accepted | 2019-10-21 | 2019-10-23 | 2020-10-23 | Solar Edge | SE10000H-US | Inverters | 10000 |  | 1 |  |  | 0.992 |  | Outdoor | Near the Utility Meter
Solar Registration Program | NJSRRE1542574895 | Cherry Hill | 8034 | 14 | 12.6 | Residential | No | Behind the Meter | Trinity Solar | PSE&G | Accepted | 2019-10-22 | 2019-10-24 | 2020-10-24 | Hanwha 315 | Q.PEAK DUO BLK-G5 315 | Solar Panels |  | 0.315 | 18 | 128 | 23 |  | Fixed | Roof
Solar Registration Program | NJSRRE1542574895 | Cherry Hill | 8034 | 14 | 12.6 | Residential | No | Behind the Meter | Trinity Solar | PSE&G | Accepted | 2019-10-22 | 2019-10-24 | 2020-10-24 | Hanwha 315 | Q.PEAK DUO BLK-G5 315 | Solar Panels |  | 0.315 | 7 | 308 | 23 |  | Fixed | Roof
Solar Registration Program | NJSRRE1542574895 | Cherry Hill | 8034 | 14 | 12.6 | Residential | No | Behind the Meter | Trinity Solar | PSE&G | Accepted | 2019-10-22 | 2019-10-24 | 2020-10-24 | Hanwha 315 | Q.PEAK DUO BLK-G5 315 | Solar Panels |  | 0.315 | 11 | 308 | 23 |  | Fixed | Roof
Solar Registration Program | NJSRRE1542574895 | Cherry Hill | 8034 | 14 | 12.6 | Residential | No | Behind the Meter | Trinity Solar | PSE&G | Accepted | 2019-10-22 | 2019-10-24 | 2020-10-24 | Hanwha 315 | Q.PEAK DUO BLK-G5 315 | Solar Panels |  | 0.315 | 4 | 128 | 23 |  | Fixed | Roof
Solar Registration Program | NJSRRE1542574895 | Cherry Hill | 8034 | 14 | 12.6 | Residential | No | Behind the Meter | Trinity Solar | PSE&G | Accepted | 2019-10-22 | 2019-10-24 | 2020-10-24 | Solar Edge | SE10000H-US | Inverters | 10000 |  | 1 |  |  | 0.97 |  | Outside | back of home
Solar Registration Program | NJSRRE1542687257 | Woodbury Heights | 8097 | 15 | 12.6 | Residential | Yes | Behind the Meter | Trinity Solar | PSE&G | Accepted | 2019-10-29 | 2019-10-31 | 2020-10-31 | Hanwha 315 | Q.PEAK DUO BLK-G5 315 | Solar Panels |  | 0.315 | 12 | 148 | 18 |  | Fixed | Roof
Solar Registration Program | NJSRRE1542687257 | Woodbury Heights | 8097 | 15 | 12.6 | Residential | Yes | Behind the Meter | Trinity Solar | PSE&G | Accepted | 2019-10-29 | 2019-10-31 | 2020-10-31 | Hanwha 315 | Q.PEAK DUO BLK-G5 315 | Solar Panels |  | 0.315 | 6 | 238 | 18 |  | Fixed | Roof
Solar Registration Program | NJSRRE1542687257 | Woodbury Heights | 8097 | 15 | 12.6 | Residential | Yes | Behind the Meter | Trinity Solar | PSE&G | Accepted | 2019-10-29 | 2019-10-31 | 2020-10-31 | Hanwha 315 | Q.PEAK DUO BLK-G5 315 | Solar Panels |  | 0.315 | 16 | 58 | 18 |  | Fixed | Roof
Solar Registration Program | NJSRRE1542687257 | Woodbury Heights | 8097 | 15 | 12.6 | Residential | Yes | Behind the Meter | Trinity Solar | PSE&G | Accepted | 2019-10-29 | 2019-10-31 | 2020-10-31 | Hanwha 3115 | Q.PEAK DUO BLK-G5 315 | Solar Panels |  | 0.315 | 4 | 148 | 18 |  | Fixed | Roof
Solar Registration Program | NJSRRE1542687257 | Woodbury Heights | 8097 | 15 | 12.6 | Residential | Yes | Behind the Meter | Trinity Solar | PSE&G | Accepted | 2019-10-29 | 2019-10-31 | 2020-10-31 | Hanwha 315 | Q.PEAK DUO BLK-G5 315 | Solar Panels |  | 0.315 | 2 | 328 | 18 |  | Fixed | Roof
Solar Registration Program | NJSRRE1542687257 | Woodbury Heights | 8097 | 15 | 12.6 | Residential | Yes | Behind the Meter | Trinity Solar | PSE&G | Accepted | 2019-10-29 | 2019-10-31 | 2020-10-31 | Solar Edge | SE10000H-US | Inverters | 10000 |  | 1 |  |  | 0.97 |  | Outside | side of home
Solar Registration Program | NJSRRE1542850451 | Parlin | 8859 | 11 | 12.6 | Residential | No | Behind the Meter | Trinity Solar | JCP&L | Accepted | 2019-10-31 | 2019-11-18 | 2020-11-18 | HANWHA | Q.PEAK DUO BLK-G5 315 | Solar Panels |  | 0.315 | 36 | 276 | 18 |  | Fixed | Roof
Solar Registration Program | NJSRRE1542850451 | Parlin | 8859 | 11 | 12.6 | Residential | No | Behind the Meter | Trinity Solar | JCP&L | Accepted | 2019-10-31 | 2019-11-18 | 2020-11-18 | HANWHA | Q.PEAK DUO BLK-G5 315 | Solar Panels |  | 0.315 | 4 | 96 | 18 |  | Fixed | Roof
Solar Registration Program | NJSRRE1542850451 | Parlin | 8859 | 11 | 12.6 | Residential | No | Behind the Meter | Trinity Solar | JCP&L | Accepted | 2019-10-31 | 2019-11-18 | 2020-11-18 | Solar Edge | SE10000H-US000BNC4 | Inverters | 10000 |  | 1 |  |  | 0.97 |  | Outdoor | side of home
Solar Registration Program | NJSRRE1542853001 | Pleasantville | 8232 | 19 | 12.6 | Residential | Yes | Behind the Meter | Sun Up Zero Down | AC Electric | Accepted | 2019-11-01 | 2019-11-05 | 2020-11-05 | certainteed | CT315HC11-04 | Solar Panels |  | 0.315 | 16 | 117 | 30 |  | Fixed | Roof
Solar Registration Program | NJSRRE1542853001 | Pleasantville | 8232 | 19 | 12.6 | Residential | Yes | Behind the Meter | Sun Up Zero Down | AC Electric | Accepted | 2019-11-01 | 2019-11-05 | 2020-11-05 | certainteed | CT315HC11-04 | Solar Panels |  | 0.315 | 24 | 297 | 30 |  | Fixed | Roof
Solar Registration Program | NJSRRE1542853001 | Pleasantville | 8232 | 19 | 12.6 | Residential | Yes | Behind the Meter | Sun Up Zero Down | AC Electric | Accepted | 2019-11-01 | 2019-11-05 | 2020-11-05 | enphase | IQ7-60-2-US | Inverters | 310 |  | 40 |  |  | 0.976 |  | Other | outside wall
Solar Registration Program | NJSRRE1543153446 | Jersey City | 7305 | 8 | 12.6 | Residential | Yes | Behind the Meter | Pro Custom Solar dba Momentum Solar | PSE&G | Accepted | 2019-11-13 | 2019-11-15 | 2020-11-15 | HANWHA | Q.PEAK DUO BLK-G5 315 | Solar Panels |  | 0.315 | 40 | 218 | 3 |  | Fixed | Roof
Solar Registration Program | NJSRRE1543153446 | Jersey City | 7305 | 8 | 12.6 | Residential | Yes | Behind the Meter | Pro Custom Solar dba Momentum Solar | PSE&G | Accepted | 2019-11-13 | 2019-11-15 | 2020-11-15 | Enphase Energy | IQ6-60-2-US | Inverters | 240 |  | 40 |  |  | 0.97 |  | Outdoor | Roof
Solar Registration Program | NJSRRE1543253856 | KEYPORT | 7735 | 17 | 12.6 | Residential | Yes | Behind the Meter | Vivint Solar Developer, LLC | JCP&L | Accepted | 2019-11-15 | 2019-11-18 | 2020-11-18 | HANWHA SOLAR | Q.PEAK BLK-G5 315 | Solar Panels |  | 0.315 | 10 | 146 | 24 |  | Fixed | Roof
Solar Registration Program | NJSRRE1543253856 | KEYPORT | 7735 | 17 | 12.6 | Residential | Yes | Behind the Meter | Vivint Solar Developer, LLC | JCP&L | Accepted | 2019-11-15 | 2019-11-18 | 2020-11-18 | HANWHA SOLAR | Q.PEAK BLK-G5 315 | Solar Panels |  | 0.315 | 9 | 146 | 24 |  | Fixed | Roof
Solar Registration Program | NJSRRE1543253856 | KEYPORT | 7735 | 17 | 12.6 | Residential | Yes | Behind the Meter | Vivint Solar Developer, LLC | JCP&L | Accepted | 2019-11-15 | 2019-11-18 | 2020-11-18 | HANWHA SOLAR | Q.PEAK BLK-G5 315 | Solar Panels |  | 0.315 | 21 | 326 | 24 |  | Fixed | Roof
Solar Registration Program | NJSRRE1543253856 | KEYPORT | 7735 | 17 | 12.6 | Residential | Yes | Behind the Meter | Vivint Solar Developer, LLC | JCP&L | Accepted | 2019-11-15 | 2019-11-18 | 2020-11-18 | solar edge | SE10000H-US000BNC4 | Inverters | 10000 |  | 1 |  |  | 0.992 |  | Outdoor | near utility meter
Solar Registration Program | NJSRRE1543350505 | Whitehouse Station | 8889 | 4 | 12.6 | Residential | No | Behind the Meter | Trinity Solar | JCP&L | Accepted | 2019-11-15 | 2019-11-19 | 2020-11-19 | Hanwha | Q.PEAK DUO BLK-G5 315 | Solar Panels |  | 0.315 | 18 | 94 | 40 |  | Fixed | Roof
Solar Registration Program | NJSRRE1543350505 | Whitehouse Station | 8889 | 4 | 12.6 | Residential | No | Behind the Meter | Trinity Solar | JCP&L | Accepted | 2019-11-15 | 2019-11-19 | 2020-11-19 | Hanwha | Q.PEAK DUO BLK-G5 315 | Solar Panels |  | 0.315 | 13 | 184 | 43 |  | Fixed | Roof
Solar Registration Program | NJSRRE1543350505 | Whitehouse Station | 8889 | 4 | 12.6 | Residential | No | Behind the Meter | Trinity Solar | JCP&L | Accepted | 2019-11-15 | 2019-11-19 | 2020-11-19 | Hanwha | Q.PEAK DUO BLK-G5 315 | Solar Panels |  | 0.315 | 9 | 94 | 40 |  | Fixed | Roof
Solar Registration Program | NJSRRE1543350505 | Whitehouse Station | 8889 | 4 | 12.6 | Residential | No | Behind the Meter | Trinity Solar | JCP&L | Accepted | 2019-11-15 | 2019-11-19 | 2020-11-19 | Solar Edge | SE10000 | Inverters | 10000 |  | 1 |  |  | 0.97 |  | Outside | side of home
Solar Registration Program | NJSRRE1543421130 | East Brunswick | 8816 | 11 | 12.6 | Residential | No | Behind the Meter | Suntuity Solar LLC | PSE&G | Accepted | 2019-11-19 | 2019-11-21 | 2020-11-21 | Yingli Green Energy | YL315D-30b | Solar Panels |  | 0.315 | 11 | 137 | 34 |  | Fixed | Roof
Solar Registration Program | NJSRRE1543421130 | East Brunswick | 8816 | 11 | 12.6 | Residential | No | Behind the Meter | Suntuity Solar LLC | PSE&G | Accepted | 2019-11-19 | 2019-11-21 | 2020-11-21 | Yingli Green Energy | YL315D-30b | Solar Panels |  | 0.315 | 15 | 227 | 34 |  | Fixed | Roof
Solar Registration Program | NJSRRE1543421130 | East Brunswick | 8816 | 11 | 12.6 | Residential | No | Behind the Meter | Suntuity Solar LLC | PSE&G | Accepted | 2019-11-19 | 2019-11-21 | 2020-11-21 | Yingli Green Energy | YL315D-30b | Solar Panels |  | 0.315 | 14 | 137 | 34 |  | Fixed | Roof
Solar Registration Program | NJSRRE1543421130 | East Brunswick | 8816 | 11 | 12.6 | Residential | No | Behind the Meter | Suntuity Solar LLC | PSE&G | Accepted | 2019-11-19 | 2019-11-21 | 2020-11-21 | Enphase Energy | IQ7-60-2-US | Inverters | 240 |  | 40 |  |  | 0.97 |  | Outdoor | Behind the PV Modules
Solar Registration Program | NJSRRE1543425524 | Bayville | 8721 | 18 | 12.6 | Residential | Yes | Behind the Meter | Trinity Solar | JCP&L | Accepted | 2019-11-20 | 2019-11-26 | 2020-11-26 | HANWHA | Q.PEAK DUO BLK-G5 315 | Solar Panels |  | 0.315 | 36 | 263 | 23 |  | Fixed | Roof
Solar Registration Program | NJSRRE1543425524 | Bayville | 8721 | 18 | 12.6 | Residential | Yes | Behind the Meter | Trinity Solar | JCP&L | Accepted | 2019-11-20 | 2019-11-26 | 2020-11-26 | HANWHA | Q.PEAK DUO BLK-G5 315 | Solar Panels |  | 0.315 | 4 | 83 | 25 |  | Fixed | Roof
Solar Registration Program | NJSRRE1543425524 | Bayville | 8721 | 18 | 12.6 | Residential | Yes | Behind the Meter | Trinity Solar | JCP&L | Accepted | 2019-11-20 | 2019-11-26 | 2020-11-26 | Solar Edge | SE10000H-US000BNC4 | Inverters | 100000 |  | 1 |  |  | 0.97 |  | Outdoor | side of home
Solar Registration Program | NJSRRE1543442835 | Barnegat | 8005 | 18 | 12.6 | Residential | Yes | Behind the Meter | Vivint Solar Developer, LLC | AC Electric | Accepted | 2019-11-26 | 2019-11-27 | 2020-11-27 | Hanwha Solar | Q.PEAK BLK-G5 315 | Solar Panels |  | 0.315 | 24 | 243 | 22 |  | Fixed | Roof
Solar Registration Program | NJSRRE1543442835 | Barnegat | 8005 | 18 | 12.6 | Residential | Yes | Behind the Meter | Vivint Solar Developer, LLC | AC Electric | Accepted | 2019-11-26 | 2019-11-27 | 2020-11-27 | Hanwha Solar | Q.PEAK BLK-G5 315 | Solar Panels |  | 0.315 | 4 | 153 | 21 |  | Fixed | Roof
Solar Registration Program | NJSRRE1543442835 | Barnegat | 8005 | 18 | 12.6 | Residential | Yes | Behind the Meter | Vivint Solar Developer, LLC | AC Electric | Accepted | 2019-11-26 | 2019-11-27 | 2020-11-27 | Hanwha Solar | Q.PEAK BLK-G5 315 | Solar Panels |  | 0.315 | 12 | 63 | 22 |  | Fixed | Roof
Solar Registration Program | NJSRRE1543442835 | Barnegat | 8005 | 18 | 12.6 | Residential | Yes | Behind the Meter | Vivint Solar Developer, LLC | AC Electric | Accepted | 2019-11-26 | 2019-11-27 | 2020-11-27 | Solar Edge | SE10000H-US | Inverters | 10000 |  | 1 |  |  | 0.992 |  | Outdoor | Near the utility meter
Solar Registration Program | NJSRRE1543461155 | Point Pleasant | 8742 | 18 | 12.6 | Residential | No | Behind the Meter | Suntuity Solar LLC | JCP&L | Accepted | 2019-11-30 | 2019-12-04 | 2020-12-04 | Yingli Green Energy | YL315D-30b | Solar Panels |  | 0.315 | 20 | 176 | 20 |  | Fixed | Roof
Solar Registration Program | NJSRRE1543461155 | Point Pleasant | 8742 | 18 | 12.6 | Residential | No | Behind the Meter | Suntuity Solar LLC | JCP&L | Accepted | 2019-11-30 | 2019-12-04 | 2020-12-04 | Yingli Green Energy | YL315D-30b | Solar Panels |  | 0.315 | 4 | 176 | 22 |  | Fixed | Roof
Solar Registration Program | NJSRRE1543461155 | Point Pleasant | 8742 | 18 | 12.6 | Residential | No | Behind the Meter | Suntuity Solar LLC | JCP&L | Accepted | 2019-11-30 | 2019-12-04 | 2020-12-04 | Yingli Green Energy | YL315D-30b | Solar Panels |  | 0.315 | 9 | 266 | 22 |  | Fixed | Roof
Solar Registration Program | NJSRRE1543461155 | Point Pleasant | 8742 | 18 | 12.6 | Residential | No | Behind the Meter | Suntuity Solar LLC | JCP&L | Accepted | 2019-11-30 | 2019-12-04 | 2020-12-04 | Yingli Green Energy | YL315D-30b | Solar Panels |  | 0.315 | 7 | 86 | 22 |  | Fixed | Roof
Solar Registration Program | NJSRRE1543461155 | Point Pleasant | 8742 | 18 | 12.6 | Residential | No | Behind the Meter | Suntuity Solar LLC | JCP&L | Accepted | 2019-11-30 | 2019-12-04 | 2020-12-04 | Enphase Energy | IQ7-60-2-US | Inverters | 240 |  | 40 |  |  | 0.97 |  | Outdoor | Behind the PV Modules
Solar Registration Program | NJSRRE1543553133 | Carteret | 7008 | 11 | 12.6 | Residential | Yes | Behind the Meter | Pro Custom Solar dba Momentum Solar | PSE&G | Accepted | 2019-12-16 | 2019-12-19 | 2020-12-19 | HANWHA | Q.PEAK DUO BLK-G5 315 | Solar Panels |  | 0.315 | 9 | 287 | 18 |  | Fixed | Roof
Solar Registration Program | NJSRRE1543553133 | Carteret | 7008 | 11 | 12.6 | Residential | Yes | Behind the Meter | Pro Custom Solar dba Momentum Solar | PSE&G | Accepted | 2019-12-16 | 2019-12-19 | 2020-12-19 | HANWHA | Q.PEAK DUO BLK-G5 315 | Solar Panels |  | 0.315 | 22 | 106 | 18 |  | Fixed | Roof
Solar Registration Program | NJSRRE1543553133 | Carteret | 7008 | 11 | 12.6 | Residential | Yes | Behind the Meter | Pro Custom Solar dba Momentum Solar | PSE&G | Accepted | 2019-12-16 | 2019-12-19 | 2020-12-19 | HANWHA | Q.PEAK DUO BLK-G5 315 | Solar Panels |  | 0.315 | 9 | 195 | 18 |  | Fixed | Roof
Solar Registration Program | NJSRRE1543553133 | Carteret | 7008 | 11 | 12.6 | Residential | Yes | Behind the Meter | Pro Custom Solar dba Momentum Solar | PSE&G | Accepted | 2019-12-16 | 2019-12-19 | 2020-12-19 | Enphase Energy | IQ7-60-2-US | Inverters | 240 |  | 40 |  |  | 0.97 |  | Outdoor | Roof
Solar Registration Program | NJSRRE1543565083 | ABSECON | 8201 | 19 | 12.6 | Residential | No | Behind the Meter | Vivint Solar Developer, LLC | AC Electric | Accepted | 2019-12-18 | 2019-12-23 | 2020-12-23 | Hanwha Solar | Q.PEAK BLK-G5 315 | Solar Panels |  | 0.315 | 23 | 222 | 35 |  | Fixed | Roof
Solar Registration Program | NJSRRE1543565083 | ABSECON | 8201 | 19 | 12.6 | Residential | No | Behind the Meter | Vivint Solar Developer, LLC | AC Electric | Accepted | 2019-12-18 | 2019-12-23 | 2020-12-23 | Hanwha Solar | Q.PEAK BLK-G5 315 | Solar Panels |  | 0.315 | 17 | 222 | 35 |  | Fixed | Roof
Solar Registration Program | NJSRRE1543565083 | ABSECON | 8201 | 19 | 12.6 | Residential | No | Behind the Meter | Vivint Solar Developer, LLC | AC Electric | Accepted | 2019-12-18 | 2019-12-23 | 2020-12-23 | Solar Edge | SE10000H-US | Inverters | 10000 |  | 1 |  |  | 0.992 |  | Outdoor | Near the utility meter
Solar Registration Program | NJSRRE1543565703 | Manalapan | 7726 | 17 | 12.6 | Residential | Yes | Behind the Meter | Trinity Solar | JCP&L | Accepted | 2019-12-18 | 2019-12-23 | 2020-12-23 | Hanwha | Q.PEAK DUO BLK-G5 315 | Solar Panels |  | 0.315 | 10 | 81 | 27 |  | Fixed | Roof
Solar Registration Program | NJSRRE1543565703 | Manalapan | 7726 | 17 | 12.6 | Residential | Yes | Behind the Meter | Trinity Solar | JCP&L | Accepted | 2019-12-18 | 2019-12-23 | 2020-12-23 | Hanwha | Q.PEAK DUO BLK-G5 315 | Solar Panels |  | 0.315 | 30 | 261 | 27 |  | Fixed | Roof
Solar Registration Program | NJSRRE1543565703 | Manalapan | 7726 | 17 | 12.6 | Residential | Yes | Behind the Meter | Trinity Solar | JCP&L | Accepted | 2019-12-18 | 2019-12-23 | 2020-12-23 | Solar Edge | SE10000 | Inverters | 10000 |  | 1 |  |  | 0.97 |  | Outside | side of home
Solar Registration Program | NJSRRE1543571904 | Paterson | 7513 | 6 | 12.6 | Residential | Yes | Behind the Meter | Trinity Solar | PSE&G | Accepted | 2019-12-19 | 2019-12-26 | 2020-12-26 | HANWHA | Q.PEAK DUO BLK-G5 315 | Solar Panels |  | 0.315 | 35 | 99 | 40 |  | Fixed | Roof
Solar Registration Program | NJSRRE1543571904 | Paterson | 7513 | 6 | 12.6 | Residential | Yes | Behind the Meter | Trinity Solar | PSE&G | Accepted | 2019-12-19 | 2019-12-26 | 2020-12-26 | HANWHA | Q.PEAK DUO BLK-G5 315 | Solar Panels |  | 0.315 | 5 | 189 | 9 |  | Fixed | Roof
Solar Registration Program | NJSRRE1543571904 | Paterson | 7513 | 6 | 12.6 | Residential | Yes | Behind the Meter | Trinity Solar | PSE&G | Accepted | 2019-12-19 | 2019-12-26 | 2020-12-26 | SOLAR EDGE | SE10000H-US | Inverters | 10000 |  | 1 |  |  | 0.97 |  | Outside | SIDE OF HOME
Solar Registration Program | NJSRRE1543672356 | CHERRY HILL | 8003 | 14 | 12.6 | Residential | No | Behind the Meter | Vivint Solar Developer, LLC | PSE&G | Accepted | 2019-12-26 | 2019-12-30 | 2020-12-30 | HANWHA SOLAR | Q.PEAK BLK-G5 315 | Solar Panels |  | 0.315 | 40 | 194 | 15 |  | Fixed | Roof
Solar Registration Program | NJSRRE1543672356 | CHERRY HILL | 8003 | 14 | 12.6 | Residential | No | Behind the Meter | Vivint Solar Developer, LLC | PSE&G | Accepted | 2019-12-26 | 2019-12-30 | 2020-12-30 | SOLAREDGE | SE10000H-US | Inverters | 10000 |  | 1 |  |  | 0.992 |  | Outdoor | Near the Utility Meter
Solar Registration Program | NJSRRE1542576129 | FORT LEE | 7024 | 7 | 12.62 | Commercial | No | Behind the Meter | SEA BRIGHT SOLAR, LLC | PSE&G | Accepted | 2019-10-22 | 2019-10-24 | 2020-10-24 | SUNPOWER | SPR-435 NE-WHT-D | Solar Panels |  | 0.435 | 22 | 221 | 27 |  | Fixed | Roof | SW
Solar Registration Program | NJSRRE1542576129 | FORT LEE | 7024 | 7 | 12.62 | Commercial | No | Behind the Meter | SEA BRIGHT SOLAR, LLC | PSE&G | Accepted | 2019-10-22 | 2019-10-24 | 2020-10-24 | SUNPOWER | SPR-435 NE-WHT-D | Solar Panels |  | 0.435 | 7 | 113 | 27 |  | Fixed | Roof | SE
Solar Registration Program | NJSRRE1542576129 | FORT LEE | 7024 | 7 | 12.62 | Commercial | No | Behind the Meter | SEA BRIGHT SOLAR, LLC | PSE&G | Accepted | 2019-10-22 | 2019-10-24 | 2020-10-24 | SOLAR EDGE | SE14.4KUS | Inverters | 14400 |  | 1 |  |  | 0.98 |  | Indoor | BASEMENT
Solar Registration Program | NJSRRE1538305842 | BURLINGTON | 8016 | 13 | 12.68 | Residential | No | Behind the Meter | Amped On Solar LLC | PSE&G | Accepted | 2018-06-04 | 2018-06-06 | 2019-12-06 | PANASONIC | VBHN325SA16 | Solar Panels |  | 0.325 | 21 | 234 | 19 |  | Fixed | Roof
Solar Registration Program | NJSRRE1538305842 | BURLINGTON | 8016 | 13 | 12.68 | Residential | No | Behind the Meter | Amped On Solar LLC | PSE&G | Accepted | 2018-06-04 | 2018-06-06 | 2019-12-06 | PANASONIC | VBHN325SA16 | Solar Panels |  | 0.325 | 18 | 54 | 19 |  | Fixed | Roof
Solar Registration Program | NJSRRE1538305842 | BURLINGTON | 8016 | 13 | 12.68 | Residential | No | Behind the Meter | Amped On Solar LLC | PSE&G | Accepted | 2018-06-04 | 2018-06-06 | 2019-12-06 | SOLAREDGE | SE10000H | Inverters | 10000 |  | 1 |  |  | 0.98 |  | Outdoor | NEAR METER
Solar Registration Program | NJSRRE1540721452 | Sayreville | 8872 | 11 | 12.68 | Residential | No | Behind the Meter | Green Power Energy | JCP&L | Accepted | 2019-03-26 | 2019-03-27 | 2020-03-27 | Panasonic | VBHN325KA03 | Solar Panels |  | 0.325 | 14 | 171 | 27 |  | Fixed | Roof
Solar Registration Program | NJSRRE1540721452 | Sayreville | 8872 | 11 | 12.68 | Residential | No | Behind the Meter | Green Power Energy | JCP&L | Accepted | 2019-03-26 | 2019-03-27 | 2020-03-27 | Panasonic | VBHN325KA03 | Solar Panels |  | 0.325 | 25 | 80 | 27 |  | Fixed | Roof
Solar Registration Program | NJSRRE1540721452 | Sayreville | 8872 | 11 | 12.68 | Residential | No | Behind the Meter | Green Power Energy | JCP&L | Accepted | 2019-03-26 | 2019-03-27 | 2020-03-27 | Solar Edge | SE10000H-US | Inverters | 10000 |  | 1 |  |  | 0.97 |  | Outside | next to meter
Solar Registration Program | NJSRRE1540845714 | Phillipsburg | 8865 | 2 | 12.68 | Residential | No | Behind the Meter | Green Power Energy | JCP&L | Accepted | 2019-04-11 | 2019-04-12 | 2020-04-12 | Panasonic | VBHN325KA03 | Solar Panels |  | 0.325 | 10 | 225 | 30 |  | Fixed | Roof
Solar Registration Program | NJSRRE1540845714 | Phillipsburg | 8865 | 2 | 12.68 | Residential | No | Behind the Meter | Green Power Energy | JCP&L | Accepted | 2019-04-11 | 2019-04-12 | 2020-04-12 | Panasonic | VBHN325KA03 | Solar Panels |  | 0.325 | 3 | 234 | 37 |  | Fixed | Roof
Solar Registration Program | NJSRRE1540845714 | Phillipsburg | 8865 | 2 | 12.68 | Residential | No | Behind the Meter | Green Power Energy | JCP&L | Accepted | 2019-04-11 | 2019-04-12 | 2020-04-12 | Panasonic | VBHN325KA03 | Solar Panels |  | 0.325 | 16 | 145 | 30 |  | Fixed | Roof
Solar Registration Program | NJSRRE1540845714 | Phillipsburg | 8865 | 2 | 12.68 | Residential | No | Behind the Meter | Green Power Energy | JCP&L | Accepted | 2019-04-11 | 2019-04-12 | 2020-04-12 | Panasonic | VBHN325KA03 | Solar Panels |  | 0.325 | 10 | 47 | 30 |  | Fixed | Roof
Solar Registration Program | NJSRRE1540845714 | Phillipsburg | 8865 | 2 | 12.68 | Residential | No | Behind the Meter | Green Power Energy | JCP&L | Accepted | 2019-04-11 | 2019-04-12 | 2020-04-12 | Solar Edge | SE11400H-US | Inverters | 11400 |  | 1 |  |  | 0.97 |  | Outside | next to meter
Solar Registration Program | NJSRRE1541453824 | Haledon | 7508 | 6 | 12.68 | Residential | No | Behind the Meter | Green Power Energy | PSE&G | Accepted | 2019-06-24 | 2019-06-26 | 2020-06-26 | Panasonic | VBHN325KA03 | Solar Panels |  | 0.325 | 9 | 173 | 23 |  | Fixed | Roof
Solar Registration Program | NJSRRE1541453824 | Haledon | 7508 | 6 | 12.68 | Residential | No | Behind the Meter | Green Power Energy | PSE&G | Accepted | 2019-06-24 | 2019-06-26 | 2020-06-26 | Panasonic | VBHN325KA03 | Solar Panels |  | 0.325 | 20 | 175 | 27 |  | Fixed | Roof
Solar Registration Program | NJSRRE1541453824 | Haledon | 7508 | 6 | 12.68 | Residential | No | Behind the Meter | Green Power Energy | PSE&G | Accepted | 2019-06-24 | 2019-06-26 | 2020-06-26 | Panasonic | VBHN325KA03 | Solar Panels |  | 0.325 | 5 | 263 | 27 |  | Fixed | Roof
Solar Registration Program | NJSRRE1541453824 | Haledon | 7508 | 6 | 12.68 | Residential | No | Behind the Meter | Green Power Energy | PSE&G | Accepted | 2019-06-24 | 2019-06-26 | 2020-06-26 | Panasonic | VBHN325KA03 | Solar Panels |  | 0.325 | 5 | 86 | 27 |  | Fixed | Roof
Solar Registration Program | NJSRRE1541453824 | Haledon | 7508 | 6 | 12.68 | Residential | No | Behind the Meter | Green Power Energy | PSE&G | Accepted | 2019-06-24 | 2019-06-26 | 2020-06-26 | Solar Edge | SE7600H-US | Inverters | 7600 |  | 2 |  |  | 0.97 |  | Outside | next to meter
Solar Registration Program | NJSRRE1541820288 | Bayonne City | 7002 | 8 | 12.68 | Residential | No | Behind the Meter | Maier Solar Engineering dba Solar Me | PSE&G | Accepted | 2019-08-13 | 2019-09-09 | 2020-09-09 | Hanwha | Q.PEAK BLK. G3 325W | Solar Panels |  | 0.325 | 39 | 218 | 4 |  | Fixed | Roof
Solar Registration Program | NJSRRE1541820288 | Bayonne City | 7002 | 8 | 12.68 | Residential | No | Behind the Meter | Maier Solar Engineering dba Solar Me | PSE&G | Accepted | 2019-08-13 | 2019-09-09 | 2020-09-09 | Solar Edge | SE11400H-US | Inverters | 11400 |  | 1 |  |  | 0.97 |  | Outdoor | Next to meter
Solar Registration Program | NJSRRE1541873685 | Ogdensburg | 7439 | 1 | 12.68 | Residential | No | Behind the Meter | Green Power Energy | JCP&L | Accepted | 2019-08-22 | 2019-08-27 | 2020-08-27 | Panasonic | VBHN325KA03 | Solar Panels |  | 0.325 | 29 | 181 | 30 |  | Fixed | Roof
Solar Registration Program | NJSRRE1541873685 | Ogdensburg | 7439 | 1 | 12.68 | Residential | No | Behind the Meter | Green Power Energy | JCP&L | Accepted | 2019-08-22 | 2019-08-27 | 2020-08-27 | Panasonic | VBHN325KA03 | Solar Panels |  | 0.325 | 10 | 270 | 27 |  | Fixed | Roof
Solar Registration Program | NJSRRE1541873685 | Ogdensburg | 7439 | 1 | 12.68 | Residential | No | Behind the Meter | Green Power Energy | JCP&L | Accepted | 2019-08-22 | 2019-08-27 | 2020-08-27 | Solar Edge | SE11400H-US | Inverters | 11400 |  | 1 |  |  | 0.97 |  | Outside | next to meter
Solar Registration Program | NJSRRE1542433850 | Brigantine | 8203 | 19 | 12.68 | Residential | No | Behind the Meter | Green Power Energy | AC Electric | Accepted | 2019-09-25 | 2019-09-26 | 2020-09-26 | Panasonic | VBHN325KA03 | Solar Panels |  | 0.325 | 21 | 235 | 18 |  | Fixed | Roof
Solar Registration Program | NJSRRE1542433850 | Brigantine | 8203 | 19 | 12.68 | Residential | No | Behind the Meter | Green Power Energy | AC Electric | Accepted | 2019-09-25 | 2019-09-26 | 2020-09-26 | Panasonic | VBHN325KA03 | Solar Panels |  | 0.325 | 10 | 54 | 18 |  | Fixed | Roof
Solar Registration Program | NJSRRE1542433850 | Brigantine | 8203 | 19 | 12.68 | Residential | No | Behind the Meter | Green Power Energy | AC Electric | Accepted | 2019-09-25 | 2019-09-26 | 2020-09-26 | Panasonic | VBHN325KA03 | Solar Panels |  | 0.325 | 8 | 145 | 18 |  | Fixed | Roof
Solar Registration Program | NJSRRE1542433850 | Brigantine | 8203 | 19 | 12.68 | Residential | No | Behind the Meter | Green Power Energy | AC Electric | Accepted | 2019-09-25 | 2019-09-26 | 2020-09-26 | Solar Edge | SE10000H-US | Inverters | 10000 |  | 1 |  |  | 0.97 |  | Outside | next to meter
Solar Registration Program | NJSRRE1542790793 | Milford | 8848 | 4 | 12.68 | Residential | No | Behind the Meter | Green Power Energy | JCP&L | Accepted | 2019-10-30 | 2019-11-01 | 2020-11-01 | Panasonic | VBHN325KA03 | Solar Panels |  | 0.325 | 12 | 179 | 27 |  | Fixed | Roof
Solar Registration Program | NJSRRE1542790793 | Milford | 8848 | 4 | 12.68 | Residential | No | Behind the Meter | Green Power Energy | JCP&L | Accepted | 2019-10-30 | 2019-11-01 | 2020-11-01 | Panasonic | VBHN325KA03 | Solar Panels |  | 0.325 | 7 | 270 | 30 |  | Fixed | Roof
Solar Registration Program | NJSRRE1542790793 | Milford | 8848 | 4 | 12.68 | Residential | No | Behind the Meter | Green Power Energy | JCP&L | Accepted | 2019-10-30 | 2019-11-01 | 2020-11-01 | Panasonic | VBHN325KA03 | Solar Panels |  | 0.325 | 7 | 90 | 30 |  | Fixed | Roof
Solar Registration Program | NJSRRE1542790793 | Milford | 8848 | 4 | 12.68 | Residential | No | Behind the Meter | Green Power Energy | JCP&L | Accepted | 2019-10-30 | 2019-11-01 | 2020-11-01 | Panasonic | VBHN325KA03 | Solar Panels |  | 0.325 | 13 | 179 | 30 |  | Fixed | Roof
Solar Registration Program | NJSRRE1542790793 | Milford | 8848 | 4 | 12.68 | Residential | No | Behind the Meter | Green Power Energy | JCP&L | Accepted | 2019-10-30 | 2019-11-01 | 2020-11-01 | SolarEdge | SE7600H-US | Inverters | 7600 |  | 1 |  |  | 0.97 |  | Outside | Next to Meter
Solar Registration Program | NJSRRE1542790793 | Milford | 8848 | 4 | 12.68 | Residential | No | Behind the Meter | Green Power Energy | JCP&L | Accepted | 2019-10-30 | 2019-11-01 | 2020-11-01 | SolarEdge | SE5000H-US | Inverters | 5000 |  | 1 |  |  | 0.97 |  | Outside | Next to Meter
Solar Registration Program | NJSRRE1543553244 | Fords | 8863 | 11 | 12.68 | Residential | No | Behind the Meter | Accord Power Inc | PSE&G | Accepted | 2019-12-16 | 2019-12-19 | 2020-12-19 | Hanwah | Q.Cell 325 | Solar Panels |  | 0.325 | 8 | 16 | 14 |  | Fixed | Roof
Solar Registration Program | NJSRRE1543553244 | Fords | 8863 | 11 | 12.68 | Residential | No | Behind the Meter | Accord Power Inc | PSE&G | Accepted | 2019-12-16 | 2019-12-19 | 2020-12-19 | Hanwah | Q.Cell 325 | Solar Panels |  | 0.325 | 31 | 196 | 16 |  | Fixed | Roof
Solar Registration Program | NJSRRE1543553244 | Fords | 8863 | 11 | 12.68 | Residential | No | Behind the Meter | Accord Power Inc | PSE&G | Accepted | 2019-12-16 | 2019-12-19 | 2020-12-19 | AP System | YC600 | Inverters | 600 |  | 20 |  |  | 0.967 |  | Outdoor | roof
Solar Registration Program | NJSRRE1541128264 | Egg Harbor Township | 8234 | 19 | 12.71 | Residential | No | Behind the Meter | Suntuity Solar LLC | AC Electric | Accepted | 2019-06-10 | 2019-06-14 | 2020-06-14 | Yingli Green Energy | YL310D-30b | Solar Panels |  | 0.31 | 29 | 244 | 23 |  | Fixed | Roof
Solar Registration Program | NJSRRE1541128264 | Egg Harbor Township | 8234 | 19 | 12.71 | Residential | No | Behind the Meter | Suntuity Solar LLC | AC Electric | Accepted | 2019-06-10 | 2019-06-14 | 2020-06-14 | Yingli Green Energy | YL310D-30b | Solar Panels |  | 0.31 | 7 | 154 | 16 |  | Fixed | Roof
Solar Registration Program | NJSRRE1541128264 | Egg Harbor Township | 8234 | 19 | 12.71 | Residential | No | Behind the Meter | Suntuity Solar LLC | AC Electric | Accepted | 2019-06-10 | 2019-06-14 | 2020-06-14 | Yingli Green Energy | YL310D-30b | Solar Panels |  | 0.31 | 5 | 244 | 16 |  | Fixed | Roof
Solar Registration Program | NJSRRE1541128264 | Egg Harbor Township | 8234 | 19 | 12.71 | Residential | No | Behind the Meter | Suntuity Solar LLC | AC Electric | Accepted | 2019-06-10 | 2019-06-14 | 2020-06-14 | Enphase Energy | IQ7-60-2-US | Inverters | 240 |  | 41 |  |  | 0.97 |  | Outdoor | Behind the PV Modules
Solar Registration Program | NJSRRE1541715367 | Hamilton | 8620 | 12 | 12.71 | Commercial | Yes | Behind the Meter | Kopp Electric Company | PSE&G | As-Built Incomplete | 2019-07-29 | 2019-08-01 | 2020-08-01 | CertainTeed | CT310M11-03 | Solar Panels |  | 0.31 | 33 | 243 | 18 |  | Fixed | Roof
Solar Registration Program | NJSRRE1541715367 | Hamilton | 8620 | 12 | 12.71 | Commercial | Yes | Behind the Meter | Kopp Electric Company | PSE&G | As-Built Incomplete | 2019-07-29 | 2019-08-01 | 2020-08-01 | CertainTeed | CT310M11-03 | Solar Panels |  | 0.31 | 8 | 63 | 18 |  | Fixed | Roof
Solar Registration Program | NJSRRE1541715367 | Hamilton | 8620 | 12 | 12.71 | Commercial | Yes | Behind the Meter | Kopp Electric Company | PSE&G | As-Built Incomplete | 2019-07-29 | 2019-08-01 | 2020-08-01 | Solar Edge | SE10000H-US | Inverters | 10000 |  | 1 |  |  | 0.975 |  | Outside | Next to meter
Solar Registration Program | NJSRRE1541715367 | Hamilton | 8620 | 12 | 12.71 | Commercial | Yes | Behind the Meter | Kopp Electric Company | PSE&G | As-Built Incomplete | 2019-07-29 | 2019-08-01 | 2020-08-01 | Vision | 2E2A1P | Meters |  |  | 1 |  |  |  | Yes | Outdoor
Solar Registration Program | NJSRRE1541802161 | Princeton | 08540-8512 |  | 12.71 | Residential | No | Behind the Meter | Ampericon | PSE&G | Accepted | 2019-08-07 | 2019-08-12 | 2020-08-12 | Silfab | SlA-M-310 | Solar Panels |  | 0.31 | 41 | 155 | 20 |  | Fixed | Ground
Solar Registration Program | NJSRRE1541802161 | Princeton | 08540-8512 |  | 12.71 | Residential | No | Behind the Meter | Ampericon | PSE&G | Accepted | 2019-08-07 | 2019-08-12 | 2020-08-12 | EnPhase | IQ7 | Inverters | 250 |  | 41 |  |  | 0.965 |  | Outside | Ground
Solar Registration Program | NJSRRE1541884654 | Sparta | 7871 | 1 | 12.71 | Residential | No | Behind the Meter | Solar Energy World | JCP&L | Accepted | 2019-08-26 | 2019-08-29 | 2020-08-29 | LONGi Green Energy Technology | LR6-60PE-310M | Solar Panels |  | 0.31 | 41 | 270 | 33 |  | Fixed | Roof
Solar Registration Program | NJSRRE1541884654 | Sparta | 7871 | 1 | 12.71 | Residential | No | Behind the Meter | Solar Energy World | JCP&L | Accepted | 2019-08-26 | 2019-08-29 | 2020-08-29 | Solar Edge | SE3800H-USRGM | Inverters | 3800 |  | 1 |  |  | 0.98 |  | Outside | near meter
Solar Registration Program | NJSRRE1541884654 | Sparta | 7871 | 1 | 12.71 | Residential | No | Behind the Meter | Solar Energy World | JCP&L | Accepted | 2019-08-26 | 2019-08-29 | 2020-08-29 | Solar Edge | SE6000H-USRGM | Inverters | 6000 |  | 1 |  |  | 0.983 |  | Outside | near meter
Solar Registration Program | NJSRRE1542409196 | Sicklerville | 8081 | 14 | 12.71 | Residential | Yes | Behind the Meter | All Season Solar | AC Electric | Accepted | 2019-09-16 | 2019-09-18 | 2020-09-18 | Trina | TSM DD05H.05II 310W AUG 2019 | Solar Panels |  | 0.31 | 7 | 287 | 30 |  | Fixed | Roof
Solar Registration Program | NJSRRE1542409196 | Sicklerville | 8081 | 14 | 12.71 | Residential | Yes | Behind the Meter | All Season Solar | AC Electric | Accepted | 2019-09-16 | 2019-09-18 | 2020-09-18 | Trina | TSM DD05H.05II 310W AUG 2019 | Solar Panels |  | 0.31 | 9 | 107 | 30 |  | Fixed | Roof
Solar Registration Program | NJSRRE1542409196 | Sicklerville | 8081 | 14 | 12.71 | Residential | Yes | Behind the Meter | All Season Solar | AC Electric | Accepted | 2019-09-16 | 2019-09-18 | 2020-09-18 | Trina | TSM DD05H.05II 310W AUG 2019 | Solar Panels |  | 0.31 | 21 | 107 | 30 |  | Fixed | Roof
Solar Registration Program | NJSRRE1542409196 | Sicklerville | 8081 | 14 | 12.71 | Residential | Yes | Behind the Meter | All Season Solar | AC Electric | Accepted | 2019-09-16 | 2019-09-18 | 2020-09-18 | Trina | TSM DD05H.05II 310W AUG 2019 | Solar Panels |  | 0.31 | 4 | 107 | 27 |  | Fixed | Roof
Solar Registration Program | NJSRRE1542409196 | Sicklerville | 8081 | 14 | 12.71 | Residential | Yes | Behind the Meter | All Season Solar | AC Electric | Accepted | 2019-09-16 | 2019-09-18 | 2020-09-18 | Enphase | IQ7 | Inverters | 240 |  | 41 |  |  | 0.97 |  | Outdoor | Under Module
Solar Registration Program | NJSRRE1542411907 | Lakewood | 8701 | 18 | 12.71 | Residential | No | Behind the Meter | Powerlutions | JCP&L | Accepted | 2019-09-17 | 2019-09-19 | 2020-09-19 | Axitec | AC-310P/156-72S | Solar Panels |  | 0.31 | 37 | 131 | 30 |  | Fixed | Roof
Solar Registration Program | NJSRRE1542411907 | Lakewood | 8701 | 18 | 12.71 | Residential | No | Behind the Meter | Powerlutions | JCP&L | Accepted | 2019-09-17 | 2019-09-19 | 2020-09-19 | Axitec | AC-310P/156-72S | Solar Panels |  | 0.31 | 4 | 221 | 45 |  | Fixed | Roof
Solar Registration Program | NJSRRE1542411907 | Lakewood | 8701 | 18 | 12.71 | Residential | No | Behind the Meter | Powerlutions | JCP&L | Accepted | 2019-09-17 | 2019-09-19 | 2020-09-19 | Solar Edge | SE10000H-US | Inverters | 10 |  | 1 |  |  | 0.99 |  | Outdoor | Near Meter
Solar Registration Program | NJSRRE1542518916 | Newfield | 8344 | 15 | 12.71 | Residential | Yes | Behind the Meter | Orbit Energy & Power, LLC | AC Electric | Accepted | 2019-10-09 | 2019-10-11 | 2020-10-11 | trina | tsm 310 | Solar Panels |  | 0.31 | 12 | 106 | 35 |  | Fixed | Roof
Solar Registration Program | NJSRRE1542518916 | Newfield | 8344 | 15 | 12.71 | Residential | Yes | Behind the Meter | Orbit Energy & Power, LLC | AC Electric | Accepted | 2019-10-09 | 2019-10-11 | 2020-10-11 | trina | tsm 310 | Solar Panels |  | 0.31 | 12 | 286 | 35 |  | Fixed | Roof
Solar Registration Program | NJSRRE1542518916 | Newfield | 8344 | 15 | 12.71 | Residential | Yes | Behind the Meter | Orbit Energy & Power, LLC | AC Electric | Accepted | 2019-10-09 | 2019-10-11 | 2020-10-11 | trina | tsm 310 | Solar Panels |  | 0.31 | 10 | 196 | 30 |  | Fixed | Roof
Solar Registration Program | NJSRRE1542518916 | Newfield | 8344 | 15 | 12.71 | Residential | Yes | Behind the Meter | Orbit Energy & Power, LLC | AC Electric | Accepted | 2019-10-09 | 2019-10-11 | 2020-10-11 | trina | tsm 310 | Solar Panels |  | 0.31 | 7 | 106 | 30 |  | Fixed | Roof
Solar Registration Program | NJSRRE1542518916 | Newfield | 8344 | 15 | 12.71 | Residential | Yes | Behind the Meter | Orbit Energy & Power, LLC | AC Electric | Accepted | 2019-10-09 | 2019-10-11 | 2020-10-11 | enphase | iq7 | Inverters | 240 |  | 41 |  |  | 0.986 |  | Outside | panel
Solar Registration Program | NJSRRE1542527909 | Jackson | 8527 | 18 | 12.71 | Residential | No | Behind the Meter | Powerlutions | JCP&L | Accepted | 2019-10-11 | 2019-10-15 | 2020-10-15 | Axitec | AC-310P/156-72S | Solar Panels |  | 0.31 | 41 | 193 | 22 |  | Fixed | Roof
Solar Registration Program | NJSRRE1542527909 | Jackson | 8527 | 18 | 12.71 | Residential | No | Behind the Meter | Powerlutions | JCP&L | Accepted | 2019-10-11 | 2019-10-15 | 2020-10-15 | SolarEdge | SE10000H-US | Inverters | 10 |  | 1 |  |  | 0.99 |  | Outdoor | Near Meter
Solar Registration Program | NJSRRE1542528230 | Howell | 7731 | 17 | 12.71 | Residential | No | Behind the Meter | Skyline Solar LLC | JCP&L | Final As-Built Received | 2019-10-11 | 2019-10-15 | 2020-10-15 | Axitec | AC-310M/60S | Solar Panels |  | 0.31 | 6 | 274 | 19 |  | Fixed | Roof
Solar Registration Program | NJSRRE1542528230 | Howell | 7731 | 17 | 12.71 | Residential | No | Behind the Meter | Skyline Solar LLC | JCP&L | Final As-Built Received | 2019-10-11 | 2019-10-15 | 2020-10-15 | Axitec | AC-310M/60S | Solar Panels |  | 0.31 | 29 | 29 | 184 |  | Fixed | Roof
Solar Registration Program | NJSRRE1542528230 | Howell | 7731 | 17 | 12.71 | Residential | No | Behind the Meter | Skyline Solar LLC | JCP&L | Final As-Built Received | 2019-10-11 | 2019-10-15 | 2020-10-15 | Axitec | AC-310M/60S | Solar Panels |  | 0.31 | 6 | 94 | 19 |  | Fixed | Roof
Solar Registration Program | NJSRRE1542528230 | Howell | 7731 | 17 | 12.71 | Residential | No | Behind the Meter | Skyline Solar LLC | JCP&L | Final As-Built Received | 2019-10-11 | 2019-10-15 | 2020-10-15 | Solaredge | SE10000H-US RGM | Inverters | 10000 |  | 1 |  |  | 0.99 |  | Outdoor | by meter
Solar Registration Program | NJSRRE1542528230 | Howell | 7731 | 17 | 12.71 | Residential | No | Behind the Meter | Skyline Solar LLC | JCP&L | Final As-Built Received | 2019-10-11 | 2019-10-15 | 2020-10-15 | Solaredge | SE-RGMTR-1D-240 | Meters |  |  | 1 |  |  |  | Yes
Solar Registration Program | NJSRRE1542541829 | Berlin | 8009 | 14 | 12.71 | Residential | No | Behind the Meter | Kopp Electric Company | AC Electric | Accepted | 2019-10-14 | 2019-10-17 | 2020-10-17 | CertainTeed | CT310M11-03 | Solar Panels |  | 0.31 | 12 | 84 | 16 |  | Fixed | Roof
Solar Registration Program | NJSRRE1542541829 | Berlin | 8009 | 14 | 12.71 | Residential | No | Behind the Meter | Kopp Electric Company | AC Electric | Accepted | 2019-10-14 | 2019-10-17 | 2020-10-17 | CertainTeed | CT310M11-03 | Solar Panels |  | 0.31 | 29 | 264 | 16 |  | Fixed | Roof
Solar Registration Program | NJSRRE1542541829 | Berlin | 8009 | 14 | 12.71 | Residential | No | Behind the Meter | Kopp Electric Company | AC Electric | Accepted | 2019-10-14 | 2019-10-17 | 2020-10-17 | Solar Edge | SE11400H-US | Inverters | 11400 |  | 1 |  |  | 0.975 |  | Outdoor | Next to meter
Solar Registration Program | NJSRRE1542561840 | Chatham | 7298 |  | 12.71 | Residential | Yes | Behind the Meter | Palmetto Solar LLC | JCP&L | Accepted | 2019-10-21 | 2019-10-22 | 2020-10-22 | Hanwha | 310W All Black Module | Solar Panels |  | 0.31 | 41 | 180 | 25 |  | Fixed | Roof
Solar Registration Program | NJSRRE1542561840 | Chatham | 7298 |  | 12.71 | Residential | Yes | Behind the Meter | Palmetto Solar LLC | JCP&L | Accepted | 2019-10-21 | 2019-10-22 | 2020-10-22 | SolarEdge Technologies | 6000H-US | Inverters | 6000 |  | 1 |  |  | 0.9 |  | Outside | side of the house
Solar Registration Program | NJSRRE1542771545 | Lodi | 7644 | 7 | 12.71 | Residential | No | Behind the Meter | Palmetto Solar LLC | PSE&G | Accepted | 2019-10-30 | 2019-11-01 | 2020-11-01 | Hanwha | 310 All Black Module | Solar Panels |  | 0.31 | 41 | 180 | 25 |  | Fixed | Roof
Solar Registration Program | NJSRRE1542771545 | Lodi | 7644 | 7 | 12.71 | Residential | No | Behind the Meter | Palmetto Solar LLC | PSE&G | Accepted | 2019-10-30 | 2019-11-01 | 2020-11-01 | SolarEdge Technologies | SE11400H-US | Inverters | 11400 |  | 1 |  |  | 0.99 |  | Outside | side of the house
Solar Registration Program | NJSRRE1543187795 | Mystic Islands | 8087 | 18 | 12.71 | Residential | Yes | Behind the Meter | Bright Planet Solar | AC Electric | Accepted | 2019-11-13 | 2019-11-18 | 2020-11-18 | LONGI | LR6-60PB-310M | Solar Panels |  | 0.31 | 6 | 120 | 18 |  | Fixed | Roof
Solar Registration Program | NJSRRE1543187795 | Mystic Islands | 8087 | 18 | 12.71 | Residential | Yes | Behind the Meter | Bright Planet Solar | AC Electric | Accepted | 2019-11-13 | 2019-11-18 | 2020-11-18 | LONGI | LR6-60PB-310M | Solar Panels |  | 0.31 | 7 | 300 | 18 |  | Fixed | Roof
Solar Registration Program | NJSRRE1543187795 | Mystic Islands | 8087 | 18 | 12.71 | Residential | Yes | Behind the Meter | Bright Planet Solar | AC Electric | Accepted | 2019-11-13 | 2019-11-18 | 2020-11-18 | LONGI | LR6-60PB-310M | Solar Panels |  | 0.31 | 14 | 30 | 18 |  | Fixed | Roof
Solar Registration Program | NJSRRE1543187795 | Mystic Islands | 8087 | 18 | 12.71 | Residential | Yes | Behind the Meter | Bright Planet Solar | AC Electric | Accepted | 2019-11-13 | 2019-11-18 | 2020-11-18 | LONGI | LR6-60PB-310M | Solar Panels |  | 0.31 | 14 | 210 | 18 |  | Fixed | Roof
Solar Registration Program | NJSRRE1543187795 | Mystic Islands | 8087 | 18 | 12.71 | Residential | Yes | Behind the Meter | Bright Planet Solar | AC Electric | Accepted | 2019-11-13 | 2019-11-18 | 2020-11-18 | SOLAR EDGE | SE10000H-USRGM | Inverters | 10000 |  | 1 |  |  | 0.98 |  | Outside | NEXT TO METER
Solar Registration Program | NJSRRE1543421525 | North Plainfield Boro | 7060 | 10 | 12.71 | Residential | No | Behind the Meter | Palmetto Solar LLC | PSE&G | Accepted | 2019-11-19 | 2019-11-21 | 2020-11-21 | Hanwha | All Black Module 310W | Solar Panels |  | 0.31 | 41 | 180 | 25 |  | Fixed | Roof
Solar Registration Program | NJSRRE1543421525 | North Plainfield Boro | 7060 | 10 | 12.71 | Residential | No | Behind the Meter | Palmetto Solar LLC | PSE&G | Accepted | 2019-11-19 | 2019-11-21 | 2020-11-21 | SolarEdge Technologies | SE10000H-US | Inverters | 10000 |  | 1 |  |  | 0.9 |  | Outside | side of the house
Solar Registration Program | NJSRRE1543421706 | Sewell | 8080 | 15 | 12.71 | Residential | No | Behind the Meter | RCL Enterprises Inc. | AC Electric | Accepted | 2019-11-19 | 2019-11-21 | 2020-11-21 | trina | TSM-310DD05H.05 | Solar Panels |  | 0.31 | 6 | 129 | 32 |  | Fixed | Roof
Solar Registration Program | NJSRRE1543421706 | Sewell | 8080 | 15 | 12.71 | Residential | No | Behind the Meter | RCL Enterprises Inc. | AC Electric | Accepted | 2019-11-19 | 2019-11-21 | 2020-11-21 | trina | TSM-310DD05H.05 | Solar Panels |  | 0.31 | 13 | 219 | 30 |  | Fixed | Roof
Solar Registration Program | NJSRRE1543421706 | Sewell | 8080 | 15 | 12.71 | Residential | No | Behind the Meter | RCL Enterprises Inc. | AC Electric | Accepted | 2019-11-19 | 2019-11-21 | 2020-11-21 | trina | TSM-310DD05H.05 | Solar Panels |  | 0.31 | 10 | 219 | 24 |  | Fixed | Roof
Solar Registration Program | NJSRRE1543421706 | Sewell | 8080 | 15 | 12.71 | Residential | No | Behind the Meter | RCL Enterprises Inc. | AC Electric | Accepted | 2019-11-19 | 2019-11-21 | 2020-11-21 | trina | TSM-310DD05H.05 | Solar Panels |  | 0.31 | 12 | 129 | 27 |  | Fixed | Roof
Solar Registration Program | NJSRRE1543421706 | Sewell | 8080 | 15 | 12.71 | Residential | No | Behind the Meter | RCL Enterprises Inc. | AC Electric | Accepted | 2019-11-19 | 2019-11-21 | 2020-11-21 | enphase | IQ7 | Inverters | 240 |  | 41 |  |  | 0.96 |  | Outside | under panels
Solar Registration Program | NJSRRE1543474372 | Sewell | 8080 | 15 | 12.71 | Residential | Yes | Behind the Meter | All Season Solar | AC Electric | Accepted | 2019-12-03 | 2019-12-05 | 2020-12-05 | Trina | TSM DD05H.05 II 310W AUG 2019 | Solar Panels |  | 0.31 | 10 | 349 | 21 |  | Fixed | Roof
Solar Registration Program | NJSRRE1543474372 | Sewell | 8080 | 15 | 12.71 | Residential | Yes | Behind the Meter | All Season Solar | AC Electric | Accepted | 2019-12-03 | 2019-12-05 | 2020-12-05 | Trina | TSM DD05H.05 II 310W AUG 2019 | Solar Panels |  | 0.31 | 31 | 169 | 21 |  | Fixed | Roof
Solar Registration Program | NJSRRE1543474372 | Sewell | 8080 | 15 | 12.71 | Residential | Yes | Behind the Meter | All Season Solar | AC Electric | Accepted | 2019-12-03 | 2019-12-05 | 2020-12-05 | Enphase | IQ7 | Inverters | 240 |  | 41 |  |  | 0.97 |  | Outdoor | Under Module
Solar Registration Program | NJSRRE1543552553 | Pleasantville | 8201 | 19 | 12.71 | Residential | No | Behind the Meter | Spectrum Energy, Inc. | AC Electric | Accepted | 2019-12-16 | 2019-12-19 | 2020-12-19 | Axitec | AC-310MH | Solar Panels |  | 0.31 | 13 | 114 | 29 |  | Fixed | Roof
Solar Registration Program | NJSRRE1543552553 | Pleasantville | 8201 | 19 | 12.71 | Residential | No | Behind the Meter | Spectrum Energy, Inc. | AC Electric | Accepted | 2019-12-16 | 2019-12-19 | 2020-12-19 | Axitec | AC-310MH | Solar Panels |  | 0.31 | 11 | 204 | 45 |  | Fixed | Roof
Solar Registration Program | NJSRRE1543552553 | Pleasantville | 8201 | 19 | 12.71 | Residential | No | Behind the Meter | Spectrum Energy, Inc. | AC Electric | Accepted | 2019-12-16 | 2019-12-19 | 2020-12-19 | Axitec | AC-310MH | Solar Panels |  | 0.31 | 17 | 294 | 29 |  | Fixed | Roof
Solar Registration Program | NJSRRE1543552553 | Pleasantville | 8201 | 19 | 12.71 | Residential | No | Behind the Meter | Spectrum Energy, Inc. | AC Electric | Accepted | 2019-12-16 | 2019-12-19 | 2020-12-19 | Enphase | IQ7-60-ACM-US | Inverters | 240 |  | 41 |  |  | 0.97 |  | Outdoor | under each panel
Solar Registration Program | NJSRRE1543557196 | Jackson | 8527 | 18 | 12.71 | Residential | No | Behind the Meter | Powerlutions | JCP&L | Accepted | 2019-12-17 | 2019-12-20 | 2020-12-20 | Silfab | SLA 310M | Solar Panels |  | 0.31 | 12 | 132 | 31 |  | Fixed | Roof
Solar Registration Program | NJSRRE1543557196 | Jackson | 8527 | 18 | 12.71 | Residential | No | Behind the Meter | Powerlutions | JCP&L | Accepted | 2019-12-17 | 2019-12-20 | 2020-12-20 | Silfab | SLA 310M | Solar Panels |  | 0.31 | 4 | 222 | 36 |  | Fixed | Roof
Solar Registration Program | NJSRRE1543557196 | Jackson | 8527 | 18 | 12.71 | Residential | No | Behind the Meter | Powerlutions | JCP&L | Accepted | 2019-12-17 | 2019-12-20 | 2020-12-20 | Silfab | SLA 310M | Solar Panels |  | 0.31 | 3 | 222 | 32 |  | Fixed | Roof
Solar Registration Program | NJSRRE1543557196 | Jackson | 8527 | 18 | 12.71 | Residential | No | Behind the Meter | Powerlutions | JCP&L | Accepted | 2019-12-17 | 2019-12-20 | 2020-12-20 | Silfab | SLA 310M | Solar Panels |  | 0.31 | 22 | 132 | 31 |  | Fixed | Roof
Solar Registration Program | NJSRRE1543557196 | Jackson | 8527 | 18 | 12.71 | Residential | No | Behind the Meter | Powerlutions | JCP&L | Accepted | 2019-12-17 | 2019-12-20 | 2020-12-20 | Solar Edge | SE10000H-US | Inverters | 10 |  | 1 |  |  | 0.99 |  | Outdoor | near meter
Solar Registration Program | NJSRRE1541624705 | TOMS RIVER | 8753 | 18 | 12.73 | Residential | Yes | Behind the Meter | Pro Custom Solar dba Momentum Solar | PSE&G | Accepted | 2019-07-09 | 2019-07-11 | 2020-07-11 | LG ELECTRONICS | LG 335N1C-A5 | Solar Panels |  | 0.335 | 15 | 112 | 19 |  | Fixed | Roof
Solar Registration Program | NJSRRE1541624705 | TOMS RIVER | 8753 | 18 | 12.73 | Residential | Yes | Behind the Meter | Pro Custom Solar dba Momentum Solar | PSE&G | Accepted | 2019-07-09 | 2019-07-11 | 2020-07-11 | LG ELECTRONICS | LG 335N1C-A5 | Solar Panels |  | 0.335 | 10 | 112 | 8 |  | Fixed | Roof
Solar Registration Program | NJSRRE1541624705 | TOMS RIVER | 8753 | 18 | 12.73 | Residential | Yes | Behind the Meter | Pro Custom Solar dba Momentum Solar | PSE&G | Accepted | 2019-07-09 | 2019-07-11 | 2020-07-11 | LG ELECTRONICS | LG 335N1C-A5 | Solar Panels |  | 0.335 | 11 | 112 | 20 |  | Fixed | Roof
Solar Registration Program | NJSRRE1541624705 | TOMS RIVER | 8753 | 18 | 12.73 | Residential | Yes | Behind the Meter | Pro Custom Solar dba Momentum Solar | PSE&G | Accepted | 2019-07-09 | 2019-07-11 | 2020-07-11 | LG ELECTRONICS | LG 335N1C-A5 | Solar Panels |  | 0.335 | 2 | 292 | 20 |  | Fixed | Roof
Solar Registration Program | NJSRRE1541624705 | TOMS RIVER | 8753 | 18 | 12.73 | Residential | Yes | Behind the Meter | Pro Custom Solar dba Momentum Solar | PSE&G | Accepted | 2019-07-09 | 2019-07-11 | 2020-07-11 | ENPHASE | IQ7-60-2-US | Inverters | 250 |  | 38 |  |  | 0.97 |  | Outdoor | Roof
Solar Registration Program | NJSRRE1541686193 | MONROE | 8831 | 11 | 12.73 | Residential | Yes | Behind the Meter | Pro Custom Solar dba Momentum Solar | JCP&L | Accepted | 2019-07-18 | 2019-07-22 | 2020-07-22 | LG ELECTRONICS | LG 335N1C-A5 | Solar Panels |  | 0.335 | 21 | 243 | 24 |  | Fixed | Roof
Solar Registration Program | NJSRRE1541686193 | MONROE | 8831 | 11 | 12.73 | Residential | Yes | Behind the Meter | Pro Custom Solar dba Momentum Solar | JCP&L | Accepted | 2019-07-18 | 2019-07-22 | 2020-07-22 | LG ELECTRONICS | 153 | Solar Panels |  | 0.335 | 5 | 153 | 38 |  | Fixed | Roof
Solar Registration Program | NJSRRE1541686193 | MONROE | 8831 | 11 | 12.73 | Residential | Yes | Behind the Meter | Pro Custom Solar dba Momentum Solar | JCP&L | Accepted | 2019-07-18 | 2019-07-22 | 2020-07-22 | LG ELECTRONICS | LG 335N1C-A5 | Solar Panels |  | 0.335 | 4 | 153 | 37 |  | Fixed | Roof
Solar Registration Program | NJSRRE1541686193 | MONROE | 8831 | 11 | 12.73 | Residential | Yes | Behind the Meter | Pro Custom Solar dba Momentum Solar | JCP&L | Accepted | 2019-07-18 | 2019-07-22 | 2020-07-22 | LG ELECTRONICS | LG 335N1C-A5 | Solar Panels |  | 0.335 | 8 | 63 | 28 |  | Fixed | Roof
Solar Registration Program | NJSRRE1541686193 | MONROE | 8831 | 11 | 12.73 | Residential | Yes | Behind the Meter | Pro Custom Solar dba Momentum Solar | JCP&L | Accepted | 2019-07-18 | 2019-07-22 | 2020-07-22 | Enphase | IQ7-60-2-US | Inverters | 250 |  | 38 |  |  | 0.97 |  | Outdoor | Roof
Solar Registration Program | NJSRRE1541815009 | Linwood | 8221 | 19 | 12.73 | Residential | Yes | Behind the Meter | Geoscape Solar | AC Electric | Accepted | 2019-08-12 | 2019-08-27 | 2020-08-27 | lG Electronics Inc | LG335N1C-A5 | Solar Panels |  | 0.335 | 38 | 207 | 43 |  | Fixed | Roof
Solar Registration Program | NJSRRE1541815009 | Linwood | 8221 | 19 | 12.73 | Residential | Yes | Behind the Meter | Geoscape Solar | AC Electric | Accepted | 2019-08-12 | 2019-08-27 | 2020-08-27 | SolarEdge | SE10000H-US | Inverters | 10000 |  | 1 |  |  | 0.98 |  | Outside | Adj. to utility meter
Solar Registration Program | NJSRRE1541851599 | Linden | 7036 | 10 | 12.73 | Residential | Yes | Behind the Meter | Pro Custom Solar dba Momentum Solar | PSE&G | Accepted | 2019-08-16 | 2019-08-23 | 2020-08-23 | LG ELECTRONICS | LG 335N1C-V5 | Solar Panels |  | 0.335 | 4 | 4 | 39 |  | Fixed | Roof
Solar Registration Program | NJSRRE1541851599 | Linden | 7036 | 10 | 12.73 | Residential | Yes | Behind the Meter | Pro Custom Solar dba Momentum Solar | PSE&G | Accepted | 2019-08-16 | 2019-08-23 | 2020-08-23 | LG ELECTRONICS | LG 335N1C-V5 | Solar Panels |  | 0.335 | 8 | 219 | 21 |  | Fixed | Roof
Solar Registration Program | NJSRRE1541851599 | Linden | 7036 | 10 | 12.73 | Residential | Yes | Behind the Meter | Pro Custom Solar dba Momentum Solar | PSE&G | Accepted | 2019-08-16 | 2019-08-23 | 2020-08-23 | LG ELECTRONICS | LG 335N1C-V5 | Solar Panels |  | 0.335 | 8 | 39 | 3 |  | Fixed | Roof
Solar Registration Program | NJSRRE1541851599 | Linden | 7036 | 10 | 12.73 | Residential | Yes | Behind the Meter | Pro Custom Solar dba Momentum Solar | PSE&G | Accepted | 2019-08-16 | 2019-08-23 | 2020-08-23 | LG ELECTRONICS | LG 335N1C-V5 | Solar Panels |  | 0.335 | 9 | 310 | 18 |  | Fixed | Roof
Solar Registration Program | NJSRRE1541851599 | Linden | 7036 | 10 | 12.73 | Residential | Yes | Behind the Meter | Pro Custom Solar dba Momentum Solar | PSE&G | Accepted | 2019-08-16 | 2019-08-23 | 2020-08-23 | LG ELECTRONICS | LG 335N1C-V5 | Solar Panels |  | 0.335 | 9 | 130 | 18 |  | Fixed | Roof
Solar Registration Program | NJSRRE1541891116 | Bridgewater | 8807 | 5 | 12.73 | Residential | Yes | Behind the Meter | Pro Custom Solar dba Momentum Solar | JCP&L | Accepted | 2019-08-28 | 2019-09-03 | 2020-09-03 | LG ELECTRONICS | LG 335N1C-V5 | Solar Panels |  | 0.335 | 30 | 217 | 34 |  | Fixed | Roof
Solar Registration Program | NJSRRE1541891116 | Bridgewater | 8807 | 5 | 12.73 | Residential | Yes | Behind the Meter | Pro Custom Solar dba Momentum Solar | JCP&L | Accepted | 2019-08-28 | 2019-09-03 | 2020-09-03 | LG ELECTRONICS | LG 335N1C-V5 | Solar Panels |  | 0.335 | 8 | 217 | 33 |  | Fixed | Roof
Solar Registration Program | NJSRRE1541891116 | Bridgewater | 8807 | 5 | 12.73 | Residential | Yes | Behind the Meter | Pro Custom Solar dba Momentum Solar | JCP&L | Accepted | 2019-08-28 | 2019-09-03 | 2020-09-03 | Enphase Energy | IQ7-60-2-US | Inverters | 250 |  | 38 |  |  | 0.97 |  | Outdoor | Roof
Solar Registration Program | NJSRRE1542547521 | Pilesgrove | 8098 | 16 | 12.73 | Residential | No | Behind the Meter | Kaitanna Solar, LLC | AC Electric | Accepted | 2019-10-16 | 2019-10-18 | 2020-10-18 | Panasonic | 335 | Solar Panels |  | 0.335 | 10 | 270 | 30 |  | Fixed | Roof
Solar Registration Program | NJSRRE1542547521 | Pilesgrove | 8098 | 16 | 12.73 | Residential | No | Behind the Meter | Kaitanna Solar, LLC | AC Electric | Accepted | 2019-10-16 | 2019-10-18 | 2020-10-18 | Panasonic | 335 | Solar Panels |  | 0.335 | 16 | 180 | 30 |  | Fixed | Roof
Solar Registration Program | NJSRRE1542547521 | Pilesgrove | 8098 | 16 | 12.73 | Residential | No | Behind the Meter | Kaitanna Solar, LLC | AC Electric | Accepted | 2019-10-16 | 2019-10-18 | 2020-10-18 | Panasonic | 335 | Solar Panels |  | 0.335 | 12 | 180 | 30 |  | Fixed | Roof
Solar Registration Program | NJSRRE1542547521 | Pilesgrove | 8098 | 16 | 12.73 | Residential | No | Behind the Meter | Kaitanna Solar, LLC | AC Electric | Accepted | 2019-10-16 | 2019-10-18 | 2020-10-18 | Enphase | IQ7X | Inverters | 315 |  | 38 |  |  | 0.97 |  | Outside | Under Module
Solar Registration Program | NJSRRE1543421821 | Monroe | 8831 | 11 | 12.73 | Residential | No | Behind the Meter | Public Service Solar | JCP&L | Accepted | 2019-11-19 | 2019-11-22 | 2020-11-22 | LG | 335N1K-V5 | Solar Panels |  | 0.335 | 38 | 162 | 36 |  | Fixed | Roof
Solar Registration Program | NJSRRE1543421821 | Monroe | 8831 | 11 | 12.73 | Residential | No | Behind the Meter | Public Service Solar | JCP&L | Accepted | 2019-11-19 | 2019-11-22 | 2020-11-22 | Enphase | IQ7+ | Inverters | 0.29 |  | 38 |  |  | 0.96 |  | Outside | Under panels
Solar Registration Program | NJSRRE1541615169 | Clayton | 8312 | 15 | 12.75 | Residential | Yes | Behind the Meter | SunnyMac LLC | AC Electric | Accepted | 2019-07-08 | 2019-07-09 | 2020-07-09 | Sunpower | SPR-E20-327 | Solar Panels |  | 0.327 | 24 | 252 | 34 |  | Fixed | Roof
Solar Registration Program | NJSRRE1541615169 | Clayton | 8312 | 15 | 12.75 | Residential | Yes | Behind the Meter | SunnyMac LLC | AC Electric | Accepted | 2019-07-08 | 2019-07-09 | 2020-07-09 | Sunpower | SPR-E20-327 | Solar Panels |  | 0.327 | 15 | 252 | 34 |  | Fixed | Roof
Solar Registration Program | NJSRRE1541615169 | Clayton | 8312 | 15 | 12.75 | Residential | Yes | Behind the Meter | SunnyMac LLC | AC Electric | Accepted | 2019-07-08 | 2019-07-09 | 2020-07-09 | Enphase | IQ7XS-96-ACM-US | Inverters | 0.32 |  | 39 |  |  | 0.99 |  | Outdoor | roof
Solar Registration Program | NJSRRE1541689332 | kresson | 8043 | 14 | 12.75 | Residential | Yes | Behind the Meter | Vision Solar LLC | AC Electric | Accepted | 2019-07-19 | 2019-07-23 | 2020-07-23 | sunpower | e20-327-e-ac | Solar Panels |  | 0.327 | 39 | 184 | 36 |  | Fixed | Roof
Solar Registration Program | NJSRRE1541689332 | kresson | 8043 | 14 | 12.75 | Residential | Yes | Behind the Meter | Vision Solar LLC | AC Electric | Accepted | 2019-07-19 | 2019-07-23 | 2020-07-23 | sunpower | e20-327-e-ac | Inverters | 0.32 |  | 39 |  |  | 0.96 |  | Other | behind panels
Solar Registration Program | NJSRRE1541790896 | Willingboro Twp | 8046 | 13 | 12.75 | Residential | Yes | Behind the Meter | SunnyMac LLC | PSE&G | Accepted | 2019-08-06 | 2019-08-09 | 2020-08-09 | sunpower | SPR-E20-327 | Solar Panels |  | 0.327 | 17 | 109 | 28 |  | Fixed | Roof
Solar Registration Program | NJSRRE1541790896 | Willingboro Twp | 8046 | 13 | 12.75 | Residential | Yes | Behind the Meter | SunnyMac LLC | PSE&G | Accepted | 2019-08-06 | 2019-08-09 | 2020-08-09 | sunpower | SPR-E20-327 | Solar Panels |  | 0.327 | 10 | 289 | 27 |  | Fixed | Roof
Solar Registration Program | NJSRRE1541790896 | Willingboro Twp | 8046 | 13 | 12.75 | Residential | Yes | Behind the Meter | SunnyMac LLC | PSE&G | Accepted | 2019-08-06 | 2019-08-09 | 2020-08-09 | Sunpower | SPR-E20-327 | Solar Panels |  | 0.327 | 12 | 109 | 18 |  | Fixed | Roof
Solar Registration Program | NJSRRE1541790896 | Willingboro Twp | 8046 | 13 | 12.75 | Residential | Yes | Behind the Meter | SunnyMac LLC | PSE&G | Accepted | 2019-08-06 | 2019-08-09 | 2020-08-09 | sunpower | IQ7XS-96-ACM-US | Inverters | 0.315 |  | 39 |  |  | 0.99 |  | Outdoor | roof
Solar Registration Program | NJSRRE1541976884 | Strafford Township | 8050 | 18 | 12.75 | Residential | Yes | Behind the Meter | Vision Solar LLC | AC Electric | Accepted | 2019-08-30 | 2019-09-04 | 2020-09-04 | sunpower | e20-327-e-ac | Solar Panels |  | 0.327 | 19 | 228 | 30 |  | Fixed | Roof
Solar Registration Program | NJSRRE1541976884 | Strafford Township | 8050 | 18 | 12.75 | Residential | Yes | Behind the Meter | Vision Solar LLC | AC Electric | Accepted | 2019-08-30 | 2019-09-04 | 2020-09-04 | sunpower | e20-327-e-ac | Solar Panels |  | 0.327 | 10 | 228 | 30 |  | Fixed | Roof
Solar Registration Program | NJSRRE1541976884 | Strafford Township | 8050 | 18 | 12.75 | Residential | Yes | Behind the Meter | Vision Solar LLC | AC Electric | Accepted | 2019-08-30 | 2019-09-04 | 2020-09-04 | sunpower | e20-327-e-ac | Solar Panels |  | 0.327 | 3 | 48 | 7 |  | Fixed | Roof
Solar Registration Program | NJSRRE1541976884 | Strafford Township | 8050 | 18 | 12.75 | Residential | Yes | Behind the Meter | Vision Solar LLC | AC Electric | Accepted | 2019-08-30 | 2019-09-04 | 2020-09-04 | sunpower | e20-327-e-ac | Solar Panels |  | 0.327 | 7 | 138 | 44 |  | Fixed | Roof
Solar Registration Program | NJSRRE1541976884 | Strafford Township | 8050 | 18 | 12.75 | Residential | Yes | Behind the Meter | Vision Solar LLC | AC Electric | Accepted | 2019-08-30 | 2019-09-04 | 2020-09-04 | sunpower | e20-327-e-ac | Inverters | 0.32 |  | 39 |  |  | 0.96 |  | Other | behind panels
Solar Registration Program | NJSRRE1542141633 | Milltown | 8850 | 11 | 12.75 | Residential | No | Behind the Meter | Fusion Solar Energy LLC | PSE&G | Accepted | 2019-09-04 | 2019-09-06 | 2020-09-06 | SunPower | SunPower SPR-E20-327-E-AC | Solar Panels |  | 0.327 | 39 | NORTH WEST ESAT | 45 |  | Fixed | Roof
Solar Registration Program | NJSRRE1542141633 | Milltown | 8850 | 11 | 12.75 | Residential | No | Behind the Meter | Fusion Solar Energy LLC | PSE&G | Accepted | 2019-09-04 | 2019-09-06 | 2020-09-06 | SunPower | SunPower Type E | Inverters | 320 |  | 39 |  |  | 0.99 |  | Outdoor | Roof
Solar Registration Program | NJSRRE1542248318 | Howell Township | 7731 | 17 | 12.75 | Residential | No | Behind the Meter | SunPower Corporation, Systems | JCP&L | Accepted | 2019-09-05 | 2019-09-09 | 2020-09-09 | SUNPOWER | SPR-E20-327-E-AC | Solar Panels |  | 0.327 | 12 | 149 | 18 |  | Fixed | Roof
Solar Registration Program | NJSRRE1542248318 | Howell Township | 7731 | 17 | 12.75 | Residential | No | Behind the Meter | SunPower Corporation, Systems | JCP&L | Accepted | 2019-09-05 | 2019-09-09 | 2020-09-09 | SUNPOWER | SPR-E20-327-E-AC | Solar Panels |  | 0.327 | 24 | 149 | 18 |  | Fixed | Roof
Solar Registration Program | NJSRRE1542248318 | Howell Township | 7731 | 17 | 12.75 | Residential | No | Behind the Meter | SunPower Corporation, Systems | JCP&L | Accepted | 2019-09-05 | 2019-09-09 | 2020-09-09 | SUNPOWER | SPR-E20-327-E-AC | Solar Panels |  | 0.327 | 3 | 149 | 18 |  | Fixed | Roof
Solar Registration Program | NJSRRE1542248318 | Howell Township | 7731 | 17 | 12.75 | Residential | No | Behind the Meter | SunPower Corporation, Systems | JCP&L | Accepted | 2019-09-05 | 2019-09-09 | 2020-09-09 | SUNPOWER | SPR-E20-327-E-AC | Inverters | 320 |  | 39 |  |  | 0.96 |  | Other | under each panel
Solar Registration Program | NJSRRE1542441587 | Manalapan | 7726 | 17 | 12.75 | Residential | No | Behind the Meter | Ad Energy | JCP&L | Accepted | 2019-09-25 | 2019-10-18 | 2020-10-18 | Sunpower | SPR-E20-327-E-AC | Solar Panels |  | 0.327 | 13 | 235 | 22 |  | Fixed | Roof
Solar Registration Program | NJSRRE1542441587 | Manalapan | 7726 | 17 | 12.75 | Residential | No | Behind the Meter | Ad Energy | JCP&L | Accepted | 2019-09-25 | 2019-10-18 | 2020-10-18 | Sunpower | SPR-E20-327-E-AC | Solar Panels |  | 0.327 | 10 | 145 | 22 |  | Fixed | Roof
Solar Registration Program | NJSRRE1542441587 | Manalapan | 7726 | 17 | 12.75 | Residential | No | Behind the Meter | Ad Energy | JCP&L | Accepted | 2019-09-25 | 2019-10-18 | 2020-10-18 | Sunpower | SPR-E20-327-E-AC | Solar Panels |  | 0.327 | 16 | 235 | 21 |  | Fixed | Roof
Solar Registration Program | NJSRRE1542441587 | Manalapan | 7726 | 17 | 12.75 | Residential | No | Behind the Meter | Ad Energy | JCP&L | Accepted | 2019-09-25 | 2019-10-18 | 2020-10-18 | Sunpower | SPR-E20-327-E-AC | Inverters | 320 |  | 39 |  |  | 0.97 |  | Outdoor | at each panel
Solar Registration Program | NJSRRE1542445059 | English Town | 7726 | 17 | 12.75 | Residential | Yes | Behind the Meter | SunPower Corporation, Systems | JCP&L | Accepted | 2019-09-26 | 2019-09-30 | 2020-09-30 | SUNPOWER | SPR-E20-327-E-AC | Solar Panels |  | 0.327 | 25 | 96 | 20 |  | Fixed | Roof
Solar Registration Program | NJSRRE1542445059 | English Town | 7726 | 17 | 12.75 | Residential | Yes | Behind the Meter | SunPower Corporation, Systems | JCP&L | Accepted | 2019-09-26 | 2019-09-30 | 2020-09-30 | SUNPOWER | SPR-E20-327-E-AC | Solar Panels |  | 0.327 | 14 | 96 | 20 |  | Fixed | Roof
Solar Registration Program | NJSRRE1542445059 | English Town | 7726 | 17 | 12.75 | Residential | Yes | Behind the Meter | SunPower Corporation, Systems | JCP&L | Accepted | 2019-09-26 | 2019-09-30 | 2020-09-30 | SUNPOWER | SPR-E20-327-E-AC | Inverters | 320 |  | 39 |  |  | 0.96 |  | Other | under each panel
Solar Registration Program | NJSRRE1542714480 | Ventnor City | 8406 | 19 | 12.75 | Residential | Yes | Behind the Meter | Sun Up Zero Down | AC Electric | Accepted | 2019-10-29 | 2019-10-31 | 2020-10-31 | sunpower | SPR-E20-327-C-AC | Solar Panels |  | 0.327 | 16 | 328 | 32 |  | Fixed | Roof
Solar Registration Program | NJSRRE1542714480 | Ventnor City | 8406 | 19 | 12.75 | Residential | Yes | Behind the Meter | Sun Up Zero Down | AC Electric | Accepted | 2019-10-29 | 2019-10-31 | 2020-10-31 | sunpower | SPR-E20-327-C-AC | Solar Panels |  | 0.327 | 10 | 58 | 32 |  | Fixed | Roof
Solar Registration Program | NJSRRE1542714480 | Ventnor City | 8406 | 19 | 12.75 | Residential | Yes | Behind the Meter | Sun Up Zero Down | AC Electric | Accepted | 2019-10-29 | 2019-10-31 | 2020-10-31 | sunpower | SPR-E20-327-C-AC | Solar Panels |  | 0.327 | 13 | 148 | 32 |  | Fixed | Roof
Solar Registration Program | NJSRRE1542714480 | Ventnor City | 8406 | 19 | 12.75 | Residential | Yes | Behind the Meter | Sun Up Zero Down | AC Electric | Accepted | 2019-10-29 | 2019-10-31 | 2020-10-31 | sunpower | SPR-E20-327-C-AC | Inverters | 12480 |  | 39 |  |  | 0.96 |  | Other | behind panels
Solar Registration Program | NJSRRE1542967109 | Edison Twp | 8817 | 11 | 12.75 | Residential | No | Behind the Meter | SunnyMac LLC | PSE&G | Accepted | 2019-11-05 | 2019-11-07 | 2020-11-07 | SunPower | SPR-E20-327 | Solar Panels |  | 0.327 | 9 | 316 | 23 |  | Fixed | Roof
Solar Registration Program | NJSRRE1542967109 | Edison Twp | 8817 | 11 | 12.75 | Residential | No | Behind the Meter | SunnyMac LLC | PSE&G | Accepted | 2019-11-05 | 2019-11-07 | 2020-11-07 | SunPower | SPR-E20-327 | Solar Panels |  | 0.327 | 9 | 46 | 23 |  | Fixed | Roof
Solar Registration Program | NJSRRE1542967109 | Edison Twp | 8817 | 11 | 12.75 | Residential | No | Behind the Meter | SunnyMac LLC | PSE&G | Accepted | 2019-11-05 | 2019-11-07 | 2020-11-07 | SunPower | SPR-E20-327 | Solar Panels |  | 0.327 | 9 | 136 | 23 |  | Fixed | Roof
Solar Registration Program | NJSRRE1542967109 | Edison Twp | 8817 | 11 | 12.75 | Residential | No | Behind the Meter | SunnyMac LLC | PSE&G | Accepted | 2019-11-05 | 2019-11-07 | 2020-11-07 | SunPower | SPR-E20-327 | Solar Panels |  | 0.327 | 12 | 226 | 23 |  | Fixed | Roof
Solar Registration Program | NJSRRE1542967109 | Edison Twp | 8817 | 11 | 12.75 | Residential | No | Behind the Meter | SunnyMac LLC | PSE&G | Accepted | 2019-11-05 | 2019-11-07 | 2020-11-07 | Enphase | IQ7XS-96-AC-US | Inverters | 0.315 |  | 39 |  |  | 0.99 |  | Outdoor | roof
Solar Registration Program | NJSRRE1543451846 | Montague | 7827 | 1 | 12.75 | Residential | No | Behind the Meter | Seabright Solar | JCP&L | Accepted | 2019-12-11 | 2019-12-12 | 2020-12-12 | Sunpower | SPR-E20-327 | Solar Panels |  | 0.327 | 39 | 277 | 18 |  | Fixed | Roof
Solar Registration Program | NJSRRE1543451846 | Montague | 7827 | 1 | 12.75 | Residential | No | Behind the Meter | Seabright Solar | JCP&L | Accepted | 2019-12-11 | 2019-12-12 | 2020-12-12 | Sunpower | SPR-E20-327 | Inverters | 0.32 |  | 39 |  |  | 0.99 |  | Outside | Roof
Solar Registration Program | NJSRRE1543501667 | Glassboro | 8028 | 15 | 12.75 | Residential | Yes | Behind the Meter | Seabright Solar | AC Electric | Accepted | 2019-12-13 | 2019-12-13 | 2020-12-13 | Sunpower | SPR-E20-327 | Solar Panels |  | 0.327 | 24 | 83 | 23 |  | Fixed | Roof
Solar Registration Program | NJSRRE1543501667 | Glassboro | 8028 | 15 | 12.75 | Residential | Yes | Behind the Meter | Seabright Solar | AC Electric | Accepted | 2019-12-13 | 2019-12-13 | 2020-12-13 | Sunpower | SPR-E20-327 | Solar Panels |  | 0.327 | 15 | 263 | 23 |  | Fixed | Roof
Solar Registration Program | NJSRRE1543501667 | Glassboro | 8028 | 15 | 12.75 | Residential | Yes | Behind the Meter | Seabright Solar | AC Electric | Accepted | 2019-12-13 | 2019-12-13 | 2020-12-13 | Sunpower | SPR-E20-327 | Inverters | 0.32 |  | 39 |  |  | 0.99 |  | Outside | Roof
Solar Registration Program | NJSRRE1543552669 | Woodstown | 8098 | 16 | 12.75 | Residential | Yes | Behind the Meter | GenRenew, LLC | AC Electric | Accepted | 2019-12-16 | 2019-12-19 | 2020-12-19 | sunpower | SPR-E20-327-E-AC | Solar Panels |  | 0.327 | 35 | 147 | 30 |  | Fixed | Roof
Solar Registration Program | NJSRRE1543552669 | Woodstown | 8098 | 16 | 12.75 | Residential | Yes | Behind the Meter | GenRenew, LLC | AC Electric | Accepted | 2019-12-16 | 2019-12-19 | 2020-12-19 | sunpower | SPR-E20-327-E-AC | Solar Panels |  | 0.327 | 4 | 147 | 30 |  | Fixed | Roof
Solar Registration Program | NJSRRE1543552669 | Woodstown | 8098 | 16 | 12.75 | Residential | Yes | Behind the Meter | GenRenew, LLC | AC Electric | Accepted | 2019-12-16 | 2019-12-19 | 2020-12-19 | sunpower | MI-C-320-US208/240-10 | Inverters | 320 |  | 39 |  |  | 0.96 |  | Outside | MICROINVERTER LOCATED UNDER MODULES
Solar Registration Program | NJSRRE1543566773 | Fairview | 7022 | 7 | 12.75 | Residential | Yes | Behind the Meter | Seabright Solar | PSE&G | Accepted | 2019-12-18 | 2019-12-23 | 2020-12-23 | Sunpower | SPR-E20-327 | Solar Panels |  | 0.327 | 4 | 33 | 20 |  | Fixed | Roof
Solar Registration Program | NJSRRE1543566773 | Fairview | 7022 | 7 | 12.75 | Residential | Yes | Behind the Meter | Seabright Solar | PSE&G | Accepted | 2019-12-18 | 2019-12-23 | 2020-12-23 | Sunpower | SPR-E20-327 | Solar Panels |  | 0.327 | 6 | 213 | 20 |  | Fixed | Roof
Solar Registration Program | NJSRRE1543566773 | Fairview | 7022 | 7 | 12.75 | Residential | Yes | Behind the Meter | Seabright Solar | PSE&G | Accepted | 2019-12-18 | 2019-12-23 | 2020-12-23 | Sunpower | SPR-E20-327 | Solar Panels |  | 0.327 | 20 | 213 | 45 |  | Fixed | Roof
Solar Registration Program | NJSRRE1543566773 | Fairview | 7022 | 7 | 12.75 | Residential | Yes | Behind the Meter | Seabright Solar | PSE&G | Accepted | 2019-12-18 | 2019-12-23 | 2020-12-23 | Sunpower | SPR-E20-327 | Solar Panels |  | 0.327 | 5 | 123 | 20 |  | Fixed | Roof
Solar Registration Program | NJSRRE1543566773 | Fairview | 7022 | 7 | 12.75 | Residential | Yes | Behind the Meter | Seabright Solar | PSE&G | Accepted | 2019-12-18 | 2019-12-23 | 2020-12-23 | Sunpower | SPR-E20-327 | Solar Panels |  | 0.327 | 4 | 303 | 20 |  | Fixed | Roof
Solar Registration Program | NJSRRE1543566773 | Fairview | 7022 | 7 | 12.75 | Residential | Yes | Behind the Meter | Seabright Solar | PSE&G | Accepted | 2019-12-18 | 2019-12-23 | 2020-12-23 | Sunpower | SPR-E20-327 | Inverters | 0.32 |  | 39 |  |  | 0.99 |  | Outside | Roof
Solar Registration Program | NJSRRE1543572404 | washington twp | 7676 | 7 | 12.75 | Residential | Yes | Behind the Meter | Vision Solar LLC | PSE&G | Accepted | 2019-12-19 | 2019-12-26 | 2020-12-26 | sunpower | e20-327-e-ac | Solar Panels |  | 0.327 | 21 | 250 | 18 |  | Fixed | Roof
Solar Registration Program | NJSRRE1543572404 | washington twp | 7676 | 7 | 12.75 | Residential | Yes | Behind the Meter | Vision Solar LLC | PSE&G | Accepted | 2019-12-19 | 2019-12-26 | 2020-12-26 | sunpower | e20-327-e-ac | Solar Panels |  | 0.327 | 18 | 70 | 18 |  | Fixed | Roof
Solar Registration Program | NJSRRE1543572404 | washington twp | 7676 | 7 | 12.75 | Residential | Yes | Behind the Meter | Vision Solar LLC | PSE&G | Accepted | 2019-12-19 | 2019-12-26 | 2020-12-26 | sunpower | e20-327-e-ac | Inverters | 0.32 |  | 39 |  |  | 0.96 |  | Other | behind panels
Solar Registration Program | NJSRRE1543651728 | National Park Boro | 8063 | 15 | 12.75 | Residential | Yes | Behind the Meter | SunnyMac LLC | PSE&G | Accepted | 2019-12-23 | 2019-12-27 | 2020-12-27 | SunPower | SPR-E20-327 | Solar Panels |  | 0.327 | 15 | 227 | 25 |  | Fixed | Roof
Solar Registration Program | NJSRRE1543651728 | National Park Boro | 8063 | 15 | 12.75 | Residential | Yes | Behind the Meter | SunnyMac LLC | PSE&G | Accepted | 2019-12-23 | 2019-12-27 | 2020-12-27 | SunPower | SPR-E20-327 | Solar Panels |  | 0.327 | 24 | 47 | 25 |  | Fixed | Roof
Solar Registration Program | NJSRRE1543651728 | National Park Boro | 8063 | 15 | 12.75 | Residential | Yes | Behind the Meter | SunnyMac LLC | PSE&G | Accepted | 2019-12-23 | 2019-12-27 | 2020-12-27 | Enphase | IQ7XS-96-ACM-US | Inverters | 0.315 |  | 39 |  |  | 0.99 |  | Outdoor | roof
Solar Registration Program | NJSRRE1540513307 | Hopatcong | 7843 | 1 | 12.76 | Residential | Yes | Behind the Meter | Sunrun Installation Services, Inc. | JCP&L | Accepted | 2019-03-22 | 2019-03-25 | 2020-03-25 | REC Solar | REC290TP2 BLK | Solar Panels |  | 0.29 | 31 | 61 | 18 |  | Fixed | Roof
Solar Registration Program | NJSRRE1540513307 | Hopatcong | 7843 | 1 | 12.76 | Residential | Yes | Behind the Meter | Sunrun Installation Services, Inc. | JCP&L | Accepted | 2019-03-22 | 2019-03-25 | 2020-03-25 | REC Solar | REC290TP2 BLK | Solar Panels |  | 0.29 | 13 | 240 | 18 |  | Fixed | Roof
Solar Registration Program | NJSRRE1540513307 | Hopatcong | 7843 | 1 | 12.76 | Residential | Yes | Behind the Meter | Sunrun Installation Services, Inc. | JCP&L | Accepted | 2019-03-22 | 2019-03-25 | 2020-03-25 | SMA America | SB7.7-1SP-US-40 | Inverters | 7680 |  | 1 |  |  | 0.96 |  | Outdoor | Next To Meter
Solar Registration Program | NJSRRE1540513307 | Hopatcong | 7843 | 1 | 12.76 | Residential | Yes | Behind the Meter | Sunrun Installation Services, Inc. | JCP&L | Accepted | 2019-03-22 | 2019-03-25 | 2020-03-25 | SMA America | SB3.0-1SP-US-40 | Inverters | 3000 |  | 1 |  |  | 0.96 |  | Outdoor | Next To Meter
Solar Registration Program | NJSRRE1540743074 | Whitehouse Station | 8889 | 4 | 12.76 | Residential | Yes | Behind the Meter | Sunrun Installation Services, Inc. | JCP&L | Accepted | 2019-03-27 | 2019-03-28 | 2020-03-28 | REC Solar | REC290TP2 BLK | Solar Panels |  | 0.29 | 23 | 299 | 23 |  | Fixed | Roof
Solar Registration Program | NJSRRE1540743074 | Whitehouse Station | 8889 | 4 | 12.76 | Residential | Yes | Behind the Meter | Sunrun Installation Services, Inc. | JCP&L | Accepted | 2019-03-27 | 2019-03-28 | 2020-03-28 | REC Solar | REC290TP2 BLK | Solar Panels |  | 0.29 | 21 | 120 | 23 |  | Fixed | Roof
Solar Registration Program | NJSRRE1540743074 | Whitehouse Station | 8889 | 4 | 12.76 | Residential | Yes | Behind the Meter | Sunrun Installation Services, Inc. | JCP&L | Accepted | 2019-03-27 | 2019-03-28 | 2020-03-28 | SMA America | SB7.7-1SP-US-40 | Inverters | 7680 |  | 1 |  |  | 0.96 |  | Outdoor | Next To Meter
Solar Registration Program | NJSRRE1540743074 | Whitehouse Station | 8889 | 4 | 12.76 | Residential | Yes | Behind the Meter | Sunrun Installation Services, Inc. | JCP&L | Accepted | 2019-03-27 | 2019-03-28 | 2020-03-28 | SMA America | SB3.0-1SP-US-40 | Inverters | 3000 |  | 1 |  |  | 0.96 |  | Outdoor | Next To Meter
Solar Registration Program | NJSRRE1541123398 | Lakewood | 8701 | 18 | 12.76 | Residential | Yes | Behind the Meter | Sunrun Installation Services, Inc. | JCP&L | Accepted | 2019-06-06 | 2019-06-11 | 2020-06-11 | REC Solar | REC290TP2 BLK | Solar Panels |  | 0.29 | 10 | 262 | 34 |  | Fixed | Roof
Solar Registration Program | NJSRRE1541123398 | Lakewood | 8701 | 18 | 12.76 | Residential | Yes | Behind the Meter | Sunrun Installation Services, Inc. | JCP&L | Accepted | 2019-06-06 | 2019-06-11 | 2020-06-11 | REC Solar | REC290TP2 BLK | Solar Panels |  | 0.29 | 8 | 82 | 34 |  | Fixed | Roof
Solar Registration Program | NJSRRE1541123398 | Lakewood | 8701 | 18 | 12.76 | Residential | Yes | Behind the Meter | Sunrun Installation Services, Inc. | JCP&L | Accepted | 2019-06-06 | 2019-06-11 | 2020-06-11 | REC Solar | REC290TP2 BLK | Solar Panels |  | 0.29 | 26 | 172 | 34 |  | Fixed | Roof
Solar Registration Program | NJSRRE1541123398 | Lakewood | 8701 | 18 | 12.76 | Residential | Yes | Behind the Meter | Sunrun Installation Services, Inc. | JCP&L | Accepted | 2019-06-06 | 2019-06-11 | 2020-06-11 | Ningbo Ginlong Technologies | Solis-1P7.6K-4G-US | Inverters | 7600 |  | 1 |  |  | 0.96 |  | Outdoor | Next To Meter
Solar Registration Program | NJSRRE1541518216 | Clifton | 7013 | 6 | 12.76 | Residential | Yes | Behind the Meter | Sunrun Installation Services, Inc. | PSE&G | Accepted | 2019-07-01 | 2019-07-03 | 2020-07-03 | REC Solar | REC290TP2 BLK | Solar Panels |  | 0.29 | 11 | 217 | 40 |  | Fixed | Roof
Solar Registration Program | NJSRRE1541518216 | Clifton | 7013 | 6 | 12.76 | Residential | Yes | Behind the Meter | Sunrun Installation Services, Inc. | PSE&G | Accepted | 2019-07-01 | 2019-07-03 | 2020-07-03 | REC Solar | REC290TP2 BLK | Solar Panels |  | 0.29 | 4 | 216 | 30 |  | Fixed | Roof
Solar Registration Program | NJSRRE1541518216 | Clifton | 7013 | 6 | 12.76 | Residential | Yes | Behind the Meter | Sunrun Installation Services, Inc. | PSE&G | Accepted | 2019-07-01 | 2019-07-03 | 2020-07-03 | REC Solar | REC290TP2 BLK | Solar Panels |  | 0.29 | 10 | 217 | 14 |  | Fixed | Roof
Solar Registration Program | NJSRRE1541518216 | Clifton | 7013 | 6 | 12.76 | Residential | Yes | Behind the Meter | Sunrun Installation Services, Inc. | PSE&G | Accepted | 2019-07-01 | 2019-07-03 | 2020-07-03 | REC Solar | REC290TP2 BLK | Solar Panels |  | 0.29 | 19 | 37 | 40 |  | Fixed | Roof
Solar Registration Program | NJSRRE1541518216 | Clifton | 7013 | 6 | 12.76 | Residential | Yes | Behind the Meter | Sunrun Installation Services, Inc. | PSE&G | Accepted | 2019-07-01 | 2019-07-03 | 2020-07-03 | SolarEdge Technologies | SE11400H-USRGM | Inverters | 11400 |  | 1 |  |  | 0.96 |  | Outdoor | Next To Meter
Solar Registration Program | NJSRRE1541609451 | Morganville | 7751 | 17 | 12.76 | Residential | No | Behind the Meter | Sunrun Installation Services, Inc. | JCP&L | Accepted | 2019-07-03 | 2019-07-09 | 2020-07-09 | REC Solar | REC290TP2 BLK | Solar Panels |  | 0.29 | 3 | 30 | 18 |  | Fixed | Roof
Solar Registration Program | NJSRRE1541609451 | Morganville | 7751 | 17 | 12.76 | Residential | No | Behind the Meter | Sunrun Installation Services, Inc. | JCP&L | Accepted | 2019-07-03 | 2019-07-09 | 2020-07-09 | REC Solar | REC290TP2 BLK | Solar Panels |  | 0.29 | 3 | 210 | 18 |  | Fixed | Roof
Solar Registration Program | NJSRRE1541609451 | Morganville | 7751 | 17 | 12.76 | Residential | No | Behind the Meter | Sunrun Installation Services, Inc. | JCP&L | Accepted | 2019-07-03 | 2019-07-09 | 2020-07-09 | REC Solar | REC290TP2 BLK | Solar Panels |  | 0.29 | 7 | 302 | 18 |  | Fixed | Roof
Solar Registration Program | NJSRRE1541609451 | Morganville | 7751 | 17 | 12.76 | Residential | No | Behind the Meter | Sunrun Installation Services, Inc. | JCP&L | Accepted | 2019-07-03 | 2019-07-09 | 2020-07-09 | REC Solar | REC290TP2 BLK | Solar Panels |  | 0.29 | 31 | 122 | 18 |  | Fixed | Roof
Solar Registration Program | NJSRRE1541609451 | Morganville | 7751 | 17 | 12.76 | Residential | No | Behind the Meter | Sunrun Installation Services, Inc. | JCP&L | Accepted | 2019-07-03 | 2019-07-09 | 2020-07-09 | SolarEdge Technologies | SE11400H-USRGM | Inverters | 11400 |  | 1 |  |  | 0.96 |  | Outdoor | Next To Meter
Solar Registration Program | NJSRRE1541730106 | Oxford | 7863 | 2 | 12.76 | Residential | Yes | Behind the Meter | Sunrun Installation Services, Inc. | JCP&L | Accepted | 2019-08-01 | 2019-08-06 | 2020-08-06 | REC Solar | REC290TP2 BLK | Solar Panels |  | 0.29 | 23 | 185 | 27 |  | Fixed | Roof
Solar Registration Program | NJSRRE1541730106 | Oxford | 7863 | 2 | 12.76 | Residential | Yes | Behind the Meter | Sunrun Installation Services, Inc. | JCP&L | Accepted | 2019-08-01 | 2019-08-06 | 2020-08-06 | REC Solar | REC290TP2 BLK | Solar Panels |  | 0.29 | 21 | 5 | 27 |  | Fixed | Roof
Solar Registration Program | NJSRRE1541730106 | Oxford | 7863 | 2 | 12.76 | Residential | Yes | Behind the Meter | Sunrun Installation Services, Inc. | JCP&L | Accepted | 2019-08-01 | 2019-08-06 | 2020-08-06 | SolarEdge Technologies | SE3800H-USRGM | Inverters | 3800 |  | 1 |  |  | 0.96 |  | Outdoor | Next To Meter
Solar Registration Program | NJSRRE1541730106 | Oxford | 7863 | 2 | 12.76 | Residential | Yes | Behind the Meter | Sunrun Installation Services, Inc. | JCP&L | Accepted | 2019-08-01 | 2019-08-06 | 2020-08-06 | SolarEdge Technologies | SE7600A-USS2RGM | Inverters | 7600 |  | 1 |  |  | 0.96 |  | Outdoor | Next To Meter
Solar Registration Program | NJSRRE1542390583 | Fair Lawn Boro | 7410 | 7 | 12.76 | Residential | Yes | Behind the Meter | Sunrun Installation Services, Inc. | PSE&G | Accepted | 2019-09-11 | 2019-09-13 | 2020-09-13 | REC Solar | REC290TP2 BLK | Solar Panels |  | 0.29 | 18 | 70 | 27 |  | Fixed | Roof
Solar Registration Program | NJSRRE1542390583 | Fair Lawn Boro | 7410 | 7 | 12.76 | Residential | Yes | Behind the Meter | Sunrun Installation Services, Inc. | PSE&G | Accepted | 2019-09-11 | 2019-09-13 | 2020-09-13 | REC Solar | REC290TP2 BLK | Solar Panels |  | 0.29 | 26 | 250 | 27 |  | Fixed | Roof
Solar Registration Program | NJSRRE1542390583 | Fair Lawn Boro | 7410 | 7 | 12.76 | Residential | Yes | Behind the Meter | Sunrun Installation Services, Inc. | PSE&G | Accepted | 2019-09-11 | 2019-09-13 | 2020-09-13 | Ningbo Ginlong Technologies | Solis-1P10K-4G-US | Inverters | 10000 |  | 1 |  |  | 0.96 |  | Outdoor | Next To Meter
Solar Registration Program | NJSRRE1542413136 | Hamilton Township | 8619 | 12 | 12.76 | Residential | Yes | Behind the Meter | Sunrun Installation Services, Inc. | PSE&G | Accepted | 2019-09-17 | 2019-09-20 | 2020-09-20 | REC Solar | REC290TP2 BLK | Solar Panels |  | 0.29 | 24 | 191 | 23 |  | Fixed | Roof
Solar Registration Program | NJSRRE1542413136 | Hamilton Township | 8619 | 12 | 12.76 | Residential | Yes | Behind the Meter | Sunrun Installation Services, Inc. | PSE&G | Accepted | 2019-09-17 | 2019-09-20 | 2020-09-20 | REC Solar | REC290TP2 BLK | Solar Panels |  | 0.29 | 13 | 281 | 23 |  | Fixed | Roof
Solar Registration Program | NJSRRE1542413136 | Hamilton Township | 8619 | 12 | 12.76 | Residential | Yes | Behind the Meter | Sunrun Installation Services, Inc. | PSE&G | Accepted | 2019-09-17 | 2019-09-20 | 2020-09-20 | REC Solar | REC290TP2 BLK | Solar Panels |  | 0.29 | 7 | 101 | 23 |  | Fixed | Roof
Solar Registration Program | NJSRRE1542413136 | Hamilton Township | 8619 | 12 | 12.76 | Residential | Yes | Behind the Meter | Sunrun Installation Services, Inc. | PSE&G | Accepted | 2019-09-17 | 2019-09-20 | 2020-09-20 | Ningbo Ginlong Technologies | Solis-1P10K-4G-US | Inverters | 10000 |  | 1 |  |  | 0.96 |  | Outdoor | Next To Meter
Solar Registration Program | NJSRRE1542528762 | Brick Township | 8724 | 18 | 12.76 | Residential | Yes | Behind the Meter | Sunrun Installation Services, Inc. | JCP&L | Accepted | 2019-10-11 | 2019-10-15 | 2020-10-15 | REC Solar | REC290TP2 BLK | Solar Panels |  | 0.29 | 26 | 142 | 18 |  | Fixed | Roof
Solar Registration Program | NJSRRE1542528762 | Brick Township | 8724 | 18 | 12.76 | Residential | Yes | Behind the Meter | Sunrun Installation Services, Inc. | JCP&L | Accepted | 2019-10-11 | 2019-10-15 | 2020-10-15 | REC Solar | REC290TP2 BLK | Solar Panels |  | 0.29 | 18 | 321 | 18 |  | Fixed | Roof
Solar Registration Program | NJSRRE1542528762 | Brick Township | 8724 | 18 | 12.76 | Residential | Yes | Behind the Meter | Sunrun Installation Services, Inc. | JCP&L | Accepted | 2019-10-11 | 2019-10-15 | 2020-10-15 | Delta Electronics | M10-TL-US | Inverters | 9600 |  | 1 |  |  | 0.96 |  | Outdoor | Next To Meter
Solar Registration Program | NJSRRE1542576117 | Bergenfield | 7621 | 7 | 12.76 | Residential | Yes | Behind the Meter | Sunrun Installation Services, Inc. | PSE&G | Accepted | 2019-10-22 | 2019-10-24 | 2020-10-24 | REC Solar | REC290TP2 BLK | Solar Panels |  | 0.29 | 30 | 96 | 34 |  | Fixed | Roof
Solar Registration Program | NJSRRE1542576117 | Bergenfield | 7621 | 7 | 12.76 | Residential | Yes | Behind the Meter | Sunrun Installation Services, Inc. | PSE&G | Accepted | 2019-10-22 | 2019-10-24 | 2020-10-24 | REC Solar | REC290TP2 BLK | Solar Panels |  | 0.29 | 14 | 96 | 14 |  | Fixed | Roof
Solar Registration Program | NJSRRE1542576117 | Bergenfield | 7621 | 7 | 12.76 | Residential | Yes | Behind the Meter | Sunrun Installation Services, Inc. | PSE&G | Accepted | 2019-10-22 | 2019-10-24 | 2020-10-24 | SolarEdge Technologies | SE11400H-USRGM | Inverters | 11400 |  | 1 |  |  | 0.96 |  | Outdoor | Next To Meter
Solar Registration Program | NJSRRE1542664204 | South Brunswick Township | 8824 | 11 | 12.76 | Residential | No | Behind the Meter | Sunrun Installation Services, Inc. | PSE&G | Accepted | 2019-10-25 | 2019-10-29 | 2020-10-29 | REC Solar | REC290TP2 BLK | Solar Panels |  | 0.29 | 13 | 74 | 18 |  | Fixed | Roof
Solar Registration Program | NJSRRE1542664204 | South Brunswick Township | 8824 | 11 | 12.76 | Residential | No | Behind the Meter | Sunrun Installation Services, Inc. | PSE&G | Accepted | 2019-10-25 | 2019-10-29 | 2020-10-29 | REC Solar | REC290TP2 BLK | Solar Panels |  | 0.29 | 31 | 254 | 18 |  | Fixed | Roof
Solar Registration Program | NJSRRE1542664204 | South Brunswick Township | 8824 | 11 | 12.76 | Residential | No | Behind the Meter | Sunrun Installation Services, Inc. | PSE&G | Accepted | 2019-10-25 | 2019-10-29 | 2020-10-29 | Delta Electronics | M10-TL-US | Inverters | 9600 |  | 1 |  |  | 0.96 |  | Outdoor | Next To Meter
Solar Registration Program | NJSRRE1543254603 | Newton | 7860 | 1 | 12.76 | Residential | Yes | Behind the Meter | Sunrun Installation Services, Inc. | JCP&L | Accepted | 2019-11-14 | 2019-11-19 | 2020-11-19 | REC Solar | REC290TP2 BLK | Solar Panels |  | 0.29 | 17 | 117 | 27 |  | Fixed | Roof
Solar Registration Program | NJSRRE1543254603 | Newton | 7860 | 1 | 12.76 | Residential | Yes | Behind the Meter | Sunrun Installation Services, Inc. | JCP&L | Accepted | 2019-11-14 | 2019-11-19 | 2020-11-19 | REC Solar | REC290TP2 BLK | Solar Panels |  | 0.29 | 20 | 298 | 27 |  | Fixed | Roof
Solar Registration Program | NJSRRE1543254603 | Newton | 7860 | 1 | 12.76 | Residential | Yes | Behind the Meter | Sunrun Installation Services, Inc. | JCP&L | Accepted | 2019-11-14 | 2019-11-19 | 2020-11-19 | REC Solar | REC290TP2 BLK | Solar Panels |  | 0.29 | 7 | 117 | 27 |  | Fixed | Roof
Solar Registration Program | NJSRRE1543254603 | Newton | 7860 | 1 | 12.76 | Residential | Yes | Behind the Meter | Sunrun Installation Services, Inc. | JCP&L | Accepted | 2019-11-14 | 2019-11-19 | 2020-11-19 | SolarEdge Technologies | SE7600A-USS2RGM | Inverters | 7600 |  | 1 |  |  | 0.96 |  | Outdoor | Next To Meter
Solar Registration Program | NJSRRE1543254603 | Newton | 7860 | 1 | 12.76 | Residential | Yes | Behind the Meter | Sunrun Installation Services, Inc. | JCP&L | Accepted | 2019-11-14 | 2019-11-19 | 2020-11-19 | SolarEdge Technologies | SE6000H-USRGM | Inverters | 6000 |  | 1 |  |  | 0.96 |  | Outdoor | Next To Meter
Solar Registration Program | NJSRRE1543254603 | Newton | 7860 | 1 | 12.76 | Residential | Yes | Behind the Meter | Sunrun Installation Services, Inc. | JCP&L | Accepted | 2019-11-14 | 2019-11-19 | 2020-11-19 | LG Chem | RESU 10H SEG | Electric Storage Battery |  |  | 1 |  |  |  | Lithium Ion |  | outside
Solar Registration Program | NJSRRE1542540405 | Union | 7083 | 10 | 12.77 | Residential | Yes | Behind the Meter | Pro Custom Solar dba Momentum Solar | PSE&G | Accepted | 2019-10-14 | 2019-10-16 | 2020-10-16 | LG ELECTRONICS | LG 345N1C-V5 | Solar Panels |  | 0.345 | 10 | 127 | 30 |  | Fixed | Roof
Solar Registration Program | NJSRRE1542540405 | Union | 7083 | 10 | 12.77 | Residential | Yes | Behind the Meter | Pro Custom Solar dba Momentum Solar | PSE&G | Accepted | 2019-10-14 | 2019-10-16 | 2020-10-16 | LG ELECTRONICS | LG 345N1C-V5 | Solar Panels |  | 0.345 | 17 | 217 | 30 |  | Fixed | Roof
Solar Registration Program | NJSRRE1542540405 | Union | 7083 | 10 | 12.77 | Residential | Yes | Behind the Meter | Pro Custom Solar dba Momentum Solar | PSE&G | Accepted | 2019-10-14 | 2019-10-16 | 2020-10-16 | LG ELECTRONICS | LG 345N1C-V5 | Solar Panels |  | 0.345 | 10 | 307 | 30 |  | Fixed | Roof
Solar Registration Program | NJSRRE1542540405 | Union | 7083 | 10 | 12.77 | Residential | Yes | Behind the Meter | Pro Custom Solar dba Momentum Solar | PSE&G | Accepted | 2019-10-14 | 2019-10-16 | 2020-10-16 | Enphase Energy | IQ7-60-2-US | Inverters | 250 |  | 37 |  |  | 0.97 |  | Outdoor | Roof
Solar Registration Program | NJSRRE1542540940 | Hillsborough | 8844 | 5 | 12.77 | Residential | Yes | Behind the Meter | Pro Custom Solar dba Momentum Solar | PSE&G | Accepted | 2019-10-14 | 2019-10-16 | 2020-10-16 | LG Electronics | LG 345N1C-V5 | Solar Panels |  | 0.345 | 22 | 158 | 20 |  | Fixed | Roof
Solar Registration Program | NJSRRE1542540940 | Hillsborough | 8844 | 5 | 12.77 | Residential | Yes | Behind the Meter | Pro Custom Solar dba Momentum Solar | PSE&G | Accepted | 2019-10-14 | 2019-10-16 | 2020-10-16 | LG Electronics | LG 345N1C-V5 | Solar Panels |  | 0.345 | 15 | 338 | 20 |  | Fixed | Roof
Solar Registration Program | NJSRRE1542540940 | Hillsborough | 8844 | 5 | 12.77 | Residential | Yes | Behind the Meter | Pro Custom Solar dba Momentum Solar | PSE&G | Accepted | 2019-10-14 | 2019-10-16 | 2020-10-16 | Enphase Energy | IQ7-60-2-US | Inverters | 250 |  | 37 |  |  | 0.97 |  | Outdoor | Roof
Solar Registration Program | NJSRRE1542559579 | Stewartsville | 8886 | 2 | 12.77 | Residential | Yes | Behind the Meter | Pro Custom Solar dba Momentum Solar | JCP&L | Accepted | 2019-10-18 | 2019-10-22 | 2020-10-22 | LG ELECTRONICS | LG 345N1C-V5 | Solar Panels |  | 0.345 | 12 | 265 | 35 |  | Fixed | Roof
Solar Registration Program | NJSRRE1542559579 | Stewartsville | 8886 | 2 | 12.77 | Residential | Yes | Behind the Meter | Pro Custom Solar dba Momentum Solar | JCP&L | Accepted | 2019-10-18 | 2019-10-22 | 2020-10-22 | LG ELECTRONICS | LG 345N1C-V5 | Solar Panels |  | 0.345 | 12 | 85 | 33 |  | Fixed | Roof
Solar Registration Program | NJSRRE1542559579 | Stewartsville | 8886 | 2 | 12.77 | Residential | Yes | Behind the Meter | Pro Custom Solar dba Momentum Solar | JCP&L | Accepted | 2019-10-18 | 2019-10-22 | 2020-10-22 | LG ELECTRONICS | LG 345N1C-V5 | Solar Panels |  | 0.345 | 10 | 265 | 5 |  | Fixed | Roof
Solar Registration Program | NJSRRE1542559579 | Stewartsville | 8886 | 2 | 12.77 | Residential | Yes | Behind the Meter | Pro Custom Solar dba Momentum Solar | JCP&L | Accepted | 2019-10-18 | 2019-10-22 | 2020-10-22 | LG ELECTRONICS | LG 345N1C-V5 | Solar Panels |  | 0.345 | 3 | 265 | 20 |  | Fixed | Roof
Solar Registration Program | NJSRRE1542559579 | Stewartsville | 8886 | 2 | 12.77 | Residential | Yes | Behind the Meter | Pro Custom Solar dba Momentum Solar | JCP&L | Accepted | 2019-10-18 | 2019-10-22 | 2020-10-22 | Enphase Energy | IQ7-60-2-US | Inverters | 250 |  | 37 |  |  | 0.97 |  | Outdoor | Roof
Solar Registration Program | NJSRRE1542579779 | Westfield | 7090 | 10 | 12.77 | Residential | Yes | Behind the Meter | Pro Custom Solar dba Momentum Solar | PSE&G | Accepted | 2019-10-23 | 2019-10-25 | 2020-10-25 | LG Electronics | LG 345N1C-V5 | Solar Panels |  | 0.345 | 23 | 127 | 21 |  | Fixed | Roof
Solar Registration Program | NJSRRE1542579779 | Westfield | 7090 | 10 | 12.77 | Residential | Yes | Behind the Meter | Pro Custom Solar dba Momentum Solar | PSE&G | Accepted | 2019-10-23 | 2019-10-25 | 2020-10-25 | LG Electronics | LG 345N1C-V5 | Solar Panels |  | 0.345 | 14 | 307 | 21 |  | Fixed | Roof
Solar Registration Program | NJSRRE1542579779 | Westfield | 7090 | 10 | 12.77 | Residential | Yes | Behind the Meter | Pro Custom Solar dba Momentum Solar | PSE&G | Accepted | 2019-10-23 | 2019-10-25 | 2020-10-25 | Enphase Energy | IQ7PLUS-72-2-US | Inverters | 295 |  | 37 |  |  | 0.97 |  | Outdoor | Roof
Solar Registration Program | NJSRRE1542909268 | Fort Lee | 7024 | 7 | 12.77 | Residential | Yes | Behind the Meter | Pro Custom Solar dba Momentum Solar | PSE&G | Accepted | 2019-11-04 | 2019-11-11 | 2020-11-11 | LG Electronics | LG 345N1C-V5 | Solar Panels |  | 0.345 | 15 | 218 | 25 |  | Fixed | Roof
Solar Registration Program | NJSRRE1542909268 | Fort Lee | 7024 | 7 | 12.77 | Residential | Yes | Behind the Meter | Pro Custom Solar dba Momentum Solar | PSE&G | Accepted | 2019-11-04 | 2019-11-11 | 2020-11-11 | LG Electronics | LG 345N1C-V5 | Solar Panels |  | 0.345 | 11 | 128 | 25 |  | Fixed | Roof
Solar Registration Program | NJSRRE1542909268 | Fort Lee | 7024 | 7 | 12.77 | Residential | Yes | Behind the Meter | Pro Custom Solar dba Momentum Solar | PSE&G | Accepted | 2019-11-04 | 2019-11-11 | 2020-11-11 | LG Electronics | LG 345N1C-V5 | Solar Panels |  | 0.345 | 11 | 38 | 25 |  | Fixed | Roof
Solar Registration Program | NJSRRE1542909268 | Fort Lee | 7024 | 7 | 12.77 | Residential | Yes | Behind the Meter | Pro Custom Solar dba Momentum Solar | PSE&G | Accepted | 2019-11-04 | 2019-11-11 | 2020-11-11 | Enphase Energy | IQ7PLUS-72-2-US | Inverters | 295 |  | 37 |  |  | 0.97 |  | Outdoor | Roof
Solar Registration Program | NJSRRE1543075577 | Hawthorne | 7506 | 6 | 12.77 | Residential | Yes | Behind the Meter | Pro Custom Solar dba Momentum Solar | PSE&G | Accepted | 2019-11-12 | 2019-11-15 | 2020-11-15 | LG Electronics | LG 345N1C-V5 | Solar Panels |  | 0.345 | 17 | 283 | 31 |  | Fixed | Roof
Solar Registration Program | NJSRRE1543075577 | Hawthorne | 7506 | 6 | 12.77 | Residential | Yes | Behind the Meter | Pro Custom Solar dba Momentum Solar | PSE&G | Accepted | 2019-11-12 | 2019-11-15 | 2020-11-15 | LG Electronics | LG 345N1C-V5 | Solar Panels |  | 0.345 | 20 | 103 | 31 |  | Fixed | Roof
Solar Registration Program | NJSRRE1543075577 | Hawthorne | 7506 | 6 | 12.77 | Residential | Yes | Behind the Meter | Pro Custom Solar dba Momentum Solar | PSE&G | Accepted | 2019-11-12 | 2019-11-15 | 2020-11-15 | Enphase Energy | IQ7PLUS-72-2-US | Inverters | 295 |  | 37 |  |  | 0.97 |  | Outdoor | Roof
Solar Registration Program | NJSRRE1543547777 | Lincroft | 7738 | 17 | 12.77 | Residential | No | Behind the Meter | Sunrun Installation Services, Inc. | JCP&L | Accepted | 2019-12-13 | 2019-12-18 | 2020-12-18 | LG Electronics | LG345N1C-V5 | Solar Panels |  | 0.345 | 14 | 191 | 23 |  | Fixed | Roof
Solar Registration Program | NJSRRE1543547777 | Lincroft | 7738 | 17 | 12.77 | Residential | No | Behind the Meter | Sunrun Installation Services, Inc. | JCP&L | Accepted | 2019-12-13 | 2019-12-18 | 2020-12-18 | LG Electronics | LG345N1C-V5 | Solar Panels |  | 0.345 | 23 | 191 | 23 |  | Fixed | Roof
Solar Registration Program | NJSRRE1543547777 | Lincroft | 7738 | 17 | 12.77 | Residential | No | Behind the Meter | Sunrun Installation Services, Inc. | JCP&L | Accepted | 2019-12-13 | 2019-12-18 | 2020-12-18 | SolarEdge Technologies | SE7600A-USS2RGM | Inverters | 7600 |  | 1 |  |  | 0.96 |  | Outdoor | Next To Meter
Solar Registration Program | NJSRRE1543547777 | Lincroft | 7738 | 17 | 12.77 | Residential | No | Behind the Meter | Sunrun Installation Services, Inc. | JCP&L | Accepted | 2019-12-13 | 2019-12-18 | 2020-12-18 | SolarEdge Technologies | SE6000H-USRGM | Inverters | 6000 |  | 1 |  |  | 0.96 |  | Outdoor | Next To Meter
Solar Registration Program | NJSRRE1543547777 | Lincroft | 7738 | 17 | 12.77 | Residential | No | Behind the Meter | Sunrun Installation Services, Inc. | JCP&L | Accepted | 2019-12-13 | 2019-12-18 | 2020-12-18 | LG Chem | RESU 10H SEG | Electric Storage Battery |  |  | 1 |  |  |  | Lithium Ion |  | outside
Solar Registration Program | NJSRRE1540919108 | Egg Harbor | 8234 | 19 | 12.8 | Commercial | No | Behind the Meter | Wysocki Electric | AC Electric | Accepted | 2019-05-02 | 2019-05-08 | 2020-05-08 | LG | LG320N1k | Solar Panels |  | 0.32 | 40 | 241 | 30 |  | Fixed | Roof
Solar Registration Program | NJSRRE1540919108 | Egg Harbor | 8234 | 19 | 12.8 | Commercial | No | Behind the Meter | Wysocki Electric | AC Electric | Accepted | 2019-05-02 | 2019-05-08 | 2020-05-08 | solar edge | SE11400Hus | Inverters | 11400 |  | 1 |  |  | 0.98 |  | Outside | at meter
Solar Registration Program | NJSRRE1541722036 | Millville | 8332 | 20 | 12.8 | Residential | No | Behind the Meter | Castle Energy, LLC | AC Electric | Accepted | 2019-07-31 | 2019-08-05 | 2020-08-05 | LG Electronics | LG320E1K-A5 | Solar Panels |  | 0.32 | 4 | 241 | 16 |  | Fixed | Roof
Solar Registration Program | NJSRRE1541722036 | Millville | 8332 | 20 | 12.8 | Residential | No | Behind the Meter | Castle Energy, LLC | AC Electric | Accepted | 2019-07-31 | 2019-08-05 | 2020-08-05 | LG Electronics | LG320E1K-A5 | Solar Panels |  | 0.32 | 33 | 151 | 15 |  | Fixed | Roof
Solar Registration Program | NJSRRE1541722036 | Millville | 8332 | 20 | 12.8 | Residential | No | Behind the Meter | Castle Energy, LLC | AC Electric | Accepted | 2019-07-31 | 2019-08-05 | 2020-08-05 | LG Electronics | LG320E1K-A5 | Solar Panels |  | 0.32 | 3 | 241 | 19 |  | Fixed | Roof
Solar Registration Program | NJSRRE1541722036 | Millville | 8332 | 20 | 12.8 | Residential | No | Behind the Meter | Castle Energy, LLC | AC Electric | Accepted | 2019-07-31 | 2019-08-05 | 2020-08-05 | Enphase Energy | IQ7-60-2-US | Inverters | 240 |  | 40 |  |  | 0.967 |  | Outside | on the rooftop under each solar panel
Solar Registration Program | NJSRRE1543514635 | Swedesboro | 8085 | 15 | 12.8 | Residential | Yes | Behind the Meter | All Season Solar | AC Electric | Accepted | 2019-12-11 | 2019-12-16 | 2020-12-16 | Trina | TSM DD06M05II 320W NOV 2019 | Solar Panels |  | 0.32 | 16 | 218 | 41 |  | Fixed | Roof
Solar Registration Program | NJSRRE1543514635 | Swedesboro | 8085 | 15 | 12.8 | Residential | Yes | Behind the Meter | All Season Solar | AC Electric | Accepted | 2019-12-11 | 2019-12-16 | 2020-12-16 | Trina | TSM DD06M05II 320W NOV 2019 | Solar Panels |  | 0.32 | 6 | 128 | 41 |  | Fixed | Roof
Solar Registration Program | NJSRRE1543514635 | Swedesboro | 8085 | 15 | 12.8 | Residential | Yes | Behind the Meter | All Season Solar | AC Electric | Accepted | 2019-12-11 | 2019-12-16 | 2020-12-16 | Trina | TSM DD06M05II 320W NOV 2019 | Solar Panels |  | 0.32 | 4 | 128 | 40 |  | Fixed | Roof
Solar Registration Program | NJSRRE1543514635 | Swedesboro | 8085 | 15 | 12.8 | Residential | Yes | Behind the Meter | All Season Solar | AC Electric | Accepted | 2019-12-11 | 2019-12-16 | 2020-12-16 | Trina | TSM DD06M05II 320W NOV 2019 | Solar Panels |  | 0.32 | 4 | 128 | 40 |  | Fixed | Roof
Solar Registration Program | NJSRRE1543514635 | Swedesboro | 8085 | 15 | 12.8 | Residential | Yes | Behind the Meter | All Season Solar | AC Electric | Accepted | 2019-12-11 | 2019-12-16 | 2020-12-16 | Trina | TSM DD06M05II 320W NOV 2019 | Solar Panels |  | 0.32 | 10 | 128 | 40 |  | Fixed | Roof
Solar Registration Program | NJSRRE1543514635 | Swedesboro | 8085 | 15 | 12.8 | Residential | Yes | Behind the Meter | All Season Solar | AC Electric | Accepted | 2019-12-11 | 2019-12-16 | 2020-12-16 | Enphase | IQ7 | Inverters | 240 |  | 40 |  |  | 0.97 |  | Outdoor | Under Module
Solar Registration Program | NJSRRE1541058642 | Clifton | 7011 | 6 | 12.81 | Residential | No | Behind the Meter | Whitman Construction, LLC | PSE&G | Accepted | 2019-05-30 | 2019-06-03 | 2020-06-03 | Trina Solar | TSM-305DD05A | Solar Panels |  | 0.305 | 20 | 75 | 25 |  | Fixed | Roof
Solar Registration Program | NJSRRE1541058642 | Clifton | 7011 | 6 | 12.81 | Residential | No | Behind the Meter | Whitman Construction, LLC | PSE&G | Accepted | 2019-05-30 | 2019-06-03 | 2020-06-03 | Trina Solar | TSM-305DD05A | Solar Panels |  | 0.305 | 8 | 165 | 35 |  | Fixed | Roof
Solar Registration Program | NJSRRE1541058642 | Clifton | 7011 | 6 | 12.81 | Residential | No | Behind the Meter | Whitman Construction, LLC | PSE&G | Accepted | 2019-05-30 | 2019-06-03 | 2020-06-03 | Trina Solar | TSM-305DD05A | Solar Panels |  | 0.305 | 14 | 255 | 25 |  | Fixed | Roof
Solar Registration Program | NJSRRE1541058642 | Clifton | 7011 | 6 | 12.81 | Residential | No | Behind the Meter | Whitman Construction, LLC | PSE&G | Accepted | 2019-05-30 | 2019-06-03 | 2020-06-03 | Enphase Energy | IQ7-60-2-US | Inverters | 0.24 |  | 42 |  |  | 0.976 |  | Outside | roof
Solar Registration Program | NJSRRE1542202652 | Smithville | 8205 | 19 | 12.81 | Residential | Yes | Behind the Meter | All Season Solar | AC Electric | Final As-Built Received | 2019-09-04 | 2019-09-09 | 2020-09-09 | Trina | TSM DD05A.05II 305W MAR 2019 | Solar Panels |  | 0.305 | 42 | 177 | 25 |  | Fixed | Roof
Solar Registration Program | NJSRRE1542202652 | Smithville | 8205 | 19 | 12.81 | Residential | Yes | Behind the Meter | All Season Solar | AC Electric | Final As-Built Received | 2019-09-04 | 2019-09-09 | 2020-09-09 | Enphase | IQ7 | Inverters | 240 |  | 42 |  |  | 0.97 |  | Outdoor | Under Module
Solar Registration Program | NJSRRE1542202652 | Smithville | 8205 | 19 | 12.81 | Residential | Yes | Behind the Meter | All Season Solar | AC Electric | Final As-Built Received | 2019-09-04 | 2019-09-09 | 2020-09-09 | Itron | Centron | Meters |  |  | 1 |  |  |  | Yes | Outdoor
Solar Registration Program | NJSRRE1542394328 | Atco | 8004 | 14 | 12.81 | Residential | Yes | Behind the Meter | 1st Light Energy Inc | AC Electric | Accepted | 2019-09-12 | 2019-09-16 | 2020-09-16 | Trina | TSM-305DD05A.05 | Solar Panels |  | 0.305 | 8 | 131 | 18 |  | Fixed | Roof
Solar Registration Program | NJSRRE1542394328 | Atco | 8004 | 14 | 12.81 | Residential | Yes | Behind the Meter | 1st Light Energy Inc | AC Electric | Accepted | 2019-09-12 | 2019-09-16 | 2020-09-16 | Trina | TSM-305DD05A.05 | Solar Panels |  | 0.305 | 10 | 310 | 18 |  | Fixed | Roof
Solar Registration Program | NJSRRE1542394328 | Atco | 8004 | 14 | 12.81 | Residential | Yes | Behind the Meter | 1st Light Energy Inc | AC Electric | Accepted | 2019-09-12 | 2019-09-16 | 2020-09-16 | Trina | TSM-305DD05A.05 | Solar Panels |  | 0.305 | 16 | 41 | 18 |  | Fixed | Roof
Solar Registration Program | NJSRRE1542394328 | Atco | 8004 | 14 | 12.81 | Residential | Yes | Behind the Meter | 1st Light Energy Inc | AC Electric | Accepted | 2019-09-12 | 2019-09-16 | 2020-09-16 | Trina | TSM-305DD05A.05 | Solar Panels |  | 0.305 | 8 | 220 | 18 |  | Fixed | Roof
Solar Registration Program | NJSRRE1542394328 | Atco | 8004 | 14 | 12.81 | Residential | Yes | Behind the Meter | 1st Light Energy Inc | AC Electric | Accepted | 2019-09-12 | 2019-09-16 | 2020-09-16 | SMA | SB 6.0-US | Inverters | 6000 |  | 1 |  |  | 0.97 |  | Outside | within 10 feet of meter
Solar Registration Program | NJSRRE1542394328 | Atco | 8004 | 14 | 12.81 | Residential | Yes | Behind the Meter | 1st Light Energy Inc | AC Electric | Accepted | 2019-09-12 | 2019-09-16 | 2020-09-16 | SMA | SB 3.8-US | Inverters | 3800 |  | 1 |  |  | 0.97 |  | Outside | within 10 feet of meter
Solar Registration Program | NJSRRE1542396890 | Cherry Hill | 8003 | 14 | 12.81 | Residential | Yes | Behind the Meter | All Season Solar | PSE&G | Accepted | 2019-09-13 | 2019-09-17 | 2020-09-17 | Trina | TSMDD05A.05II 305 | Solar Panels |  | 0.305 | 31 | 252 | 21 |  | Fixed | Roof
Solar Registration Program | NJSRRE1542396890 | Cherry Hill | 8003 | 14 | 12.81 | Residential | Yes | Behind the Meter | All Season Solar | PSE&G | Accepted | 2019-09-13 | 2019-09-17 | 2020-09-17 | Trina | TSMDD05A.05II 305 | Solar Panels |  | 0.305 | 11 | 162 | 27 |  | Fixed | Roof
Solar Registration Program | NJSRRE1542396890 | Cherry Hill | 8003 | 14 | 12.81 | Residential | Yes | Behind the Meter | All Season Solar | PSE&G | Accepted | 2019-09-13 | 2019-09-17 | 2020-09-17 | Enphase | IQ7 | Inverters | 240 |  | 42 |  |  | 0.97 |  | Outside | under module
Solar Registration Program | NJSRRE1542412750 | Minotola | 8341 | 19 | 12.81 | Residential | Yes | Behind the Meter | All Season Solar | AC Electric | Accepted | 2019-09-17 | 2019-09-19 | 2020-09-19 | Trina | TSM DD05A.05II 305W MAR 2019 | Solar Panels |  | 0.305 | 21 | 184 | 24 |  | Fixed | Roof
Solar Registration Program | NJSRRE1542412750 | Minotola | 8341 | 19 | 12.81 | Residential | Yes | Behind the Meter | All Season Solar | AC Electric | Accepted | 2019-09-17 | 2019-09-19 | 2020-09-19 | Trina | TSM DD05A.05II 305W MAR 2019 | Solar Panels |  | 0.305 | 21 | 184 | 45 |  | Fixed | Roof
Solar Registration Program | NJSRRE1542412750 | Minotola | 8341 | 19 | 12.81 | Residential | Yes | Behind the Meter | All Season Solar | AC Electric | Accepted | 2019-09-17 | 2019-09-19 | 2020-09-19 | Enphase | IQ7 | Inverters | 240 |  | 42 |  |  | 0.97 |  | Outdoor | Under Module
Solar Registration Program | NJSRRE1539716872 | Mountainside | 7092 | 10 | 12.87 | Residential | No | Behind the Meter | Green Power Energy | PSE&G | Final As-Built Received | 2018-11-01 | 2018-11-06 | 2020-05-06 | Panasonic | VBHN330SA16 | Solar Panels |  | 0.33 | 39 | 175 | 26 |  | Fixed | Roof
Solar Registration Program | NJSRRE1539716872 | Mountainside | 7092 | 10 | 12.87 | Residential | No | Behind the Meter | Green Power Energy | PSE&G | Final As-Built Received | 2018-11-01 | 2018-11-06 | 2020-05-06 | SolarEdge | SE10000H-US | Inverters | 10000 |  | 1 |  |  | 0.97 |  | Outside | next to meter
Solar Registration Program | NJSRRE1539716872 | Mountainside | 7092 | 10 | 12.87 | Residential | No | Behind the Meter | Green Power Energy | PSE&G | Final As-Built Received | 2018-11-01 | 2018-11-06 | 2020-05-06 | Itron | CL200 | Meters |  |  | 1 |  |  |  | Yes | Outdoor
Solar Registration Program | NJSRRE1540177690 | Hammonton | 8037 | 19 | 12.87 | Residential | Yes | Behind the Meter | Sunrun Installation Services, Inc. | AC Electric | Accepted | 2019-01-02 | 2019-01-07 | 2020-01-07 | LG Electronics | LG330N1C-A5 | Solar Panels |  | 0.33 | 24 | 133 | 40 |  | Fixed | Roof
Solar Registration Program | NJSRRE1540177690 | Hammonton | 8037 | 19 | 12.87 | Residential | Yes | Behind the Meter | Sunrun Installation Services, Inc. | AC Electric | Accepted | 2019-01-02 | 2019-01-07 | 2020-01-07 | LG Electronics | LG330N1C-A5 | Solar Panels |  | 0.33 | 9 | 313 | 40 |  | Fixed | Roof
Solar Registration Program | NJSRRE1540177690 | Hammonton | 8037 | 19 | 12.87 | Residential | Yes | Behind the Meter | Sunrun Installation Services, Inc. | AC Electric | Accepted | 2019-01-02 | 2019-01-07 | 2020-01-07 | LG Electronics | LG330N1C-A5 | Solar Panels |  | 0.33 | 6 | 132 | 23 |  | Fixed | Roof
Solar Registration Program | NJSRRE1540177690 | Hammonton | 8037 | 19 | 12.87 | Residential | Yes | Behind the Meter | Sunrun Installation Services, Inc. | AC Electric | Accepted | 2019-01-02 | 2019-01-07 | 2020-01-07 | SolarEdge Technologies | SE11400H-USRGM | Inverters | 11400 |  | 1 |  |  | 0.96 |  | Outdoor | Next To Meter
Solar Registration Program | NJSRRE1541494911 | HILLSBOROUGH | 8844 | 5 | 12.87 | Residential | Yes | Behind the Meter | Momentum Solar | PSE&G | Accepted | 2019-06-26 | 2019-10-18 | 2020-10-18 | HANWHA | Q.PEAK DUO-G5 330 | Solar Panels |  | 0.33 | 3 | 44 | 32 |  | Fixed | Roof
Solar Registration Program | NJSRRE1541494911 | HILLSBOROUGH | 8844 | 5 | 12.87 | Residential | Yes | Behind the Meter | Momentum Solar | PSE&G | Accepted | 2019-06-26 | 2019-10-18 | 2020-10-18 | HANWHA | Q.PEAK DUO-G5 330 | Solar Panels |  | 0.33 | 17 | 224 | 32 |  | Fixed | Roof
Solar Registration Program | NJSRRE1541494911 | HILLSBOROUGH | 8844 | 5 | 12.87 | Residential | Yes | Behind the Meter | Momentum Solar | PSE&G | Accepted | 2019-06-26 | 2019-10-18 | 2020-10-18 | HANWHA | Q.PEAK DUO-G5 330 | Solar Panels |  | 0.33 | 19 | 224 | 32 |  | Fixed | Roof
Solar Registration Program | NJSRRE1541494911 | HILLSBOROUGH | 8844 | 5 | 12.87 | Residential | Yes | Behind the Meter | Momentum Solar | PSE&G | Accepted | 2019-06-26 | 2019-10-18 | 2020-10-18 | ENPHASE | IQ7-60-2-US | Inverters | 250 |  | 39 |  |  | 0.97 |  | Outdoor | Roof
Solar Registration Program | NJSRRE1541500997 | Mantua Township | 8051 | 15 | 12.87 | Residential | Yes | Behind the Meter | Sunrun Installation Services, Inc. | AC Electric | Accepted | 2019-06-27 | 2019-07-02 | 2020-07-02 | LG Electronics | LG330N1C-A5 | Solar Panels |  | 0.33 | 16 | 241 | 18 |  | Fixed | Roof
Solar Registration Program | NJSRRE1541500997 | Mantua Township | 8051 | 15 | 12.87 | Residential | Yes | Behind the Meter | Sunrun Installation Services, Inc. | AC Electric | Accepted | 2019-06-27 | 2019-07-02 | 2020-07-02 | LG Electronics | LG330N1C-A5 | Solar Panels |  | 0.33 | 9 | 61 | 18 |  | Fixed | Roof
Solar Registration Program | NJSRRE1541500997 | Mantua Township | 8051 | 15 | 12.87 | Residential | Yes | Behind the Meter | Sunrun Installation Services, Inc. | AC Electric | Accepted | 2019-06-27 | 2019-07-02 | 2020-07-02 | LG Electronics | LG330N1C-A5 | Solar Panels |  | 0.33 | 4 | 332 | 18 |  | Fixed | Roof
Solar Registration Program | NJSRRE1541500997 | Mantua Township | 8051 | 15 | 12.87 | Residential | Yes | Behind the Meter | Sunrun Installation Services, Inc. | AC Electric | Accepted | 2019-06-27 | 2019-07-02 | 2020-07-02 | LG Electronics | LG330N1C-A5 | Solar Panels |  | 0.33 | 10 | 152 | 18 |  | Fixed | Roof
Solar Registration Program | NJSRRE1541500997 | Mantua Township | 8051 | 15 | 12.87 | Residential | Yes | Behind the Meter | Sunrun Installation Services, Inc. | AC Electric | Accepted | 2019-06-27 | 2019-07-02 | 2020-07-02 | SolarEdge Technologies | SE11400H-USRGM | Inverters | 11400 |  | 1 |  |  | 0.96 |  | Outdoor | Next To Meter
Solar Registration Program | NJSRRE1541688331 | Long Valley | 7853 | 3 | 12.87 | Residential | No | Behind the Meter | Green Power Energy | JCP&L | Accepted | 2019-07-19 | 2019-07-23 | 2020-07-23 | Panasonic | VBHN330SA17 | Solar Panels |  | 0.33 | 8 | 217 | 27 |  | Fixed | Roof
Solar Registration Program | NJSRRE1541688331 | Long Valley | 7853 | 3 | 12.87 | Residential | No | Behind the Meter | Green Power Energy | JCP&L | Accepted | 2019-07-19 | 2019-07-23 | 2020-07-23 | Panasonic | VBHN330SA17 | Solar Panels |  | 0.33 | 31 | 127 | 27 |  | Fixed | Roof
Solar Registration Program | NJSRRE1541688331 | Long Valley | 7853 | 3 | 12.87 | Residential | No | Behind the Meter | Green Power Energy | JCP&L | Accepted | 2019-07-19 | 2019-07-23 | 2020-07-23 | Solar Edge | SE11400H-US | Inverters | 11400 |  | 1 |  |  | 0.97 |  | Outside | next to meter
Solar Registration Program | NJSRRE1542501663 | Howell Township | 7731 | 17 | 12.87 | Residential | Yes | Behind the Meter | Sunrun Installation Services, Inc. | JCP&L | Accepted | 2019-10-03 | 2019-10-08 | 2020-10-08 | LG Electronics | LG330N1C-A5 | Solar Panels |  | 0.33 | 8 | 311 | 37 |  | Fixed | Roof
Solar Registration Program | NJSRRE1542501663 | Howell Township | 7731 | 17 | 12.87 | Residential | Yes | Behind the Meter | Sunrun Installation Services, Inc. | JCP&L | Accepted | 2019-10-03 | 2019-10-08 | 2020-10-08 | LG Electronics | LG330N1C-A5 | Solar Panels |  | 0.33 | 10 | 41 | 18 |  | Fixed | Roof
Solar Registration Program | NJSRRE1542501663 | Howell Township | 7731 | 17 | 12.87 | Residential | Yes | Behind the Meter | Sunrun Installation Services, Inc. | JCP&L | Accepted | 2019-10-03 | 2019-10-08 | 2020-10-08 | LG Electronics | LG330N1C-A5 | Solar Panels |  | 0.33 | 4 | 43 | 37 |  | Fixed | Roof
Solar Registration Program | NJSRRE1542501663 | Howell Township | 7731 | 17 | 12.87 | Residential | Yes | Behind the Meter | Sunrun Installation Services, Inc. | JCP&L | Accepted | 2019-10-03 | 2019-10-08 | 2020-10-08 | LG Electronics | LG330N1C-A5 | Solar Panels |  | 0.33 | 8 | 131 | 18 |  | Fixed | Roof
Solar Registration Program | NJSRRE1542501663 | Howell Township | 7731 | 17 | 12.87 | Residential | Yes | Behind the Meter | Sunrun Installation Services, Inc. | JCP&L | Accepted | 2019-10-03 | 2019-10-08 | 2020-10-08 | LG Electronics | LG330N1C-A5 | Solar Panels |  | 0.33 | 9 | 311 | 14 |  | Fixed | Roof
Solar Registration Program | NJSRRE1542501663 | Howell Township | 7731 | 17 | 12.87 | Residential | Yes | Behind the Meter | Sunrun Installation Services, Inc. | JCP&L | Accepted | 2019-10-03 | 2019-10-08 | 2020-10-08 | SolarEdge Technologies | SE10000H-USRGM | Inverters | 10000 |  | 1 |  |  | 0.96 |  | Outdoor | Next To Meter
Solar Registration Program | NJSRRE1542573052 | Pitman | 8071 | 15 | 12.87 | Residential | Yes | Behind the Meter | Sunrun Installation Services, Inc. | AC Electric | Accepted | 2019-10-21 | 2019-10-23 | 2020-10-23 | LG Electronics | LG330N1C-A5 | Solar Panels |  | 0.33 | 19 | 217 | 23 |  | Fixed | Roof
Solar Registration Program | NJSRRE1542573052 | Pitman | 8071 | 15 | 12.87 | Residential | Yes | Behind the Meter | Sunrun Installation Services, Inc. | AC Electric | Accepted | 2019-10-21 | 2019-10-23 | 2020-10-23 | LG Electronics | LG330N1C-A5 | Solar Panels |  | 0.33 | 20 | 37 | 23 |  | Fixed | Roof
Solar Registration Program | NJSRRE1542573052 | Pitman | 8071 | 15 | 12.87 | Residential | Yes | Behind the Meter | Sunrun Installation Services, Inc. | AC Electric | Accepted | 2019-10-21 | 2019-10-23 | 2020-10-23 | SolarEdge Technologies | SE10000H-USRGM | Inverters | 10000 |  | 1 |  |  | 0.96 |  | Outdoor | Next To Meter
Solar Registration Program | NJSRRE1542667313 | Delran | 8075 | 13 | 12.87 | Residential | No | Behind the Meter | Sunrun Installation Services, Inc. | PSE&G | Accepted | 2019-10-25 | 2019-10-29 | 2020-10-29 | LG Electronics | LG330N1C-A5 | Solar Panels |  | 0.33 | 18 | 180 | 46 |  | Fixed | Roof
Solar Registration Program | NJSRRE1542667313 | Delran | 8075 | 13 | 12.87 | Residential | No | Behind the Meter | Sunrun Installation Services, Inc. | PSE&G | Accepted | 2019-10-25 | 2019-10-29 | 2020-10-29 | LG Electronics | LG330N1C-A5 | Solar Panels |  | 0.33 | 5 | 270 | 30 |  | Fixed | Roof
Solar Registration Program | NJSRRE1542667313 | Delran | 8075 | 13 | 12.87 | Residential | No | Behind the Meter | Sunrun Installation Services, Inc. | PSE&G | Accepted | 2019-10-25 | 2019-10-29 | 2020-10-29 | LG Electronics | LG330N1C-A5 | Solar Panels |  | 0.33 | 16 | 90 | 30 |  | Fixed | Roof
Solar Registration Program | NJSRRE1542667313 | Delran | 8075 | 13 | 12.87 | Residential | No | Behind the Meter | Sunrun Installation Services, Inc. | PSE&G | Accepted | 2019-10-25 | 2019-10-29 | 2020-10-29 | SolarEdge Technologies | SE10000H-USRGM | Inverters | 10000 |  | 1 |  |  | 0.96 |  | Outdoor | Next To Meter
Solar Registration Program | NJSRRE1543057981 | Gloucester | 8029 | 14 | 12.87 | Residential | Yes | Behind the Meter | Sunrun Installation Services, Inc. | PSE&G | Accepted | 2019-11-08 | 2019-11-12 | 2020-11-12 | LG Electronics | LG330N1C-A5 | Solar Panels |  | 0.33 | 13 | 127 | 23 |  | Fixed | Roof
Solar Registration Program | NJSRRE1543057981 | Gloucester | 8029 | 14 | 12.87 | Residential | Yes | Behind the Meter | Sunrun Installation Services, Inc. | PSE&G | Accepted | 2019-11-08 | 2019-11-12 | 2020-11-12 | LG Electronics | LG330N1C-A5 | Solar Panels |  | 0.33 | 9 | 307 | 23 |  | Fixed | Roof
Solar Registration Program | NJSRRE1543057981 | Gloucester | 8029 | 14 | 12.87 | Residential | Yes | Behind the Meter | Sunrun Installation Services, Inc. | PSE&G | Accepted | 2019-11-08 | 2019-11-12 | 2020-11-12 | LG Electronics | LG330N1C-A5 | Solar Panels |  | 0.33 | 7 | 307 | 23 |  | Fixed | Roof
Solar Registration Program | NJSRRE1543057981 | Gloucester | 8029 | 14 | 12.87 | Residential | Yes | Behind the Meter | Sunrun Installation Services, Inc. | PSE&G | Accepted | 2019-11-08 | 2019-11-12 | 2020-11-12 | LG Electronics | LG330N1C-A5 | Solar Panels |  | 0.33 | 10 | 127 | 23 |  | Fixed | Roof
Solar Registration Program | NJSRRE1543057981 | Gloucester | 8029 | 14 | 12.87 | Residential | Yes | Behind the Meter | Sunrun Installation Services, Inc. | PSE&G | Accepted | 2019-11-08 | 2019-11-12 | 2020-11-12 | Delta Electronics | M6-TL-US | Inverters | 5760 |  | 1 |  |  | 0.96 |  | Outdoor | Next To Meter
Solar Registration Program | NJSRRE1543057981 | Gloucester | 8029 | 14 | 12.87 | Residential | Yes | Behind the Meter | Sunrun Installation Services, Inc. | PSE&G | Accepted | 2019-11-08 | 2019-11-12 | 2020-11-12 | Delta Electronics | M5-TL-US | Inverters | 4800 |  | 1 |  |  | 0.96 |  | Outdoor | Next To Meter
Solar Registration Program | NJSRRE1540263717 | Cranbury | 8512 | 11 | 12.9 | Residential | No | Behind the Meter | US Power Savers | JCP&L | Accepted | 2019-01-21 | 2019-01-24 | 2020-01-24 | Suntegra | STS 105W | Solar Panels |  | 0.105 | 60 | 74 | 30 |  | Fixed | Roof | Front Roof
Solar Registration Program | NJSRRE1540263717 | Cranbury | 8512 | 11 | 12.9 | Residential | No | Behind the Meter | US Power Savers | JCP&L | Accepted | 2019-01-21 | 2019-01-24 | 2020-01-24 | Suntegra | STS 110W | Solar Panels |  | 0.11 | 60 | 254 | 30 |  | Fixed | Roof | Back Roof
Solar Registration Program | NJSRRE1540263717 | Cranbury | 8512 | 11 | 12.9 | Residential | No | Behind the Meter | US Power Savers | JCP&L | Accepted | 2019-01-21 | 2019-01-24 | 2020-01-24 | Fronius Primo | Fronius Primo 11.4-1 | Inverters | 11400 |  | 1 |  |  | 0.99 |  | Outdoor | Near Meter
Solar Registration Program | NJSRRE1541696436 | HILLSBOROUGH TWP | 8844 | 5 | 12.9 | Residential | Yes | Behind the Meter | 1st Light Energy Inc | PSE&G | Accepted | 2019-07-23 | 2019-07-25 | 2020-07-25 | LONGI | LR6-60PB-300M | Solar Panels |  | 0.3 | 27 | 266 | 34 |  | Fixed | Roof
Solar Registration Program | NJSRRE1541696436 | HILLSBOROUGH TWP | 8844 | 5 | 12.9 | Residential | Yes | Behind the Meter | 1st Light Energy Inc | PSE&G | Accepted | 2019-07-23 | 2019-07-25 | 2020-07-25 | LONGI | LR6-60PB-300M | Solar Panels |  | 0.3 | 12 | 88 | 34 |  | Fixed | Roof
Solar Registration Program | NJSRRE1541696436 | HILLSBOROUGH TWP | 8844 | 5 | 12.9 | Residential | Yes | Behind the Meter | 1st Light Energy Inc | PSE&G | Accepted | 2019-07-23 | 2019-07-25 | 2020-07-25 | LONGI | LR6-60PB-300M | Solar Panels |  | 0.3 | 4 | 267 | 23 |  | Fixed | Roof
Solar Registration Program | NJSRRE1541696436 | HILLSBOROUGH TWP | 8844 | 5 | 12.9 | Residential | Yes | Behind the Meter | 1st Light Energy Inc | PSE&G | Accepted | 2019-07-23 | 2019-07-25 | 2020-07-25 | SOLAREDGE | SE11400H-USRGM | Inverters | 11400 |  | 1 |  |  | 0.99 |  | Outside | WITHIN 10 FEET OF METER
Solar Registration Program | NJSRRE1542407142 | Dayton | 8810 | 11 | 12.9 | Residential | No | Behind the Meter | Greentech Solar USA LLC | PSE&G | Accepted | 2019-09-14 | 2019-09-17 | 2020-09-17 | Trina | TSM-DD05A300M | Solar Panels |  | 0.3 | 43 | 190 | 33 |  | Fixed | Roof
Solar Registration Program | NJSRRE1542407142 | Dayton | 8810 | 11 | 12.9 | Residential | No | Behind the Meter | Greentech Solar USA LLC | PSE&G | Accepted | 2019-09-14 | 2019-09-17 | 2020-09-17 | Growatt | 10000MTLP-US | Inverters | 10000 |  | 1 |  |  | 0.975 |  | Indoor | Basement Wall
Solar Registration Program | NJSRRE1542556205 | Northfield | 8225 | 19 | 12.9 | Residential | Yes | Behind the Meter | Bright Planet Solar | AC Electric | Accepted | 2019-10-18 | 2019-10-22 | 2020-10-22 | HANWHA Q-CELLS | Q.PEAK-G4.1 300W | Solar Panels |  | 0.3 | 21 | 208 | 23 |  | Fixed | Roof
Solar Registration Program | NJSRRE1542556205 | Northfield | 8225 | 19 | 12.9 | Residential | Yes | Behind the Meter | Bright Planet Solar | AC Electric | Accepted | 2019-10-18 | 2019-10-22 | 2020-10-22 | HANWHA Q-CELLS | Q.PEAK-G4.1 300W | Solar Panels |  | 0.3 | 22 | 118 | 23 |  | Fixed | Roof
Solar Registration Program | NJSRRE1542556205 | Northfield | 8225 | 19 | 12.9 | Residential | Yes | Behind the Meter | Bright Planet Solar | AC Electric | Accepted | 2019-10-18 | 2019-10-22 | 2020-10-22 | SOLAR EDGE | SE11400H-USRGM | Inverters | 11400 |  | 1 |  |  | 0.98 |  | Outdoor | NEXT TO METER
Solar Registration Program | NJSRRE1540239815 | Franklinville | 8322 | 15 | 12.92 | Residential | No | Behind the Meter | Pro Custom Solar dba Momentum Solar | AC Electric | Accepted | 2019-01-14 | 2019-01-17 | 2020-01-17 | HANWHA | Q.PEAK DUO BLK-G5 315 | Solar Panels |  | 0.315 | 4 | 172 | 20 |  | Fixed | Roof
Solar Registration Program | NJSRRE1540239815 | Franklinville | 8322 | 15 | 12.92 | Residential | No | Behind the Meter | Pro Custom Solar dba Momentum Solar | AC Electric | Accepted | 2019-01-14 | 2019-01-17 | 2020-01-17 | HANWHA | Q.PEAK DUO BLK-G5 315 | Solar Panels |  | 0.315 | 27 | 262 | 26 |  | Fixed | Roof
Solar Registration Program | NJSRRE1540239815 | Franklinville | 8322 | 15 | 12.92 | Residential | No | Behind the Meter | Pro Custom Solar dba Momentum Solar | AC Electric | Accepted | 2019-01-14 | 2019-01-17 | 2020-01-17 | HANWHA | Q.PEAK DUO BLK-G5 315 | Solar Panels |  | 0.315 | 10 | 252 | 20 |  | Fixed | Roof
Solar Registration Program | NJSRRE1540239815 | Franklinville | 8322 | 15 | 12.92 | Residential | No | Behind the Meter | Pro Custom Solar dba Momentum Solar | AC Electric | Accepted | 2019-01-14 | 2019-01-17 | 2020-01-17 | ENPHASE | IQ7-60-2-US | Inverters | 250 |  | 41 |  |  | 0.97 |  | Outdoor | ROOF
Solar Registration Program | NJSRRE1540243818 | Bridgeton | 8302 | 20 | 12.92 | Residential | No | Behind the Meter | Trinity Solar | AC Electric | Accepted | 2019-01-15 | 2019-01-17 | 2020-01-17 | HANWHA | Q.PEAK DUO BLK-G5 315 | Solar Panels |  | 0.315 | 22 | 356 | 18 |  | Fixed | Roof
Solar Registration Program | NJSRRE1540243818 | Bridgeton | 8302 | 20 | 12.92 | Residential | No | Behind the Meter | Trinity Solar | AC Electric | Accepted | 2019-01-15 | 2019-01-17 | 2020-01-17 | HANWHA | Q.PEAK DUO BLK-G5 315 | Solar Panels |  | 0.315 | 11 | 177 | 43 |  | Fixed | Roof
Solar Registration Program | NJSRRE1540243818 | Bridgeton | 8302 | 20 | 12.92 | Residential | No | Behind the Meter | Trinity Solar | AC Electric | Accepted | 2019-01-15 | 2019-01-17 | 2020-01-17 | HANWHA | Q.PEAK DUO BLK-G5 315 | Solar Panels |  | 0.315 | 5 | 267 | 40 |  | Fixed | Roof
Solar Registration Program | NJSRRE1540243818 | Bridgeton | 8302 | 20 | 12.92 | Residential | No | Behind the Meter | Trinity Solar | AC Electric | Accepted | 2019-01-15 | 2019-01-17 | 2020-01-17 | HANWHA | Q.PEAK DUO BLK-G5 315 | Solar Panels |  | 0.315 | 3 | 267 | 40 |  | Fixed | Roof
Solar Registration Program | NJSRRE1540243818 | Bridgeton | 8302 | 20 | 12.92 | Residential | No | Behind the Meter | Trinity Solar | AC Electric | Accepted | 2019-01-15 | 2019-01-17 | 2020-01-17 | Solar Edge | SE10000 | Inverters | 10000 |  | 1 |  |  | 0.97 |  | Outside | Side of home
Solar Registration Program | NJSRRE1540365002 | Edison | 8837 | 11 | 12.92 | Residential | Yes | Behind the Meter | Vivint Solar Developer, LLC | PSE&G | Accepted | 2019-02-14 | 2019-02-18 | 2020-02-18 | Hanwha Solar | Q.PEAK DUO BLK-G5 315 | Solar Panels |  | 0.315 | 24 | 205 | 12 |  | Fixed | Roof
Solar Registration Program | NJSRRE1540365002 | Edison | 8837 | 11 | 12.92 | Residential | Yes | Behind the Meter | Vivint Solar Developer, LLC | PSE&G | Accepted | 2019-02-14 | 2019-02-18 | 2020-02-18 | Hanwha Solar | Q.PEAK DUO BLK-G5 315 | Solar Panels |  | 0.315 | 17 | 25 | 12 |  | Fixed | Roof
Solar Registration Program | NJSRRE1540365002 | Edison | 8837 | 11 | 12.92 | Residential | Yes | Behind the Meter | Vivint Solar Developer, LLC | PSE&G | Accepted | 2019-02-14 | 2019-02-18 | 2020-02-18 | Solar Edge | SE10000H-US | Inverters | 10000 |  | 1 |  |  | 0.992 |  | Outdoor | Near the Utility Meter
Solar Registration Program | NJSRRE1540484301 | Atco | 8004 | 14 | 12.92 | Residential | Yes | Behind the Meter | Vivint Solar Developer, LLC | AC Electric | Accepted | 2019-03-14 | 2019-03-15 | 2020-03-15 | Hanwha Solar | Q.PEAK DUO BLK-G5 315 | Solar Panels |  | 0.315 | 7 | 241 | 21 |  | Fixed | Roof
Solar Registration Program | NJSRRE1540484301 | Atco | 8004 | 14 | 12.92 | Residential | Yes | Behind the Meter | Vivint Solar Developer, LLC | AC Electric | Accepted | 2019-03-14 | 2019-03-15 | 2020-03-15 | Hanwha Solar | Q.PEAK DUO BLK-G5 315 | Solar Panels |  | 0.315 | 19 | 331 | 21 |  | Fixed | Roof
Solar Registration Program | NJSRRE1540484301 | Atco | 8004 | 14 | 12.92 | Residential | Yes | Behind the Meter | Vivint Solar Developer, LLC | AC Electric | Accepted | 2019-03-14 | 2019-03-15 | 2020-03-15 | Hanwha Solar | Q.PEAK DUO BLK-G5 315 | Solar Panels |  | 0.315 | 7 | 61 | 21 |  | Fixed | Roof
Solar Registration Program | NJSRRE1540484301 | Atco | 8004 | 14 | 12.92 | Residential | Yes | Behind the Meter | Vivint Solar Developer, LLC | AC Electric | Accepted | 2019-03-14 | 2019-03-15 | 2020-03-15 | Hanwha Solar | Q.PEAK DUO BLK-G5 315 | Solar Panels |  | 0.315 | 8 | 151 | 21 |  | Fixed | Roof
Solar Registration Program | NJSRRE1540484301 | Atco | 8004 | 14 | 12.92 | Residential | Yes | Behind the Meter | Vivint Solar Developer, LLC | AC Electric | Accepted | 2019-03-14 | 2019-03-15 | 2020-03-15 | Solar Edge | SE10000H-US | Inverters | 10000 |  | 1 |  |  | 0.992 |  | Outdoor | Near the Utility Meter
Solar Registration Program | NJSRRE1540501973 | Forked River | 8731 | 18 | 12.92 | Residential | Yes | Behind the Meter | Trinity Solar | JCP&L | Accepted | 2019-03-20 | 2019-03-21 | 2020-03-21 | Hanwha | Q.PEAK DUO BLK-G5 315 | Solar Panels |  | 0.315 | 26 | 202 | 23 |  | Fixed | Roof
Solar Registration Program | NJSRRE1540501973 | Forked River | 8731 | 18 | 12.92 | Residential | Yes | Behind the Meter | Trinity Solar | JCP&L | Accepted | 2019-03-20 | 2019-03-21 | 2020-03-21 | Hanwha | Q.PEAK DUO BLK-G5 315 | Solar Panels |  | 0.315 | 15 | 22 | 23 |  | Fixed | Roof
Solar Registration Program | NJSRRE1540501973 | Forked River | 8731 | 18 | 12.92 | Residential | Yes | Behind the Meter | Trinity Solar | JCP&L | Accepted | 2019-03-20 | 2019-03-21 | 2020-03-21 | Solar Edge | SE10000 | Inverters | 10000 |  | 1 |  |  | 0.97 |  | Outside | side of home
Solar Registration Program | NJSRRE1540854421 | South River | 8882 | 11 | 12.92 | Residential | Yes | Behind the Meter | Pro Custom Solar dba Momentum Solar | South River | Accepted | 2019-04-15 | 2019-04-16 | 2020-04-16 | HANWHA | Q.PEAK DUO BLK-G5 315 | Solar Panels |  | 0.315 | 17 | 144 | 14 |  | Fixed | Roof
Solar Registration Program | NJSRRE1540854421 | South River | 8882 | 11 | 12.92 | Residential | Yes | Behind the Meter | Pro Custom Solar dba Momentum Solar | South River | Accepted | 2019-04-15 | 2019-04-16 | 2020-04-16 | HANWHA | Q.PEAK DUO BLK-G5 315 | Solar Panels |  | 0.315 | 4 | 234 | 26 |  | Fixed | Roof
Solar Registration Program | NJSRRE1540854421 | South River | 8882 | 11 | 12.92 | Residential | Yes | Behind the Meter | Pro Custom Solar dba Momentum Solar | South River | Accepted | 2019-04-15 | 2019-04-16 | 2020-04-16 | HANWHA | Q.PEAK DUO BLK-G5 315 | Solar Panels |  | 0.315 | 4 | 324 | 15 |  | Fixed | Roof
Solar Registration Program | NJSRRE1540854421 | South River | 8882 | 11 | 12.92 | Residential | Yes | Behind the Meter | Pro Custom Solar dba Momentum Solar | South River | Accepted | 2019-04-15 | 2019-04-16 | 2020-04-16 | HANWHA | Q.PEAK DUO BLK-G5 315 | Solar Panels |  | 0.315 | 12 | 144 | 25 |  | Fixed | Roof
Solar Registration Program | NJSRRE1540854421 | South River | 8882 | 11 | 12.92 | Residential | Yes | Behind the Meter | Pro Custom Solar dba Momentum Solar | South River | Accepted | 2019-04-15 | 2019-04-16 | 2020-04-16 | HANWHA | Q.PEAK DUO BLK-G5 315 | Solar Panels |  | 0.315 | 4 | 54 | 26 |  | Fixed | Roof
Solar Registration Program | NJSRRE1540854421 | South River | 8882 | 11 | 12.92 | Residential | Yes | Behind the Meter | Pro Custom Solar dba Momentum Solar | South River | Accepted | 2019-04-15 | 2019-04-16 | 2020-04-16 | ENPHASE | IQ6-60-2-US | Inverters | 240 |  | 41 |  |  | 0.97 |  | Outdoor | ROOF
Solar Registration Program | NJSRRE1540993926 | Delran | 8075 | 13 | 12.92 | Residential | Yes | Behind the Meter | Trinity Solar | PSE&G | Accepted | 2019-05-16 | 2019-05-21 | 2020-05-21 | HANWHA | Q.PEAK DUO BLK-G5 315 | Solar Panels |  | 0.315 | 22 | 194 | 18 |  | Fixed | Roof
Solar Registration Program | NJSRRE1540993926 | Delran | 8075 | 13 | 12.92 | Residential | Yes | Behind the Meter | Trinity Solar | PSE&G | Accepted | 2019-05-16 | 2019-05-21 | 2020-05-21 | Solar Edge | SE10000H-US000NNC2 | Inverters | 10000 |  | 1 |  |  | 0.97 |  | Outdoor | side of home
Solar Registration Program | NJSRRE1540993926 | Delran | 8075 | 13 | 12.92 | Residential | Yes | Behind the Meter | Trinity Solar | PSE&G | Accepted | 2019-05-16 | 2019-05-21 | 2020-05-21 | HANWHA | Q.PEAK DUO BLK-G5 315 | Solar Panels |  | 0.315 | 19 | 194 | 18 |  | Fixed | Roof
Solar Registration Program | NJSRRE1541621727 | Cape May Court House | 8210 | 21 | 12.92 | Residential | Yes | Behind the Meter | Pro Custom Solar dba Momentum Solar | AC Electric | Accepted | 2019-07-08 | 2019-07-10 | 2020-07-10 | LG | LG 340N1C-V5 | Solar Panels |  | 0.34 | 9 | 185 | 12 |  | Fixed | Roof
Solar Registration Program | NJSRRE1541621727 | Cape May Court House | 8210 | 21 | 12.92 | Residential | Yes | Behind the Meter | Pro Custom Solar dba Momentum Solar | AC Electric | Accepted | 2019-07-08 | 2019-07-10 | 2020-07-10 | LG | LG 340N1C-V5 | Solar Panels |  | 0.34 | 3 | 274 | 40 |  | Fixed | Roof
Solar Registration Program | NJSRRE1541621727 | Cape May Court House | 8210 | 21 | 12.92 | Residential | Yes | Behind the Meter | Pro Custom Solar dba Momentum Solar | AC Electric | Accepted | 2019-07-08 | 2019-07-10 | 2020-07-10 | LG | LG 340N1C-V5 | Solar Panels |  | 0.34 | 14 | 184 | 12 |  | Fixed | Roof
Solar Registration Program | NJSRRE1541621727 | Cape May Court House | 8210 | 21 | 12.92 | Residential | Yes | Behind the Meter | Pro Custom Solar dba Momentum Solar | AC Electric | Accepted | 2019-07-08 | 2019-07-10 | 2020-07-10 | LG | LG 340N1C-V5 | Solar Panels |  | 0.34 | 12 | 94 | 40 |  | Fixed | Roof
Solar Registration Program | NJSRRE1541621727 | Cape May Court House | 8210 | 21 | 12.92 | Residential | Yes | Behind the Meter | Pro Custom Solar dba Momentum Solar | AC Electric | Accepted | 2019-07-08 | 2019-07-10 | 2020-07-10 | ENPHASE | IQ7-60-2-US | Inverters | 0.25 |  | 38 |  |  | 0.97 |  | Outdoor | ROOF
Solar Registration Program | NJSRRE1541658376 | PARSIPPANY, | 7054 | 3 | 12.92 | Residential | Yes | Behind the Meter | Vivint Solar Developer, LLC | JCP&L | Accepted | 2019-07-16 | 2019-07-17 | 2020-07-17 | HANWHA SOLAR | Q.PEAK BLK-G5 315 | Solar Panels |  | 0.315 | 14 | 245 | 22 |  | Fixed | Roof
Solar Registration Program | NJSRRE1541658376 | PARSIPPANY, | 7054 | 3 | 12.92 | Residential | Yes | Behind the Meter | Vivint Solar Developer, LLC | JCP&L | Accepted | 2019-07-16 | 2019-07-17 | 2020-07-17 | HANWHA SOLAR | Q.PEAK BLK-G5 315 | Solar Panels |  | 0.315 | 14 | 65 | 22 |  | Fixed | Roof
Solar Registration Program | NJSRRE1541658376 | PARSIPPANY, | 7054 | 3 | 12.92 | Residential | Yes | Behind the Meter | Vivint Solar Developer, LLC | JCP&L | Accepted | 2019-07-16 | 2019-07-17 | 2020-07-17 | HANWHA SOLAR | Q.PEAK BLK-G5 315 | Solar Panels |  | 0.315 | 13 | 245 | 23 |  | Fixed | Roof
Solar Registration Program | NJSRRE1541658376 | PARSIPPANY, | 7054 | 3 | 12.92 | Residential | Yes | Behind the Meter | Vivint Solar Developer, LLC | JCP&L | Accepted | 2019-07-16 | 2019-07-17 | 2020-07-17 | SOLAREDGE | SE10000H-US | Inverters | 10000 |  | 1 |  |  | 0.992 |  | Outdoor | Near The Utility Meter
Solar Registration Program | NJSRRE1541815485 | CLEMENTON | 8021 | 14 | 12.92 | Residential | Yes | Behind the Meter | Vivint Solar Developer, LLC | AC Electric | Accepted | 2019-08-13 | 2019-08-23 | 2020-08-23 | Hanwha Solar | Q.PEAK BLK-G5 315 | Solar Panels |  | 0.315 | 15 | 323 | 19 |  | Fixed | Roof
Solar Registration Program | NJSRRE1541815485 | CLEMENTON | 8021 | 14 | 12.92 | Residential | Yes | Behind the Meter | Vivint Solar Developer, LLC | AC Electric | Accepted | 2019-08-13 | 2019-08-23 | 2020-08-23 | Hanwha Solar | Q.PEAK BLK-G5 315 | Solar Panels |  | 0.315 | 7 | 21 | 143 |  | Fixed | Roof
Solar Registration Program | NJSRRE1541815485 | CLEMENTON | 8021 | 14 | 12.92 | Residential | Yes | Behind the Meter | Vivint Solar Developer, LLC | AC Electric | Accepted | 2019-08-13 | 2019-08-23 | 2020-08-23 | Hanwha Solar | Q.PEAK BLK-G5 315 | Solar Panels |  | 0.315 | 19 | 143 | 19 |  | Fixed | Roof
Solar Registration Program | NJSRRE1541815485 | CLEMENTON | 8021 | 14 | 12.92 | Residential | Yes | Behind the Meter | Vivint Solar Developer, LLC | AC Electric | Accepted | 2019-08-13 | 2019-08-23 | 2020-08-23 | Solar Edge | SE10000H-US | Inverters | 10000 |  | 1 |  |  | 0.992 |  | Outdoor | Near the Utility Meter
Solar Registration Program | NJSRRE1541820475 | Blackwood | 8012 | 14 | 12.92 | Residential | No | Behind the Meter | Pro Custom Solar dba Momentum Solar | PSE&G | Accepted | 2019-08-13 | 2019-08-23 | 2020-08-23 | HANWHA | Q.PEAK DUO BLK-G5 315 | Solar Panels |  | 0.315 | 12 | 58 | 28 |  | Fixed | Roof
Solar Registration Program | NJSRRE1541820475 | Blackwood | 8012 | 14 | 12.92 | Residential | No | Behind the Meter | Pro Custom Solar dba Momentum Solar | PSE&G | Accepted | 2019-08-13 | 2019-08-23 | 2020-08-23 | HANWHA | Q.PEAK DUO BLK-G5 315 | Solar Panels |  | 0.315 | 11 | 58 | 31 |  | Fixed | Roof
Solar Registration Program | NJSRRE1541820475 | Blackwood | 8012 | 14 | 12.92 | Residential | No | Behind the Meter | Pro Custom Solar dba Momentum Solar | PSE&G | Accepted | 2019-08-13 | 2019-08-23 | 2020-08-23 | HANWHA | Q.PEAK DUO BLK-G5 315 | Solar Panels |  | 0.315 | 8 | 238 | 30 |  | Fixed | Roof
Solar Registration Program | NJSRRE1541820475 | Blackwood | 8012 | 14 | 12.92 | Residential | No | Behind the Meter | Pro Custom Solar dba Momentum Solar | PSE&G | Accepted | 2019-08-13 | 2019-08-23 | 2020-08-23 | HANWHA | Q.PEAK DUO BLK-G5 315 | Solar Panels |  | 0.315 | 10 | 238 | 28 |  | Fixed | Roof
Solar Registration Program | NJSRRE1541820475 | Blackwood | 8012 | 14 | 12.92 | Residential | No | Behind the Meter | Pro Custom Solar dba Momentum Solar | PSE&G | Accepted | 2019-08-13 | 2019-08-23 | 2020-08-23 | Enphase Energy | IQ7-60-2-US | Inverters | 250 |  | 41 |  |  | 0.97 |  | Outdoor | Roof
Solar Registration Program | NJSRRE1541820607 | Monroe Township | 8831 | 11 | 12.92 | Residential | Yes | Behind the Meter | Pro Custom Solar dba Momentum Solar | JCP&L | Accepted | 2019-08-13 | 2019-08-23 | 2020-08-23 | Hanwha | Q.PEAK DUO BLK-G5 315 | Solar Panels |  | 0.315 | 17 | 171 | 25 |  | Fixed | Roof
Solar Registration Program | NJSRRE1541820607 | Monroe Township | 8831 | 11 | 12.92 | Residential | Yes | Behind the Meter | Pro Custom Solar dba Momentum Solar | JCP&L | Accepted | 2019-08-13 | 2019-08-23 | 2020-08-23 | Hanwha | Q.PEAK DUO BLK-G5 315 | Solar Panels |  | 0.315 | 15 | 351 | 25 |  | Fixed | Roof
Solar Registration Program | NJSRRE1541820607 | Monroe Township | 8831 | 11 | 12.92 | Residential | Yes | Behind the Meter | Pro Custom Solar dba Momentum Solar | JCP&L | Accepted | 2019-08-13 | 2019-08-23 | 2020-08-23 | Hanwha | Q.PEAK DUO BLK-G5 315 | Solar Panels |  | 0.315 | 5 | 261 | 25 |  | Fixed | Roof
Solar Registration Program | NJSRRE1541820607 | Monroe Township | 8831 | 11 | 12.92 | Residential | Yes | Behind the Meter | Pro Custom Solar dba Momentum Solar | JCP&L | Accepted | 2019-08-13 | 2019-08-23 | 2020-08-23 | Hanwha | Q.PEAK DUO BLK-G5 315 | Solar Panels |  | 0.315 | 4 | 81 | 25 |  | Fixed | Roof
Solar Registration Program | NJSRRE1541820607 | Monroe Township | 8831 | 11 | 12.92 | Residential | Yes | Behind the Meter | Pro Custom Solar dba Momentum Solar | JCP&L | Accepted | 2019-08-13 | 2019-08-23 | 2020-08-23 | Enphase Energy | IQ7-60-2-US | Inverters | 250 |  | 41 |  |  | 0.97 |  | Outdoor | 1
Solar Registration Program | NJSRRE1541883923 | Piscataway | 8854 | 11 | 12.92 | Residential | Yes | Behind the Meter | Vivint Solar Developer, LLC | PSE&G | Accepted | 2019-09-04 | 2019-09-06 | 2020-09-06 | Hanwha Solar | Q.PEAK BLK-G5 315 | Solar Panels |  | 0.315 | 27 | 330 | 21 |  | Fixed | Roof
Solar Registration Program | NJSRRE1541883923 | Piscataway | 8854 | 11 | 12.92 | Residential | Yes | Behind the Meter | Vivint Solar Developer, LLC | PSE&G | Accepted | 2019-09-04 | 2019-09-06 | 2020-09-06 | Hanwha Solar | Q.PEAK BLK-G5 315 | Solar Panels |  | 0.315 | 8 | 242 | 28 |  | Fixed | Roof
Solar Registration Program | NJSRRE1541883923 | Piscataway | 8854 | 11 | 12.92 | Residential | Yes | Behind the Meter | Vivint Solar Developer, LLC | PSE&G | Accepted | 2019-09-04 | 2019-09-06 | 2020-09-06 | Hanwha Solar | Q.PEAK BLK-G5 315 | Solar Panels |  | 0.315 | 6 | 62 | 28 |  | Fixed | Roof
Solar Registration Program | NJSRRE1541883923 | Piscataway | 8854 | 11 | 12.92 | Residential | Yes | Behind the Meter | Vivint Solar Developer, LLC | PSE&G | Accepted | 2019-09-04 | 2019-09-06 | 2020-09-06 | Solar Edge | SE3800H-US | Inverters | 3800 |  | 1 |  |  | 0.992 |  | Outdoor | Near the Utility Meter
Solar Registration Program | NJSRRE1541883923 | Piscataway | 8854 | 11 | 12.92 | Residential | Yes | Behind the Meter | Vivint Solar Developer, LLC | PSE&G | Accepted | 2019-09-04 | 2019-09-06 | 2020-09-06 | Solar Edge | SE7600H-US | Inverters | 7600 |  | 1 |  |  | 0.992 |  | Outdoor | Near the Utility Meter
Solar Registration Program | NJSRRE1541895175 | FRANKLINVILLE | 8322 | 15 | 12.92 | Residential | No | Behind the Meter | Vivint Solar Developer, LLC | AC Electric | Accepted | 2019-09-05 | 2019-09-05 | 2020-09-05 | Hanwha Solar | Q.PEAK BLK-G5 315 | Solar Panels |  | 0.315 | 9 | 220 | 36 |  | Fixed | Roof
Solar Registration Program | NJSRRE1541895175 | FRANKLINVILLE | 8322 | 15 | 12.92 | Residential | No | Behind the Meter | Vivint Solar Developer, LLC | AC Electric | Accepted | 2019-09-05 | 2019-09-05 | 2020-09-05 | Hanwha Solar | Q.PEAK BLK-G5 315 | Solar Panels |  | 0.315 | 8 | 40 | 36 |  | Fixed | Roof
Solar Registration Program | NJSRRE1541895175 | FRANKLINVILLE | 8322 | 15 | 12.92 | Residential | No | Behind the Meter | Vivint Solar Developer, LLC | AC Electric | Accepted | 2019-09-05 | 2019-09-05 | 2020-09-05 | Hanwha Solar | Q.PEAK BLK-G5 315 | Solar Panels |  | 0.315 | 4 | 310 | 36 |  | Fixed | Roof
Solar Registration Program | NJSRRE1541895175 | FRANKLINVILLE | 8322 | 15 | 12.92 | Residential | No | Behind the Meter | Vivint Solar Developer, LLC | AC Electric | Accepted | 2019-09-05 | 2019-09-05 | 2020-09-05 | Hanwha Solar | Q.PEAK BLK-G5 315 | Solar Panels |  | 0.315 | 7 | 220 | 36 |  | Fixed | Roof
Solar Registration Program | NJSRRE1541895175 | FRANKLINVILLE | 8322 | 15 | 12.92 | Residential | No | Behind the Meter | Vivint Solar Developer, LLC | AC Electric | Accepted | 2019-09-05 | 2019-09-05 | 2020-09-05 | Hanwha Solar | Q.PEAK BLK-G5 315 | Solar Panels |  | 0.315 | 5 | 40 | 36 |  | Fixed | Roof
Solar Registration Program | NJSRRE1541895175 | FRANKLINVILLE | 8322 | 15 | 12.92 | Residential | No | Behind the Meter | Vivint Solar Developer, LLC | AC Electric | Accepted | 2019-09-05 | 2019-09-05 | 2020-09-05 | Hanwha Solar | Q.PEAK BLK-G5 315 | Solar Panels |  | 0.315 | 8 | 130 | 36 |  | Fixed | Roof
Solar Registration Program | NJSRRE1541895175 | FRANKLINVILLE | 8322 | 15 | 12.92 | Residential | No | Behind the Meter | Vivint Solar Developer, LLC | AC Electric | Accepted | 2019-09-05 | 2019-09-05 | 2020-09-05 | SolarEdge Technologies | SE10000H | Inverters | 10000 |  | 1 |  |  | 0.992 |  | Outdoor | Near the Utility Meter
Solar Registration Program | NJSRRE1542190044 | Jamesburg | 8831 | 11 | 12.92 | Residential | Yes | Behind the Meter | Trinity Solar | JCP&L | Accepted | 2019-09-04 | 2019-09-06 | 2020-09-06 | Hanwha | Q.PEAK DUO BLK-G5 315 | Solar Panels |  | 0.315 | 18 | 248 | 34 |  | Fixed | Roof
Solar Registration Program | NJSRRE1542190044 | Jamesburg | 8831 | 11 | 12.92 | Residential | Yes | Behind the Meter | Trinity Solar | JCP&L | Accepted | 2019-09-04 | 2019-09-06 | 2020-09-06 | Hanwha | Q.PEAK DUO BLK-G5 315 | Solar Panels |  | 0.315 | 4 | 158 | 36 |  | Fixed | Roof
Solar Registration Program | NJSRRE1542190044 | Jamesburg | 8831 | 11 | 12.92 | Residential | Yes | Behind the Meter | Trinity Solar | JCP&L | Accepted | 2019-09-04 | 2019-09-06 | 2020-09-06 | Hanwha | Q.PEAK DUO BLK-G5 315 | Solar Panels |  | 0.315 | 19 | 68 | 34 |  | Fixed | Roof
Solar Registration Program | NJSRRE1542190044 | Jamesburg | 8831 | 11 | 12.92 | Residential | Yes | Behind the Meter | Trinity Solar | JCP&L | Accepted | 2019-09-04 | 2019-09-06 | 2020-09-06 | Solar Edge | SE10000 | Inverters | 10000 |  | 1 |  |  | 0.97 |  | Outside | side of home
Solar Registration Program | NJSRRE1542409576 | Villas | 8251 | 21 | 12.92 | Residential | Yes | Behind the Meter | Trinity Solar | AC Electric | Accepted | 2019-09-16 | 2019-09-18 | 2020-09-18 | Hanwha | Q.PEAK DUO BLK-G5 315 | Solar Panels |  | 0.315 | 25 | 124 | 14 |  | Fixed | Roof
Solar Registration Program | NJSRRE1542409576 | Villas | 8251 | 21 | 12.92 | Residential | Yes | Behind the Meter | Trinity Solar | AC Electric | Accepted | 2019-09-16 | 2019-09-18 | 2020-09-18 | Hanwha | Q.PEAK DUO BLK-G5 315 | Solar Panels |  | 0.315 | 10 | 34 | 14 |  | Fixed | Roof
Solar Registration Program | NJSRRE1542409576 | Villas | 8251 | 21 | 12.92 | Residential | Yes | Behind the Meter | Trinity Solar | AC Electric | Accepted | 2019-09-16 | 2019-09-18 | 2020-09-18 | Hanwha | Q.PEAK DUO BLK-G5 315 | Solar Panels |  | 0.315 | 6 | 124 | 23 |  | Fixed | Roof
Solar Registration Program | NJSRRE1542409576 | Villas | 8251 | 21 | 12.92 | Residential | Yes | Behind the Meter | Trinity Solar | AC Electric | Accepted | 2019-09-16 | 2019-09-18 | 2020-09-18 | Solar Edge | SE10000 | Inverters | 10000 |  | 1 |  |  | 0.97 |  | Outside | side of home
Solar Registration Program | NJSRRE1542412007 | Toms River | 8757 | 18 | 12.92 | Residential | Yes | Behind the Meter | Vivint Solar Developer, LLC | JCP&L | Accepted | 2019-09-17 | 2019-09-19 | 2020-09-19 | HANWHA SOLAR | Q.PEAK BLK-G5 315 | Solar Panels |  | 0.315 | 12 | 167 | 22 |  | Fixed | Roof
Solar Registration Program | NJSRRE1542412007 | Toms River | 8757 | 18 | 12.92 | Residential | Yes | Behind the Meter | Vivint Solar Developer, LLC | JCP&L | Accepted | 2019-09-17 | 2019-09-19 | 2020-09-19 | HANWHA SOLAR | Q.PEAK BLK-G5 315 | Solar Panels |  | 0.315 | 7 | 167 | 22 |  | Fixed | Roof
Solar Registration Program | NJSRRE1542412007 | Toms River | 8757 | 18 | 12.92 | Residential | Yes | Behind the Meter | Vivint Solar Developer, LLC | JCP&L | Accepted | 2019-09-17 | 2019-09-19 | 2020-09-19 | HANWHA SOLAR | Q.PEAK BLK-G5 315 | Solar Panels |  | 0.315 | 22 | 167 | 6 |  | Fixed | Roof
Solar Registration Program | NJSRRE1542412007 | Toms River | 8757 | 18 | 12.92 | Residential | Yes | Behind the Meter | Vivint Solar Developer, LLC | JCP&L | Accepted | 2019-09-17 | 2019-09-19 | 2020-09-19 | SOLAREDGE | SE10000H-US000BNC4 | Inverters | 10000 |  | 1 |  |  | 0.992 |  | Outdoor | Near The Utility Meter
Solar Registration Program | NJSRRE1542412318 | Williamstown | 8094 | 15 | 12.92 | Residential | No | Behind the Meter | Vivint Solar Developer, LLC | AC Electric | Accepted | 2019-09-17 | 2019-09-19 | 2020-09-19 | Hanwha Solar | Q.PEAK BLK-G5 315 | Solar Panels |  | 0.315 | 6 | 231 | 32 |  | Fixed | Roof
Solar Registration Program | NJSRRE1542412318 | Williamstown | 8094 | 15 | 12.92 | Residential | No | Behind the Meter | Vivint Solar Developer, LLC | AC Electric | Accepted | 2019-09-17 | 2019-09-19 | 2020-09-19 | Hanwha Solar | Q.PEAK BLK-G5 315 | Solar Panels |  | 0.315 | 29 | 51 | 32 |  | Fixed | Roof
Solar Registration Program | NJSRRE1542412318 | Williamstown | 8094 | 15 | 12.92 | Residential | No | Behind the Meter | Vivint Solar Developer, LLC | AC Electric | Accepted | 2019-09-17 | 2019-09-19 | 2020-09-19 | Hanwha Solar | Q.PEAK BLK-G5 315 | Solar Panels |  | 0.315 | 6 | 231 | 32 |  | Fixed | Roof
Solar Registration Program | NJSRRE1542412318 | Williamstown | 8094 | 15 | 12.92 | Residential | No | Behind the Meter | Vivint Solar Developer, LLC | AC Electric | Accepted | 2019-09-17 | 2019-09-19 | 2020-09-19 | SolarEdge | SE10000H-US | Inverters | 10000 |  | 1 |  |  | 0.992 |  | Outdoor | Near the Utility Meter
Solar Registration Program | NJSRRE1542412756 | Holmdel | 7733 | 17 | 12.92 | Residential | No | Behind the Meter | Pro Custom Solar dba Momentum Solar | JCP&L | Accepted | 2019-09-17 | 2019-09-20 | 2020-09-20 | HANWHA | Q.PEAK DUO BLK-G5 315 | Solar Panels |  | 0.315 | 3 | 182 | 43 |  | Fixed | Roof
Solar Registration Program | NJSRRE1542412756 | Holmdel | 7733 | 17 | 12.92 | Residential | No | Behind the Meter | Pro Custom Solar dba Momentum Solar | JCP&L | Accepted | 2019-09-17 | 2019-09-20 | 2020-09-20 | HANWHA | Q.PEAK DUO BLK-G5 315 | Solar Panels |  | 0.315 | 38 | 272 | 30 |  | Fixed | Roof
Solar Registration Program | NJSRRE1542412756 | Holmdel | 7733 | 17 | 12.92 | Residential | No | Behind the Meter | Pro Custom Solar dba Momentum Solar | JCP&L | Accepted | 2019-09-17 | 2019-09-20 | 2020-09-20 | Enphase Energy | IQ6-60-2-US | Inverters | 240 |  | 41 |  |  | 0.97 |  | Outdoor | Roof
Solar Registration Program | NJSRRE1542494065 | Clifton | 7012 | 6 | 12.92 | Residential | Yes | Behind the Meter | Vivint Solar Developer, LLC | PSE&G | Accepted | 2019-10-02 | 2019-10-04 | 2020-10-04 | HANWHA SOLAR | Q.PEAK BLK-G5 315 | Solar Panels |  | 0.315 | 10 | 42 | 29 |  | Fixed | Roof
Solar Registration Program | NJSRRE1542494065 | Clifton | 7012 | 6 | 12.92 | Residential | Yes | Behind the Meter | Vivint Solar Developer, LLC | PSE&G | Accepted | 2019-10-02 | 2019-10-04 | 2020-10-04 | HANWHA SOLAR | Q.PEAK BLK-G5 315 | Solar Panels |  | 0.315 | 4 | 42 | 18 |  | Fixed | Roof
Solar Registration Program | NJSRRE1542494065 | Clifton | 7012 | 6 | 12.92 | Residential | Yes | Behind the Meter | Vivint Solar Developer, LLC | PSE&G | Accepted | 2019-10-02 | 2019-10-04 | 2020-10-04 | HANWHA SOLAR | Q.PEAK BLK-G5 315 | Solar Panels |  | 0.315 | 27 | 222 | 29 |  | Fixed | Roof
Solar Registration Program | NJSRRE1542494065 | Clifton | 7012 | 6 | 12.92 | Residential | Yes | Behind the Meter | Vivint Solar Developer, LLC | PSE&G | Accepted | 2019-10-02 | 2019-10-04 | 2020-10-04 | solar edge | SE10000H-US | Inverters | 10000 |  | 1 |  |  | 0.992 |  | Outdoor | near utility meter
Solar Registration Program | NJSRRE1542500739 | Monroe Township | 8094 | 15 | 12.92 | Residential | Yes | Behind the Meter | Suntuity Solar LLC | AC Electric | Accepted | 2019-10-03 | 2019-10-08 | 2020-10-08 | Yingli Green Energy | YL315D-30b | Solar Panels |  | 0.315 | 11 | 125 | 10 |  | Fixed | Roof
Solar Registration Program | NJSRRE1542500739 | Monroe Township | 8094 | 15 | 12.92 | Residential | Yes | Behind the Meter | Suntuity Solar LLC | AC Electric | Accepted | 2019-10-03 | 2019-10-08 | 2020-10-08 | Yingli Green Energy | YL315D-30b | Solar Panels |  | 0.315 | 8 | 34 | 20 |  | Fixed | Roof
Solar Registration Program | NJSRRE1542500739 | Monroe Township | 8094 | 15 | 12.92 | Residential | Yes | Behind the Meter | Suntuity Solar LLC | AC Electric | Accepted | 2019-10-03 | 2019-10-08 | 2020-10-08 | Yingli Green Energy | YL315D-30b | Solar Panels |  | 0.315 | 11 | 214 | 20 |  | Fixed | Roof
Solar Registration Program | NJSRRE1542500739 | Monroe Township | 8094 | 15 | 12.92 | Residential | Yes | Behind the Meter | Suntuity Solar LLC | AC Electric | Accepted | 2019-10-03 | 2019-10-08 | 2020-10-08 | Yingli Green Energy | YL315D-30b | Solar Panels |  | 0.315 | 5 | 125 | 35 |  | Fixed | Roof
Solar Registration Program | NJSRRE1542500739 | Monroe Township | 8094 | 15 | 12.92 | Residential | Yes | Behind the Meter | Suntuity Solar LLC | AC Electric | Accepted | 2019-10-03 | 2019-10-08 | 2020-10-08 | Yingli Green Energy | YL315D-30b | Solar Panels |  | 0.315 | 6 | 125 | 20 |  | Fixed | Roof
Solar Registration Program | NJSRRE1542500739 | Monroe Township | 8094 | 15 | 12.92 | Residential | Yes | Behind the Meter | Suntuity Solar LLC | AC Electric | Accepted | 2019-10-03 | 2019-10-08 | 2020-10-08 | Enphase Energy | IQ7-60-2-US | Inverters | 240 |  | 41 |  |  | 0.97 |  | Outdoor | Behind the PV Modules
Solar Registration Program | NJSRRE1542527780 | Woodbridge Township | 7067 | 10 | 12.92 | Residential | No | Behind the Meter | Suntuity Solar LLC | PSE&G | Accepted | 2019-10-11 | 2019-10-15 | 2020-10-15 | Yingli Green Energy | YL315D-30b | Solar Panels |  | 0.315 | 35 | 96 | 27 |  | Fixed | Roof
Solar Registration Program | NJSRRE1542527780 | Woodbridge Township | 7067 | 10 | 12.92 | Residential | No | Behind the Meter | Suntuity Solar LLC | PSE&G | Accepted | 2019-10-11 | 2019-10-15 | 2020-10-15 | Yingli Green Energy | YL315D-30b | Solar Panels |  | 0.315 | 6 | 186 | 27 |  | Fixed | Roof
Solar Registration Program | NJSRRE1542527780 | Woodbridge Township | 7067 | 10 | 12.92 | Residential | No | Behind the Meter | Suntuity Solar LLC | PSE&G | Accepted | 2019-10-11 | 2019-10-15 | 2020-10-15 | Enphase Energy | IQ7-60-2-US | Inverters | 240 |  | 41 |  |  | 0.97 |  | Outdoor | Behind the PV Modules
Solar Registration Program | NJSRRE1542568731 | Medford | 8055 | 13 | 12.92 | Non Profit | No | Behind the Meter | Powell Energy and Solar | PSE&G | Accepted | 2019-10-21 | 2019-10-28 | 2020-10-28 | Axitec | AC310M | Solar Panels |  | 0.315 | 41 | 266 | 45 |  | Fixed | Roof
Solar Registration Program | NJSRRE1542568731 | Medford | 8055 | 13 | 12.92 | Non Profit | No | Behind the Meter | Powell Energy and Solar | PSE&G | Accepted | 2019-10-21 | 2019-10-28 | 2020-10-28 | Solaredge | SE9KUS | Inverters | 9000 |  | 1 |  |  | 0.965 |  | Outside | at Meter
Solar Registration Program | NJSRRE1542584503 | Roebling | 8554 | 13 | 12.92 | Residential | No | Behind the Meter | Trinity Solar | PSE&G | Accepted | 2019-10-25 | 2019-10-29 | 2020-10-29 | HANWHA | Q.PEAK DUO BLK-G5 315 | Solar Panels |  | 0.315 | 10 | 294 | 34 |  | Fixed | Roof
Solar Registration Program | NJSRRE1542584503 | Roebling | 8554 | 13 | 12.92 | Residential | No | Behind the Meter | Trinity Solar | PSE&G | Accepted | 2019-10-25 | 2019-10-29 | 2020-10-29 | HANWHA | Q.PEAK DUO BLK-G5 315 | Solar Panels |  | 0.315 | 19 | 114 | 34 |  | Fixed | Roof
Solar Registration Program | NJSRRE1542584503 | Roebling | 8554 | 13 | 12.92 | Residential | No | Behind the Meter | Trinity Solar | PSE&G | Accepted | 2019-10-25 | 2019-10-29 | 2020-10-29 | HANWHA | Q.PEAK DUO BLK-G5 315 | Solar Panels |  | 0.315 | 12 | 114 | 18 |  | Fixed | Roof
Solar Registration Program | NJSRRE1542584503 | Roebling | 8554 | 13 | 12.92 | Residential | No | Behind the Meter | Trinity Solar | PSE&G | Accepted | 2019-10-25 | 2019-10-29 | 2020-10-29 | Solar Edge | SE10000H-US000BNC4 | Inverters | 10000 |  | 1 |  |  | 0.97 |  | Outdoor | side of home
Solar Registration Program | NJSRRE1542851488 | Bayville | 8721 | 18 | 12.92 | Residential | Yes | Behind the Meter | Pro Custom Solar dba Momentum Solar | JCP&L | Accepted | 2019-10-31 | 2019-11-04 | 2020-11-04 | HANWHA | Q.PEAK DUO BLK-G5 315 | Solar Panels |  | 0.315 | 6 | 200 | 30 |  | Fixed | Roof
Solar Registration Program | NJSRRE1542851488 | Bayville | 8721 | 18 | 12.92 | Residential | Yes | Behind the Meter | Pro Custom Solar dba Momentum Solar | JCP&L | Accepted | 2019-10-31 | 2019-11-04 | 2020-11-04 | HANWHA | Q.PEAK DUO BLK-G5 315 | Solar Panels |  | 0.315 | 35 | 110 | 37 |  | Fixed | Roof
Solar Registration Program | NJSRRE1542851488 | Bayville | 8721 | 18 | 12.92 | Residential | Yes | Behind the Meter | Pro Custom Solar dba Momentum Solar | JCP&L | Accepted | 2019-10-31 | 2019-11-04 | 2020-11-04 | Enphase Energy | IQ7-60-2-US | Inverters | 250 |  | 41 |  |  | 0.97 |  | Outdoor | Roof
Solar Registration Program | NJSRRE1542911455 | Montague | 7827 | 1 | 12.92 | Residential | Yes | Behind the Meter | Suntuity Solar LLC | JCP&L | Accepted | 2019-11-05 | 2019-11-06 | 2020-11-06 | Yingli Green Energy | YL315D-30b | Solar Panels |  | 0.315 | 11 | 214 | 25 |  | Fixed | Roof
Solar Registration Program | NJSRRE1542911455 | Montague | 7827 | 1 | 12.92 | Residential | Yes | Behind the Meter | Suntuity Solar LLC | JCP&L | Accepted | 2019-11-05 | 2019-11-06 | 2020-11-06 | Yingli Green Energy | YL315D-30b | Solar Panels |  | 0.315 | 9 | 214 | 25 |  | Fixed | Roof
Solar Registration Program | NJSRRE1542911455 | Montague | 7827 | 1 | 12.92 | Residential | Yes | Behind the Meter | Suntuity Solar LLC | JCP&L | Accepted | 2019-11-05 | 2019-11-06 | 2020-11-06 | Yingli Green Energy | YL315D-30b | Solar Panels |  | 0.315 | 7 | 214 | 32 |  | Fixed | Roof
Solar Registration Program | NJSRRE1542911455 | Montague | 7827 | 1 | 12.92 | Residential | Yes | Behind the Meter | Suntuity Solar LLC | JCP&L | Accepted | 2019-11-05 | 2019-11-06 | 2020-11-06 | Yingli Green Energy | YL315D-30b | Solar Panels |  | 0.315 | 14 | 34 | 25 |  | Fixed | Roof
Solar Registration Program | NJSRRE1542911455 | Montague | 7827 | 1 | 12.92 | Residential | Yes | Behind the Meter | Suntuity Solar LLC | JCP&L | Accepted | 2019-11-05 | 2019-11-06 | 2020-11-06 | Enphase Energy | IQ7-60-2-US | Inverters | 240 |  | 41 |  |  | 0.97 |  | Outdoor | Behind the PV Modules
Solar Registration Program | NJSRRE1542956698 | Freehold | 7728 | 17 | 12.92 | Residential | Yes | Behind the Meter | Trinity Solar | JCP&L | Accepted | 2019-11-05 | 2019-11-07 | 2020-11-07 | HANWHA | Q.PEAK DUO BLK-G5 315 | Solar Panels |  | 0.315 | 31 | 231 | 18 |  | Fixed | Roof
Solar Registration Program | NJSRRE1542956698 | Freehold | 7728 | 17 | 12.92 | Residential | Yes | Behind the Meter | Trinity Solar | JCP&L | Accepted | 2019-11-05 | 2019-11-07 | 2020-11-07 | HANWHA | Q.PEAK DUO BLK-G5 315 | Solar Panels |  | 0.315 | 10 | 231 | 18 |  | Fixed | Roof
Solar Registration Program | NJSRRE1542956698 | Freehold | 7728 | 17 | 12.92 | Residential | Yes | Behind the Meter | Trinity Solar | JCP&L | Accepted | 2019-11-05 | 2019-11-07 | 2020-11-07 | SOLAR EDGE | SE10000H-US | Inverters | 10000 |  | 1 |  |  | 0.97 |  | Outdoor | SIDE
Solar Registration Program | NJSRRE1543029392 | STAFFORD TOWNSHIP | 8050 | 18 | 12.92 | Residential | Yes | Behind the Meter | Vivint Solar Developer, LLC | AC Electric | Accepted | 2019-11-09 | 2019-11-11 | 2020-11-11 | HANWHA SOLAR | Q.PEAK BLK-G5 315 | Solar Panels |  | 0.315 | 33 | 345 | 26 |  | Fixed | Roof
Solar Registration Program | NJSRRE1543029392 | STAFFORD TOWNSHIP | 8050 | 18 | 12.92 | Residential | Yes | Behind the Meter | Vivint Solar Developer, LLC | AC Electric | Accepted | 2019-11-09 | 2019-11-11 | 2020-11-11 | HANWHA SOLAR | Q.PEAK BLK-G5 315 | Solar Panels |  | 0.315 | 8 | 165 | 26 |  | Fixed | Roof
Solar Registration Program | NJSRRE1543029392 | STAFFORD TOWNSHIP | 8050 | 18 | 12.92 | Residential | Yes | Behind the Meter | Vivint Solar Developer, LLC | AC Electric | Accepted | 2019-11-09 | 2019-11-11 | 2020-11-11 | Solar Edge | SE10000H-US000BNC4 | Inverters | 10000 |  | 1 |  |  | 0.992 |  | Outdoor | Near the Utility Meter
Solar Registration Program | NJSRRE1543040828 | Mount Laurel | 8054 | 13 | 12.92 | Residential | No | Behind the Meter | Trinity Solar | PSE&G | Accepted | 2019-11-06 | 2019-11-08 | 2020-11-08 | Hanwha | Q.PEAK DUO BLK-G5 315 | Solar Panels |  | 0.315 | 14 | 284 | 23 |  | Fixed | Roof
Solar Registration Program | NJSRRE1543040828 | Mount Laurel | 8054 | 13 | 12.92 | Residential | No | Behind the Meter | Trinity Solar | PSE&G | Accepted | 2019-11-06 | 2019-11-08 | 2020-11-08 | Hanwha | Q.PEAK DUO BLK-G5 315 | Solar Panels |  | 0.315 | 19 | 104 | 23 |  | Fixed | Roof
Solar Registration Program | NJSRRE1543040828 | Mount Laurel | 8054 | 13 | 12.92 | Residential | No | Behind the Meter | Trinity Solar | PSE&G | Accepted | 2019-11-06 | 2019-11-08 | 2020-11-08 | Solar Edge | SE10000 | Inverters | 10000 |  | 1 |  |  | 0.97 |  | Outside | side of home
Solar Registration Program | NJSRRE1543040828 | Mount Laurel | 8054 | 13 | 12.92 | Residential | No | Behind the Meter | Trinity Solar | PSE&G | Accepted | 2019-11-06 | 2019-11-08 | 2020-11-08 | Hanwha | Q.PEAK DUO BLK-G5 315 | Solar Panels |  | 0.315 | 8 | 194 | 23 |  | Fixed | Roof
Solar Registration Program | NJSRRE1543056627 | Pennsauken | 8110 | 14 | 12.92 | Residential | Yes | Behind the Meter | Vivint Solar Developer, LLC | PSE&G | Accepted | 2019-11-08 | 2019-11-12 | 2020-11-12 | Hanwha | Q.PEAK BLK-G5 315 | Solar Panels |  | 0.315 | 15 | 239 | 22 |  | Fixed | Roof
Solar Registration Program | NJSRRE1543056627 | Pennsauken | 8110 | 14 | 12.92 | Residential | Yes | Behind the Meter | Vivint Solar Developer, LLC | PSE&G | Accepted | 2019-11-08 | 2019-11-12 | 2020-11-12 | Hanwha | Q.PEAK BLK-G5 315 | Solar Panels |  | 0.315 | 11 | 239 | 22 |  | Fixed | Roof
Solar Registration Program | NJSRRE1543056627 | Pennsauken | 8110 | 14 | 12.92 | Residential | Yes | Behind the Meter | Vivint Solar Developer, LLC | PSE&G | Accepted | 2019-11-08 | 2019-11-12 | 2020-11-12 | Hanwha | Q.PEAK BLK-G5 315 | Solar Panels |  | 0.315 | 15 | 59 | 22 |  | Fixed | Roof
Solar Registration Program | NJSRRE1543056627 | Pennsauken | 8110 | 14 | 12.92 | Residential | Yes | Behind the Meter | Vivint Solar Developer, LLC | PSE&G | Accepted | 2019-11-08 | 2019-11-12 | 2020-11-12 | Solar Edge | SE10000H-US000BNC4 | Inverters | 10000 |  | 1 |  |  | 0.992 |  | Outdoor | Near the utility meter
Solar Registration Program | NJSRRE1543060792 | Millville | 8332 | 20 | 12.92 | Residential | Yes | Behind the Meter | Vivint Solar Developer, LLC | AC Electric | Accepted | 2019-11-08 | 2019-11-13 | 2020-11-13 | HANWHA SOLAR | Q.PEAK BLK-G5 315 | Solar Panels |  | 0.315 | 24 | 265 | 14 |  | Fixed | Roof
Solar Registration Program | NJSRRE1543060792 | Millville | 8332 | 20 | 12.92 | Residential | Yes | Behind the Meter | Vivint Solar Developer, LLC | AC Electric | Accepted | 2019-11-08 | 2019-11-13 | 2020-11-13 | HANWHA SOLAR | Q.PEAK BLK-G5 315 | Solar Panels |  | 0.315 | 17 | 85 | 14 |  | Fixed | Roof
Solar Registration Program | NJSRRE1543060792 | Millville | 8332 | 20 | 12.92 | Residential | Yes | Behind the Meter | Vivint Solar Developer, LLC | AC Electric | Accepted | 2019-11-08 | 2019-11-13 | 2020-11-13 | SOLAREDGE | SE10000H-US000BNC4 | Inverters | 10000 |  | 1 |  |  | 0.992 |  | Outdoor | Near the Utility Meter
Solar Registration Program | NJSRRE1543065426 | Perth Amboy | 8861 | 11 | 12.92 | Residential | Yes | Behind the Meter | Pro Custom Solar dba Momentum Solar | PSE&G | Accepted | 2019-11-11 | 2019-11-13 | 2020-11-13 | HANWHA | Q.PEAK DUO BLK-G5 315 | Solar Panels |  | 0.315 | 6 | 203 | 9 |  | Fixed | Roof
Solar Registration Program | NJSRRE1543065426 | Perth Amboy | 8861 | 11 | 12.92 | Residential | Yes | Behind the Meter | Pro Custom Solar dba Momentum Solar | PSE&G | Accepted | 2019-11-11 | 2019-11-13 | 2020-11-13 | HANWHA | Q.PEAK DUO BLK-G5 315 | Solar Panels |  | 0.315 | 18 | 293 | 32 |  | Fixed | Roof
Solar Registration Program | NJSRRE1543065426 | Perth Amboy | 8861 | 11 | 12.92 | Residential | Yes | Behind the Meter | Pro Custom Solar dba Momentum Solar | PSE&G | Accepted | 2019-11-11 | 2019-11-13 | 2020-11-13 | HANWHA | Q.PEAK DUO BLK-G5 315 | Solar Panels |  | 0.315 | 5 | 23 | 35 |  | Fixed | Roof
Solar Registration Program | NJSRRE1543065426 | Perth Amboy | 8861 | 11 | 12.92 | Residential | Yes | Behind the Meter | Pro Custom Solar dba Momentum Solar | PSE&G | Accepted | 2019-11-11 | 2019-11-13 | 2020-11-13 | HANWHA | Q.PEAK DUO BLK-G5 315 | Solar Panels |  | 0.315 | 6 | 112 | 5 |  | Fixed | Roof
Solar Registration Program | NJSRRE1543065426 | Perth Amboy | 8861 | 11 | 12.92 | Residential | Yes | Behind the Meter | Pro Custom Solar dba Momentum Solar | PSE&G | Accepted | 2019-11-11 | 2019-11-13 | 2020-11-13 | HANWHA | Q.PEAK DUO BLK-G5 315 | Solar Panels |  | 0.315 | 6 | 113 | 35 |  | Fixed | Roof
Solar Registration Program | NJSRRE1543065426 | Perth Amboy | 8861 | 11 | 12.92 | Residential | Yes | Behind the Meter | Pro Custom Solar dba Momentum Solar | PSE&G | Accepted | 2019-11-11 | 2019-11-13 | 2020-11-13 | Enphase Energy | IQ6-60-2-US | Inverters | 240 |  | 39 |  |  | 0.97 |  | Outdoor | Roof
Solar Registration Program | NJSRRE1543436896 | Port Monmouth | 7758 | 17 | 12.92 | Residential | Yes | Behind the Meter | Trinity Solar | JCP&L | Accepted | 2019-11-22 | 2019-11-26 | 2020-11-26 | Hanwha | Q.PEAK DUO BLK-G5 315 | Solar Panels |  | 0.315 | 27 | 72 | 34 |  | Fixed | Roof
Solar Registration Program | NJSRRE1543436896 | Port Monmouth | 7758 | 17 | 12.92 | Residential | Yes | Behind the Meter | Trinity Solar | JCP&L | Accepted | 2019-11-22 | 2019-11-26 | 2020-11-26 | Hanwha | Q.PEAK DUO BLK-G5 315 | Solar Panels |  | 0.315 | 3 | 342 | 45 |  | Fixed | Roof
Solar Registration Program | NJSRRE1543436896 | Port Monmouth | 7758 | 17 | 12.92 | Residential | Yes | Behind the Meter | Trinity Solar | JCP&L | Accepted | 2019-11-22 | 2019-11-26 | 2020-11-26 | Hanwha | Q.PEAK DUO BLK-G5 315 | Solar Panels |  | 0.315 | 8 | 252 | 34 |  | Fixed | Roof
Solar Registration Program | NJSRRE1543436896 | Port Monmouth | 7758 | 17 | 12.92 | Residential | Yes | Behind the Meter | Trinity Solar | JCP&L | Accepted | 2019-11-22 | 2019-11-26 | 2020-11-26 | Hanwha | Q.PEAK DUO BLK-G5 315 | Solar Panels |  | 0.315 | 3 | 162 | 45 |  | Fixed | Roof
Solar Registration Program | NJSRRE1543436896 | Port Monmouth | 7758 | 17 | 12.92 | Residential | Yes | Behind the Meter | Trinity Solar | JCP&L | Accepted | 2019-11-22 | 2019-11-26 | 2020-11-26 | Solar Edge | SE10000 | Inverters | 10000 |  | 1 |  |  | 0.97 |  | Outside | side of home
Solar Registration Program | NJSRRE1543443028 | SEWELL | 8080 | 15 | 12.92 | Residential | No | Behind the Meter | Vivint Solar Developer, LLC | AC Electric | Accepted | 2019-11-29 | 2019-12-02 | 2020-12-02 | Hanwha Solar | Q.PEAK BLK-G5 315 | Solar Panels |  | 0.315 | 12 | 181 | 33 |  | Fixed | Roof
Solar Registration Program | NJSRRE1543443028 | SEWELL | 8080 | 15 | 12.92 | Residential | No | Behind the Meter | Vivint Solar Developer, LLC | AC Electric | Accepted | 2019-11-29 | 2019-12-02 | 2020-12-02 | Hanwha Solar | Q.PEAK BLK-G5 315 | Solar Panels |  | 0.315 | 29 | 181 | 32 |  | Fixed | Roof
Solar Registration Program | NJSRRE1543443028 | SEWELL | 8080 | 15 | 12.92 | Residential | No | Behind the Meter | Vivint Solar Developer, LLC | AC Electric | Accepted | 2019-11-29 | 2019-12-02 | 2020-12-02 | Solar Edge | SE10000H-US | Inverters | 10000 |  | 1 |  |  | 0.992 |  | Outdoor | near utility meter
Solar Registration Program | NJSRRE1543451466 | Dumont | 7628 | 7 | 12.92 | Residential | No | Behind the Meter | Trinity Solar | PSE&G | Accepted | 2019-11-27 | 2019-12-03 | 2020-12-03 | Hanwha | Q.PEAK DUO BLK-G5 315 | Solar Panels |  | 0.315 | 20 | 180 | 23 |  | Fixed | Roof
Solar Registration Program | NJSRRE1543451466 | Dumont | 7628 | 7 | 12.92 | Residential | No | Behind the Meter | Trinity Solar | PSE&G | Accepted | 2019-11-27 | 2019-12-03 | 2020-12-03 | Hanwha | Q.PEAK DUO BLK-G5 315 | Solar Panels |  | 0.315 | 6 | 0 | 23 |  | Fixed | Roof
Solar Registration Program | NJSRRE1543451466 | Dumont | 7628 | 7 | 12.92 | Residential | No | Behind the Meter | Trinity Solar | PSE&G | Accepted | 2019-11-27 | 2019-12-03 | 2020-12-03 | Hanwha | Q.PEAK DUO BLK-G5 315 | Solar Panels |  | 0.315 | 8 | 270 | 20 |  | Fixed | Roof
Solar Registration Program | NJSRRE1543451466 | Dumont | 7628 | 7 | 12.92 | Residential | No | Behind the Meter | Trinity Solar | PSE&G | Accepted | 2019-11-27 | 2019-12-03 | 2020-12-03 | Hanwha | Q.PEAK DUO BLK-G5 315 | Solar Panels |  | 0.315 | 7 | 90 | 20 |  | Fixed | Roof
Solar Registration Program | NJSRRE1543451466 | Dumont | 7628 | 7 | 12.92 | Residential | No | Behind the Meter | Trinity Solar | PSE&G | Accepted | 2019-11-27 | 2019-12-03 | 2020-12-03 | Solar Edge | SE10000 | Inverters | 10000 |  | 1 |  |  | 0.97 |  | Outside | side of home
Solar Registration Program | NJSRRE1543463396 | Freehold | 7728 | 17 | 12.92 | Residential | No | Behind the Meter | Advanced Solar & Energy Solutions, LLC | JCP&L | Accepted | 2019-12-06 | 2019-12-06 | 2020-12-06 | Trina Solar | TSM315w | Solar Panels |  | 0.315 | 41 | 210 | 19 |  | Fixed | Roof
Solar Registration Program | NJSRRE1543463396 | Freehold | 7728 | 17 | 12.92 | Residential | No | Behind the Meter | Advanced Solar & Energy Solutions, LLC | JCP&L | Accepted | 2019-12-06 | 2019-12-06 | 2020-12-06 | Solar Edge | SE11400a-US | Inverters | 11400 |  | 1 |  |  | 0.97 |  | Indoor | garage
Solar Registration Program | NJSRRE1543478103 | Lincoln Park | 7035 | 3 | 12.92 | Residential | Yes | Behind the Meter | Pro Custom Solar dba Momentum Solar | JCP&L | Accepted | 2019-12-04 | 2019-12-06 | 2020-12-06 | Hanwha | Q.Peak DUO BLK-G5 315 | Solar Panels |  | 0.315 | 27 | 81 | 18 |  | Fixed | Roof
Solar Registration Program | NJSRRE1543478103 | Lincoln Park | 7035 | 3 | 12.92 | Residential | Yes | Behind the Meter | Pro Custom Solar dba Momentum Solar | JCP&L | Accepted | 2019-12-04 | 2019-12-06 | 2020-12-06 | Hanwha | Q.Peak DUO BLK-G5 315 | Solar Panels |  | 0.315 | 14 | 261 | 18 |  | Fixed | Roof
Solar Registration Program | NJSRRE1543478103 | Lincoln Park | 7035 | 3 | 12.92 | Residential | Yes | Behind the Meter | Pro Custom Solar dba Momentum Solar | JCP&L | Accepted | 2019-12-04 | 2019-12-06 | 2020-12-06 | Enphase Energy | IQ6-60-2-US | Inverters | 240 |  | 41 |  |  | 0.97 |  | Outdoor | Roof
Solar Registration Program | NJSRRE1543497750 | Toms River | 8753 | 18 | 12.92 | Residential | Yes | Behind the Meter | Pro Custom Solar dba Momentum Solar | JCP&L | Accepted | 2019-12-06 | 2019-12-10 | 2020-12-10 | HANWHA | Q.PEAK DUO BLK-G5 315 | Solar Panels |  | 0.315 | 25 | 271 | 21 |  | Fixed | Roof
Solar Registration Program | NJSRRE1543497750 | Toms River | 8753 | 18 | 12.92 | Residential | Yes | Behind the Meter | Pro Custom Solar dba Momentum Solar | JCP&L | Accepted | 2019-12-06 | 2019-12-10 | 2020-12-10 | HANWHA | Q.PEAK DUO BLK-G5 315 | Solar Panels |  | 0.315 | 16 | 91 | 21 |  | Fixed | Roof
Solar Registration Program | NJSRRE1543497750 | Toms River | 8753 | 18 | 12.92 | Residential | Yes | Behind the Meter | Pro Custom Solar dba Momentum Solar | JCP&L | Accepted | 2019-12-06 | 2019-12-10 | 2020-12-10 | Enphase Energy | IQ6-60-2-US | Inverters | 240 |  | 41 |  |  | 0.97 |  | Outdoor | Roof
Solar Registration Program | NJSRRE1543501544 | Marmora | 8223 | 21 | 12.92 | Residential | Yes | Behind the Meter | Trinity Solar | AC Electric | Accepted | 2019-12-09 | 2019-12-11 | 2020-12-11 | Hanwha | Q.PEAK DUO BLK-G5 315 | Solar Panels |  | 0.315 | 10 | 221 | 27 |  | Fixed | Roof
Solar Registration Program | NJSRRE1543501544 | Marmora | 8223 | 21 | 12.92 | Residential | Yes | Behind the Meter | Trinity Solar | AC Electric | Accepted | 2019-12-09 | 2019-12-11 | 2020-12-11 | Hanwha | Q.PEAK DUO BLK-G5 315 | Solar Panels |  | 0.315 | 10 | 131 | 27 |  | Fixed | Roof
Solar Registration Program | NJSRRE1543501544 | Marmora | 8223 | 21 | 12.92 | Residential | Yes | Behind the Meter | Trinity Solar | AC Electric | Accepted | 2019-12-09 | 2019-12-11 | 2020-12-11 | Hanwha | Q.PEAK DUO BLK-G5 315 | Solar Panels |  | 0.315 | 11 | 221 | 27 |  | Fixed | Roof
Solar Registration Program | NJSRRE1543501544 | Marmora | 8223 | 21 | 12.92 | Residential | Yes | Behind the Meter | Trinity Solar | AC Electric | Accepted | 2019-12-09 | 2019-12-11 | 2020-12-11 | Hanwha | Q.PEAK DUO BLK-G5 315 | Solar Panels |  | 0.315 | 7 | 311 | 27 |  | Fixed | Roof
Solar Registration Program | NJSRRE1543501544 | Marmora | 8223 | 21 | 12.92 | Residential | Yes | Behind the Meter | Trinity Solar | AC Electric | Accepted | 2019-12-09 | 2019-12-11 | 2020-12-11 | Hanwha | Q.PEAK DUO BLK-G5 315 | Solar Panels |  | 0.315 | 3 | 221 | 27 |  | Fixed | Roof
Solar Registration Program | NJSRRE1543501544 | Marmora | 8223 | 21 | 12.92 | Residential | Yes | Behind the Meter | Trinity Solar | AC Electric | Accepted | 2019-12-09 | 2019-12-11 | 2020-12-11 | Solar Edge | SE10000 | Inverters | 10000 |  | 1 |  |  | 0.97 |  | Outside | side of home
Solar Registration Program | NJSRRE1543555635 | Merchantville | 8109 | 14 | 12.92 | Residential | Yes | Behind the Meter | Vivint Solar Developer, LLC | PSE&G | Accepted | 2019-12-17 | 2019-12-20 | 2020-12-20 | Hanwha Solar | Q.PEAK BLK-G5 315 | Solar Panels |  | 0.315 | 10 | 30 | 23 |  | Fixed | Roof
Solar Registration Program | NJSRRE1543555635 | Merchantville | 8109 | 14 | 12.92 | Residential | Yes | Behind the Meter | Vivint Solar Developer, LLC | PSE&G | Accepted | 2019-12-17 | 2019-12-20 | 2020-12-20 | Hanwha Solar | Q.PEAK BLK-G5 315 | Solar Panels |  | 0.315 | 9 | 210 | 23 |  | Fixed | Roof
Solar Registration Program | NJSRRE1543555635 | Merchantville | 8109 | 14 | 12.92 | Residential | Yes | Behind the Meter | Vivint Solar Developer, LLC | PSE&G | Accepted | 2019-12-17 | 2019-12-20 | 2020-12-20 | Hanwha Solar | Q.PEAK BLK-G5 315 | Solar Panels |  | 0.315 | 12 | 30 | 23 |  | Fixed | Roof
Solar Registration Program | NJSRRE1543555635 | Merchantville | 8109 | 14 | 12.92 | Residential | Yes | Behind the Meter | Vivint Solar Developer, LLC | PSE&G | Accepted | 2019-12-17 | 2019-12-20 | 2020-12-20 | Hanwha Solar | Q.PEAK BLK-G5 315 | Solar Panels |  | 0.315 | 10 | 210 | 23 |  | Fixed | Roof
Solar Registration Program | NJSRRE1543555635 | Merchantville | 8109 | 14 | 12.92 | Residential | Yes | Behind the Meter | Vivint Solar Developer, LLC | PSE&G | Accepted | 2019-12-17 | 2019-12-20 | 2020-12-20 | SolarEdge | SE10000H-US | Inverters | 10000 |  | 1 |  |  | 0.992 |  | Outdoor | Near the Utility Meter
Solar Registration Program | NJSRRE1543555639 | Ewing Township | 8628 | 12 | 12.92 | Residential | No | Behind the Meter | Trinity Solar | PSE&G | Accepted | 2019-12-17 | 2019-12-20 | 2020-12-20 | HANWHA | Q.PEAK DUO BLK-G5 315 | Solar Panels |  | 0.315 | 41 | 173 | 30 |  | Fixed | Roof
Solar Registration Program | NJSRRE1543555639 | Ewing Township | 8628 | 12 | 12.92 | Residential | No | Behind the Meter | Trinity Solar | PSE&G | Accepted | 2019-12-17 | 2019-12-20 | 2020-12-20 | SOLAR EDGE | SE10000H-US | Inverters | 10000 |  | 1 |  |  | 0.97 |  | Outside | SIDE OF HOME
Solar Registration Program | NJSRRE1543565414 | Clifton | 7012 | 6 | 12.92 | Residential | Yes | Behind the Meter | Vivint Solar Developer, LLC | PSE&G | Accepted | 2019-12-18 | 2019-12-23 | 2020-12-23 | HANWHA SOLAR | Q.PEAK BLK-G5 315 | Solar Panels |  | 0.315 | 14 | 285 | 19 |  | Fixed | Roof
Solar Registration Program | NJSRRE1543565414 | Clifton | 7012 | 6 | 12.92 | Residential | Yes | Behind the Meter | Vivint Solar Developer, LLC | PSE&G | Accepted | 2019-12-18 | 2019-12-23 | 2020-12-23 | HANWHA SOLAR | Q.PEAK BLK-G5 315 | Solar Panels |  | 0.315 | 27 | 105 | 19 |  | Fixed | Roof
Solar Registration Program | NJSRRE1543565414 | Clifton | 7012 | 6 | 12.92 | Residential | Yes | Behind the Meter | Vivint Solar Developer, LLC | PSE&G | Accepted | 2019-12-18 | 2019-12-23 | 2020-12-23 | SOLAREDGE | SE10000H-US | Inverters | 10000 |  | 1 |  |  | 0.992 |  | Outdoor | Near the Utility Meter
Solar Registration Program | NJSRRE1543570640 | Robbinsville Township | 8691 | 12 | 12.92 | Residential | Yes | Behind the Meter | Suntuity Solar LLC | JCP&L | Accepted | 2019-12-19 | 2019-12-23 | 2020-12-23 | Yingli Green Energy | YL315D-30b | Solar Panels |  | 0.315 | 15 | 157 | 34 |  | Fixed | Roof
Solar Registration Program | NJSRRE1543570640 | Robbinsville Township | 8691 | 12 | 12.92 | Residential | Yes | Behind the Meter | Suntuity Solar LLC | JCP&L | Accepted | 2019-12-19 | 2019-12-23 | 2020-12-23 | Yingli Green Energy | YL315D-30b | Solar Panels |  | 0.315 | 8 | 247 | 34 |  | Fixed | Roof
Solar Registration Program | NJSRRE1543570640 | Robbinsville Township | 8691 | 12 | 12.92 | Residential | Yes | Behind the Meter | Suntuity Solar LLC | JCP&L | Accepted | 2019-12-19 | 2019-12-23 | 2020-12-23 | Yingli Green Energy | YL315D-30b | Solar Panels |  | 0.315 | 6 | 67 | 34 |  | Fixed | Roof
Solar Registration Program | NJSRRE1543570640 | Robbinsville Township | 8691 | 12 | 12.92 | Residential | Yes | Behind the Meter | Suntuity Solar LLC | JCP&L | Accepted | 2019-12-19 | 2019-12-23 | 2020-12-23 | Yingli Green Energy | YL315D-30b | Solar Panels |  | 0.315 | 8 | 247 | 34 |  | Fixed | Roof
Solar Registration Program | NJSRRE1543570640 | Robbinsville Township | 8691 | 12 | 12.92 | Residential | Yes | Behind the Meter | Suntuity Solar LLC | JCP&L | Accepted | 2019-12-19 | 2019-12-23 | 2020-12-23 | Yingli Green Energy | YL315D-30b | Solar Panels |  | 0.315 | 4 | 157 | 34 |  | Fixed | Roof
Solar Registration Program | NJSRRE1543570640 | Robbinsville Township | 8691 | 12 | 12.92 | Residential | Yes | Behind the Meter | Suntuity Solar LLC | JCP&L | Accepted | 2019-12-19 | 2019-12-23 | 2020-12-23 | Enphase Energy | IQ7-60-2-US | Inverters | 240 |  | 41 |  |  | 0.97 |  | Outdoor | Behind the PV Modules
Solar Registration Program | NJSRRE1542521302 | Cherry Hill Twp | 8034 | 14 | 12.95 | Residential | Yes | Behind the Meter | SunnyMac LLC | PSE&G | Accepted | 2019-10-09 | 2019-10-11 | 2020-10-11 | SunPower | SPR-X21-350 | Solar Panels |  | 0.35 | 22 | 123 | 23 |  | Fixed | Roof
Solar Registration Program | NJSRRE1542521302 | Cherry Hill Twp | 8034 | 14 | 12.95 | Residential | Yes | Behind the Meter | SunnyMac LLC | PSE&G | Accepted | 2019-10-09 | 2019-10-11 | 2020-10-11 | SunPower | SPR-X21-350 | Solar Panels |  | 0.35 | 15 | 213 | 23 |  | Fixed | Roof
Solar Registration Program | NJSRRE1542521302 | Cherry Hill Twp | 8034 | 14 | 12.95 | Residential | Yes | Behind the Meter | SunnyMac LLC | PSE&G | Accepted | 2019-10-09 | 2019-10-11 | 2020-10-11 | Enphase | IQ7XS-96-ACM-US | Inverters | 0.315 |  | 37 |  |  | 0.99 |  | Outdoor | roof
Solar Registration Program | NJSRRE1542523902 | FAIR HAVEN | 7704 | 17 | 12.95 | Residential | No | Behind the Meter | SEA BRIGHT SOLAR, LLC | JCP&L | Final As-Built Received | 2019-10-10 | 2019-10-14 | 2020-10-14 | SUNPOWER | SPR-X21-350-BLK-AC | Solar Panels |  | 0.35 | 27 | 230 | 15 |  | Fixed | Roof | SW
Solar Registration Program | NJSRRE1542523902 | FAIR HAVEN | 7704 | 17 | 12.95 | Residential | No | Behind the Meter | SEA BRIGHT SOLAR, LLC | JCP&L | Final As-Built Received | 2019-10-10 | 2019-10-14 | 2020-10-14 | SUNPOWER | SPR-X21-350-BLK-AC | Solar Panels |  | 0.35 | 10 | 230 | 15 |  | Fixed | Roof | SW
Solar Registration Program | NJSRRE1542523902 | FAIR HAVEN | 7704 | 17 | 12.95 | Residential | No | Behind the Meter | SEA BRIGHT SOLAR, LLC | JCP&L | Final As-Built Received | 2019-10-10 | 2019-10-14 | 2020-10-14 | SUNPOWER | SPR-X21-350-BLK-AC | Inverters | 320 |  | 37 |  |  | 0.96 |  | Outside | BENEATH ARRAY
Solar Registration Program | NJSRRE1542523902 | FAIR HAVEN | 7704 | 17 | 12.95 | Residential | No | Behind the Meter | SEA BRIGHT SOLAR, LLC | JCP&L | Final As-Built Received | 2019-10-10 | 2019-10-14 | 2020-10-14 | SUNPOWER | PVS6 | Meters |  |  | 1 |  |  |  | Yes | Indoor
Solar Registration Program | NJSRRE1542850428 | Brick | 8723 | 18 | 12.95 | Residential | No | Behind the Meter | Solar Spectrum LLC | JCP&L | Accepted | 2019-10-31 | 2019-11-04 | 2020-11-04 | LG Electronics | LG370Q1C-V5 | Solar Panels |  | 0.37 | 25 | 143 | 37 |  | Fixed | Roof
Solar Registration Program | NJSRRE1542850428 | Brick | 8723 | 18 | 12.95 | Residential | No | Behind the Meter | Solar Spectrum LLC | JCP&L | Accepted | 2019-10-31 | 2019-11-04 | 2020-11-04 | LG Electronics | LG370Q1C-V5 | Solar Panels |  | 0.37 | 10 | 323 | 13 |  | Fixed | Roof
Solar Registration Program | NJSRRE1542850428 | Brick | 8723 | 18 | 12.95 | Residential | No | Behind the Meter | Solar Spectrum LLC | JCP&L | Accepted | 2019-10-31 | 2019-11-04 | 2020-11-04 | SolarEdge Tech. | SE10000H-US | Inverters | 42 |  | 1 |  |  | 0.99 |  | Outdoor | near meter
Solar Registration Program | NJSRRE1543446448 | RANDOLPH | 7869 | 3 | 12.95 | Residential | No | Behind the Meter | Infinity Solar Systems | JCP&L | Accepted | 2019-11-26 | 2019-12-02 | 2020-12-02 | LG | LG350N1C-V5 | Solar Panels |  | 0.35 | 4 | 230 | 25 |  | Fixed | Roof
Solar Registration Program | NJSRRE1543446448 | RANDOLPH | 7869 | 3 | 12.95 | Residential | No | Behind the Meter | Infinity Solar Systems | JCP&L | Accepted | 2019-11-26 | 2019-12-02 | 2020-12-02 | LG | LG350N1C-V5 | Solar Panels |  | 0.35 | 4 | 50 | 20 |  | Fixed | Roof
Solar Registration Program | NJSRRE1543446448 | RANDOLPH | 7869 | 3 | 12.95 | Residential | No | Behind the Meter | Infinity Solar Systems | JCP&L | Accepted | 2019-11-26 | 2019-12-02 | 2020-12-02 | LG | LG350N1C-V5 | Solar Panels |  | 0.35 | 5 | 140 | 25 |  | Fixed | Roof
Solar Registration Program | NJSRRE1543446448 | RANDOLPH | 7869 | 3 | 12.95 | Residential | No | Behind the Meter | Infinity Solar Systems | JCP&L | Accepted | 2019-11-26 | 2019-12-02 | 2020-12-02 | LG | LG350N1C-V5 | Solar Panels |  | 0.35 | 24 | 230 | 20 |  | Fixed | Roof
Solar Registration Program | NJSRRE1543446448 | RANDOLPH | 7869 | 3 | 12.95 | Residential | No | Behind the Meter | Infinity Solar Systems | JCP&L | Accepted | 2019-11-26 | 2019-12-02 | 2020-12-02 | ENPHASE | IQ7-60-X-US | Inverters | 240 |  | 37 |  |  | 0.97 |  | Outside | MICROINVERTERS
Solar Registration Program | NJSRRE1543474421 | Ventnor | 8406 | 19 | 12.95 | Residential | No | Behind the Meter | SunPower Capital, LLC | AC Electric | Accepted | 2019-12-03 | 2019-12-06 | 2020-12-06 | SunPower | SPR-X21-350-BLK-E-AC | Solar Panels |  | 0.35 | 11 | 327 | 24 |  | Fixed | Roof
Solar Registration Program | NJSRRE1543474421 | Ventnor | 8406 | 19 | 12.95 | Residential | No | Behind the Meter | SunPower Capital, LLC | AC Electric | Accepted | 2019-12-03 | 2019-12-06 | 2020-12-06 | SunPower | SPR-X21-350-BLK-E-AC | Solar Panels |  | 0.35 | 26 | 147 | 24 |  | Fixed | Roof
Solar Registration Program | NJSRRE1543474421 | Ventnor | 8406 | 19 | 12.95 | Residential | No | Behind the Meter | SunPower Capital, LLC | AC Electric | Accepted | 2019-12-03 | 2019-12-06 | 2020-12-06 | SunPower | SPR-X21-350-BLK-E-AC | Inverters | 320 |  | 37 |  |  | 0.975 |  | Outside | on the rooftop under each solar panel
Solar Registration Program | NJSRRE1543586291 | Hamilton | 8610 | 12 | 12.95 | Residential | No | Behind the Meter | Castle Energy, LLC | PSE&G | Accepted | 2019-12-20 | 2019-12-26 | 2020-12-26 | LG Electronics | LG350Q1C-A5 | Solar Panels |  | 0.35 | 21 | 227 | 25 |  | Fixed | Roof
Solar Registration Program | NJSRRE1543586291 | Hamilton | 8610 | 12 | 12.95 | Residential | No | Behind the Meter | Castle Energy, LLC | PSE&G | Accepted | 2019-12-20 | 2019-12-26 | 2020-12-26 | LG Electronics | LG350Q1C-A5 | Solar Panels |  | 0.35 | 12 | 227 | 21 |  | Fixed | Roof
Solar Registration Program | NJSRRE1543586291 | Hamilton | 8610 | 12 | 12.95 | Residential | No | Behind the Meter | Castle Energy, LLC | PSE&G | Accepted | 2019-12-20 | 2019-12-26 | 2020-12-26 | LG Electronics | LG350Q1C-A5 | Solar Panels |  | 0.35 | 4 | 47 | 25 |  | Fixed | Roof
Solar Registration Program | NJSRRE1543586291 | Hamilton | 8610 | 12 | 12.95 | Residential | No | Behind the Meter | Castle Energy, LLC | PSE&G | Accepted | 2019-12-20 | 2019-12-26 | 2020-12-26 | Enphase Energy | IQ7PLUS-72-2-US | Inverters | 290 |  | 37 |  |  | 0.975 |  | Outdoor | on the rooftop under each solar panel
Solar Registration Program | NJSRRE1541495062 | WARETOWN | 8758 | 18 | 12.96 | Residential | No | Behind the Meter | SEA BRIGHT SOLAR, LLC | JCP&L | Accepted | 2019-06-26 | 2019-07-09 | 2020-07-09 | SUNPOWER | SPR-X22-360-C-AC | Solar Panels |  | 0.36 | 36 | 175 | 23 |  | Fixed | Roof | SOUTH
Solar Registration Program | NJSRRE1541495062 | WARETOWN | 8758 | 18 | 12.96 | Residential | No | Behind the Meter | SEA BRIGHT SOLAR, LLC | JCP&L | Accepted | 2019-06-26 | 2019-07-09 | 2020-07-09 | SUNPOWER | SPR-X22-360-C-AC | Inverters | 320 |  | 36 |  |  | 0.96 |  | Outside | BENEATH ARRAY
Solar Registration Program | NJSRRE1542428907 | Guttenberg | 7093 | 8 | 12.96 | Residential | Yes | Behind the Meter | Vision Solar LLC | PSE&G | Accepted | 2019-09-23 | 2019-09-25 | 2020-09-25 | sunpower | e20-327-e-ac | Solar Panels |  | 0.36 | 26 | 211 | 4 |  | Fixed | Roof
Solar Registration Program | NJSRRE1542428907 | Guttenberg | 7093 | 8 | 12.96 | Residential | Yes | Behind the Meter | Vision Solar LLC | PSE&G | Accepted | 2019-09-23 | 2019-09-25 | 2020-09-25 | sunpower | e20-327-e-ac | Solar Panels |  | 0.36 | 10 | 211 | 4 |  | Fixed | Roof
Solar Registration Program | NJSRRE1542428907 | Guttenberg | 7093 | 8 | 12.96 | Residential | Yes | Behind the Meter | Vision Solar LLC | PSE&G | Accepted | 2019-09-23 | 2019-09-25 | 2020-09-25 | sunpower | e20-327-e-ac | Inverters | 0.32 |  | 36 |  |  | 0.96 |  | Other | behind panels
Solar Registration Program | NJSRRE1542788012 | Cape May Court House | 8210 | 21 | 12.96 | Residential | No | Behind the Meter | Green Power Energy | AC Electric | Accepted | 2019-10-30 | 2019-11-01 | 2020-11-01 | S-ENERGY | SN360M-10 | Solar Panels |  | 0.36 | 36 | 113 | 23 |  | Fixed | Roof
Solar Registration Program | NJSRRE1542788012 | Cape May Court House | 8210 | 21 | 12.96 | Residential | No | Behind the Meter | Green Power Energy | AC Electric | Accepted | 2019-10-30 | 2019-11-01 | 2020-11-01 | SolarEdge | SE10000H-US | Inverters | 10000 |  | 1 |  |  | 0.97 |  | Outside | Next to meter
Solar Registration Program | NJSRRE1542811659 | Pitman | 8071 | 15 | 12.96 | Residential | No | Behind the Meter | SunPower Corporation, Systems | AC Electric | Accepted | 2019-10-30 | 2019-11-01 | 2020-11-01 | SUNPOWER | SPR-X22-360-E-AC | Solar Panels |  | 0.36 | 12 | 246 | 40 |  | Fixed | Roof
Solar Registration Program | NJSRRE1542811659 | Pitman | 8071 | 15 | 12.96 | Residential | No | Behind the Meter | SunPower Corporation, Systems | AC Electric | Accepted | 2019-10-30 | 2019-11-01 | 2020-11-01 | SUNPOWER | SPR-X22-360-E-AC | Solar Panels |  | 0.36 | 12 | 246 | 40 |  | Fixed | Roof
Solar Registration Program | NJSRRE1542811659 | Pitman | 8071 | 15 | 12.96 | Residential | No | Behind the Meter | SunPower Corporation, Systems | AC Electric | Accepted | 2019-10-30 | 2019-11-01 | 2020-11-01 | SUNPOWER | SPR-X22-360-E-AC | Solar Panels |  | 0.36 | 4 | 246 | 40 |  | Fixed | Roof
Solar Registration Program | NJSRRE1542811659 | Pitman | 8071 | 15 | 12.96 | Residential | No | Behind the Meter | SunPower Corporation, Systems | AC Electric | Accepted | 2019-10-30 | 2019-11-01 | 2020-11-01 | SUNPOWER | SPR-X22-360-E-AC | Solar Panels |  | 0.36 | 4 | 66 | 40 |  | Fixed | Roof
Solar Registration Program | NJSRRE1542811659 | Pitman | 8071 | 15 | 12.96 | Residential | No | Behind the Meter | SunPower Corporation, Systems | AC Electric | Accepted | 2019-10-30 | 2019-11-01 | 2020-11-01 | SUNPOWER | SPR-X22-360-E-AC | Solar Panels |  | 0.36 | 4 | 66 | 15 |  | Fixed | Roof
Solar Registration Program | NJSRRE1542811659 | Pitman | 8071 | 15 | 12.96 | Residential | No | Behind the Meter | SunPower Corporation, Systems | AC Electric | Accepted | 2019-10-30 | 2019-11-01 | 2020-11-01 | SUNPOWER | SPR-X22-360-E-AC | Inverters | 320 |  | 36 |  |  | 0.96 |  | Other | under each panel
Solar Registration Program | NJSRRE1543248740 | Pitman | 8071 | 15 | 12.96 | Residential | No | Behind the Meter | Maier Solar Engineering dba Solar Me | AC Electric | Accepted | 2019-11-14 | 2019-11-18 | 2020-11-18 | LG | LG360N1C-V5 | Solar Panels |  | 0.36 | 20 | 233 | 15 |  | Fixed | Roof
Solar Registration Program | NJSRRE1543248740 | Pitman | 8071 | 15 | 12.96 | Residential | No | Behind the Meter | Maier Solar Engineering dba Solar Me | AC Electric | Accepted | 2019-11-14 | 2019-11-18 | 2020-11-18 | LG | LG360N1C-V5 | Solar Panels |  | 0.36 | 5 | 53 | 15 |  | Fixed | Roof
Solar Registration Program | NJSRRE1543248740 | Pitman | 8071 | 15 | 12.96 | Residential | No | Behind the Meter | Maier Solar Engineering dba Solar Me | AC Electric | Accepted | 2019-11-14 | 2019-11-18 | 2020-11-18 | LG | LG360N1C-V5 | Solar Panels |  | 0.36 | 5 | 323 | 15 |  | Fixed | Roof
Solar Registration Program | NJSRRE1543248740 | Pitman | 8071 | 15 | 12.96 | Residential | No | Behind the Meter | Maier Solar Engineering dba Solar Me | AC Electric | Accepted | 2019-11-14 | 2019-11-18 | 2020-11-18 | LG | LG360N1C-V5 | Solar Panels |  | 0.36 | 6 | 143 | 15 |  | Fixed | Roof
Solar Registration Program | NJSRRE1543248740 | Pitman | 8071 | 15 | 12.96 | Residential | No | Behind the Meter | Maier Solar Engineering dba Solar Me | AC Electric | Accepted | 2019-11-14 | 2019-11-18 | 2020-11-18 | Enphase | IQ7+ | Inverters | 290 |  | 36 |  |  | 0.96 |  | Outdoor | Next to meter
Solar Registration Program | NJSRRE1543553291 | VINELAND | 8361 | 20 | 12.96 | Residential | Yes | Behind the Meter | SEA BRIGHT SOLAR, LLC | Vineland Muni Electric | Accepted | 2019-12-16 | 2019-12-19 | 2020-12-19 | SUNPOWER | SPR-X22-360-AC | Solar Panels |  | 0.36 | 16 | 92 | 15 |  | Fixed | Roof | EAST
Solar Registration Program | NJSRRE1543553291 | VINELAND | 8361 | 20 | 12.96 | Residential | Yes | Behind the Meter | SEA BRIGHT SOLAR, LLC | Vineland Muni Electric | Accepted | 2019-12-16 | 2019-12-19 | 2020-12-19 | SUNPOWER | SPR-X22-360-AC | Solar Panels |  | 0.36 | 11 | 272 | 15 |  | Fixed | Roof | WEST
Solar Registration Program | NJSRRE1543553291 | VINELAND | 8361 | 20 | 12.96 | Residential | Yes | Behind the Meter | SEA BRIGHT SOLAR, LLC | Vineland Muni Electric | Accepted | 2019-12-16 | 2019-12-19 | 2020-12-19 | SUNPOWER | SPR-X22-360-AC | Solar Panels |  | 0.36 | 2 | 182 | 20 |  | Fixed | Roof | SOUTH
Solar Registration Program | NJSRRE1543553291 | VINELAND | 8361 | 20 | 12.96 | Residential | Yes | Behind the Meter | SEA BRIGHT SOLAR, LLC | Vineland Muni Electric | Accepted | 2019-12-16 | 2019-12-19 | 2020-12-19 | SUNPOWER | SPR-X22-360-AC | Solar Panels |  | 0.36 | 2 | 2 | 20 |  | Fixed | Roof | NE
Solar Registration Program | NJSRRE1543553291 | VINELAND | 8361 | 20 | 12.96 | Residential | Yes | Behind the Meter | SEA BRIGHT SOLAR, LLC | Vineland Muni Electric | Accepted | 2019-12-16 | 2019-12-19 | 2020-12-19 | SUNPOWER | SPR-X22-360-AC | Solar Panels |  | 0.36 | 5 | 272 | 15 |  | Fixed | Roof | WEST
Solar Registration Program | NJSRRE1543553291 | VINELAND | 8361 | 20 | 12.96 | Residential | Yes | Behind the Meter | SEA BRIGHT SOLAR, LLC | Vineland Muni Electric | Accepted | 2019-12-16 | 2019-12-19 | 2020-12-19 | SOLAR EDGE | SE5000 | Inverters | 5000 |  | 1 |  |  | 0.97 |  | Outdoor | ADJACENT TO METER
Solar Registration Program | NJSRRE1543553291 | VINELAND | 8361 | 20 | 12.96 | Residential | Yes | Behind the Meter | SEA BRIGHT SOLAR, LLC | Vineland Muni Electric | Accepted | 2019-12-16 | 2019-12-19 | 2020-12-19 | SOLAR EDGE | SE6000 | Inverters | 6000 |  | 1 |  |  | 0.97 |  | Outdoor | ADJACENT TO METER
Solar Registration Program | NJSRRE1541820634 | Teaneck | 7666 | 7 | 12.98 | Residential | Yes | Behind the Meter | Trinity Solar | PSE&G | Accepted | 2019-08-13 | 2019-08-23 | 2020-08-23 | HANWHA | (Q.PEAK-BLK G4.1 295 | Solar Panels |  | 0.295 | 3 | 115 | 16 |  | Fixed | Roof
Solar Registration Program | NJSRRE1541820634 | Teaneck | 7666 | 7 | 12.98 | Residential | Yes | Behind the Meter | Trinity Solar | PSE&G | Accepted | 2019-08-13 | 2019-08-23 | 2020-08-23 | HANWHA | (Q.PEAK-BLK G4.1 295 | Solar Panels |  | 0.295 | 20 | 295 | 37 |  | Fixed | Roof
Solar Registration Program | NJSRRE1541820634 | Teaneck | 7666 | 7 | 12.98 | Residential | Yes | Behind the Meter | Trinity Solar | PSE&G | Accepted | 2019-08-13 | 2019-08-23 | 2020-08-23 | HANWHA | (Q.PEAK-BLK G4.1 295 | Solar Panels |  | 0.295 | 21 | 115 | 37 |  | Fixed | Roof
Solar Registration Program | NJSRRE1541820634 | Teaneck | 7666 | 7 | 12.98 | Residential | Yes | Behind the Meter | Trinity Solar | PSE&G | Accepted | 2019-08-13 | 2019-08-23 | 2020-08-23 | Solar Edge | SE10000H-US | Inverters | 10000 |  | 1 |  |  | 0.97 |  | Outdoor | side of home
Solar Registration Program | NJSRRE1542447262 | Howell Township | 7731 | 17 | 13 | Residential | No | Behind the Meter | Green Power Energy | JCP&L | Accepted | 2019-09-27 | 2019-10-01 | 2020-10-01 | Panasonic | VBHN325KA03 | Solar Panels |  | 0.325 | 6 | 80 | 18 |  | Fixed | Roof
Solar Registration Program | NJSRRE1542447262 | Howell Township | 7731 | 17 | 13 | Residential | No | Behind the Meter | Green Power Energy | JCP&L | Accepted | 2019-09-27 | 2019-10-01 | 2020-10-01 | Panasonic | VBHN325KA03 | Solar Panels |  | 0.325 | 34 | 261 | 18 |  | Fixed | Roof
Solar Registration Program | NJSRRE1542447262 | Howell Township | 7731 | 17 | 13 | Residential | No | Behind the Meter | Green Power Energy | JCP&L | Accepted | 2019-09-27 | 2019-10-01 | 2020-10-01 | Solar Edge | SE11400A-US | Inverters | 11400 |  | 1 |  |  | 0.97 |  | Outside | next to meter
Solar Registration Program | NJSRRE1542447637 | Cherry Hill | 8003 | 14 | 13 | Residential | No | Behind the Meter | Green Power Solar | PSE&G | Accepted | 2019-09-27 | 2019-10-01 | 2020-10-01 | Panasonic | VBHN325KA03 | Solar Panels |  | 0.325 | 6 | 273 | 23 |  | Fixed | Roof
Solar Registration Program | NJSRRE1542447637 | Cherry Hill | 8003 | 14 | 13 | Residential | No | Behind the Meter | Green Power Solar | PSE&G | Accepted | 2019-09-27 | 2019-10-01 | 2020-10-01 | Panasonic | VBHN325KA03 | Solar Panels |  | 0.325 | 19 | 272 | 27 |  | Fixed | Roof
Solar Registration Program | NJSRRE1542447637 | Cherry Hill | 8003 | 14 | 13 | Residential | No | Behind the Meter | Green Power Solar | PSE&G | Accepted | 2019-09-27 | 2019-10-01 | 2020-10-01 | Panasonic | VBHN325KA03 | Solar Panels |  | 0.325 | 15 | 92 | 23 |  | Fixed | Roof
Solar Registration Program | NJSRRE1542447637 | Cherry Hill | 8003 | 14 | 13 | Residential | No | Behind the Meter | Green Power Solar | PSE&G | Accepted | 2019-09-27 | 2019-10-01 | 2020-10-01 | Solar Edge | SE11400H-US | Inverters | 11400 |  | 1 |  |  | 0.97 |  | Outside | next to meter
Solar Registration Program | NJSRRE1542547591 | Summit | 7901 | 10 | 13 | Commercial | No | Behind the Meter | ACDC Solar LLC | JCP&L | Accepted | 2019-10-16 | 2019-10-18 | 2020-10-18 | Canadian Solar | CS1H-325MS | Solar Panels |  | 0.325 | 40 | 204 | 27 |  | Fixed | Roof
Solar Registration Program | NJSRRE1542547591 | Summit | 7901 | 10 | 13 | Commercial | No | Behind the Meter | ACDC Solar LLC | JCP&L | Accepted | 2019-10-16 | 2019-10-18 | 2020-10-18 | Solaredge | SE10000-US | Inverters | 10000 |  | 1 |  |  | 0.97 |  | Outside | Side of house near meter
Solar Registration Program | NJSRRE1542562119 | Pilesgrove | 8098 | 16 | 13 | Residential | No | Behind the Meter | RCL Enterprises Inc. | AC Electric | Accepted | 2019-10-21 | 2019-10-23 | 2020-10-23 | Panasonic | VBHN325KA03 | Solar Panels |  | 0.325 | 40 | 121 | 22 |  | Fixed | Roof
Solar Registration Program | NJSRRE1542562119 | Pilesgrove | 8098 | 16 | 13 | Residential | No | Behind the Meter | RCL Enterprises Inc. | AC Electric | Accepted | 2019-10-21 | 2019-10-23 | 2020-10-23 | Enphase | IQ7X | Inverters | 12600 |  | 40 |  |  | 0.96 |  | Outdoor | under panels
Solar Registration Program | NJSRRE1542884167 | Linden | 7036 | 10 | 13 | Residential | No | Behind the Meter | New Jersey Suntech | PSE&G | Accepted | 2019-11-01 | 2019-11-05 | 2020-11-05 | Panasonic | HIT325 | Solar Panels |  | 0.325 | 40 | 210 | 23 |  | Fixed | Roof
Solar Registration Program | NJSRRE1542884167 | Linden | 7036 | 10 | 13 | Residential | No | Behind the Meter | New Jersey Suntech | PSE&G | Accepted | 2019-11-01 | 2019-11-05 | 2020-11-05 | Solaredge | SE10000 | Inverters | 10000 |  | 1 |  |  | 0.97 |  | Outside | Side of house next to meter
Solar Registration Program | NJSRRE1543505584 | Seaside Park | 8752 | 18 | 13 | Residential | No | Behind the Meter | Green Power Energy | JCP&L | Accepted | 2019-12-10 | 2019-12-12 | 2020-12-12 | Panasonic | VBHN325KA03 | Solar Panels |  | 0.325 | 40 | 187 | 22 |  | Fixed | Roof
Solar Registration Program | NJSRRE1543505584 | Seaside Park | 8752 | 18 | 13 | Residential | No | Behind the Meter | Green Power Energy | JCP&L | Accepted | 2019-12-10 | 2019-12-12 | 2020-12-12 | SolarEdge | SE11400H-US | Inverters | 11400 |  | 1 |  |  | 0.97 |  | Outside | Next to meter
Solar Registration Program | NJSRRE1543820289 | Deptford | 8096 | 15 | 13 | Residential | No | Behind the Meter | Sunny Corp | PSE&G | Accepted | 2019-12-26 | 2019-12-31 | 2020-12-31 | PANASONIC | VBHN325KA03 | Solar Panels |  | 0.325 | 5 | 22 | 20 |  | Fixed | Roof
Solar Registration Program | NJSRRE1543820289 | Deptford | 8096 | 15 | 13 | Residential | No | Behind the Meter | Sunny Corp | PSE&G | Accepted | 2019-12-26 | 2019-12-31 | 2020-12-31 | panasonic | VBHN325KA03 | Solar Panels |  | 0.325 | 14 | 293 | 22 |  | Fixed | Roof
Solar Registration Program | NJSRRE1543820289 | Deptford | 8096 | 15 | 13 | Residential | No | Behind the Meter | Sunny Corp | PSE&G | Accepted | 2019-12-26 | 2019-12-31 | 2020-12-31 | PANASONIC | VBHN325KA03 | Solar Panels |  | 0.325 | 16 | 293 | 23 |  | Fixed | Roof
Solar Registration Program | NJSRRE1543820289 | Deptford | 8096 | 15 | 13 | Residential | No | Behind the Meter | Sunny Corp | PSE&G | Accepted | 2019-12-26 | 2019-12-31 | 2020-12-31 | PANASONIC | VBHN325KA03 | Solar Panels |  | 0.325 | 5 | 202 | 20 |  | Fixed | Roof
Solar Registration Program | NJSRRE1543820289 | Deptford | 8096 | 15 | 13 | Residential | No | Behind the Meter | Sunny Corp | PSE&G | Accepted | 2019-12-26 | 2019-12-31 | 2020-12-31 | ENPHASE | IQ7X | Inverters | 1.37 |  | 40 |  |  | 0.1 |  | Outdoor | ON ROOF
Solar Registration Program | NJSRRE1538663262 | Rahway | 7065 | 10 | 13.02 | Commercial | No | Behind the Meter | Advanced Solar & Energy Solutions, LLC | PSE&G | Accepted | 2018-08-04 | 2018-08-06 | 2020-02-06 | Silfab | SLA-M 310 | Solar Panels |  | 0.31 | 6 | 235 | 18 |  | Fixed | Roof
Solar Registration Program | NJSRRE1538663262 | Rahway | 7065 | 10 | 13.02 | Commercial | No | Behind the Meter | Advanced Solar & Energy Solutions, LLC | PSE&G | Accepted | 2018-08-04 | 2018-08-06 | 2020-02-06 | Silfab | SLA-M 310 | Solar Panels |  | 0.31 | 36 | 140 | 18 |  | Fixed | Roof | Canopy Roof
Solar Registration Program | NJSRRE1538663262 | Rahway | 7065 | 10 | 13.02 | Commercial | No | Behind the Meter | Advanced Solar & Energy Solutions, LLC | PSE&G | Accepted | 2018-08-04 | 2018-08-06 | 2020-02-06 | Solar Edge | SE10000-US | Inverters | 10000 |  | 1 |  |  | 0.97 |  | Outdoor | Side of building
Solar Registration Program | NJSRRE1541073615 | Vineland | 8360 | 20 | 13.02 | Residential | No | Behind the Meter | Suntuity Solar LLC | AC Electric | Accepted | 2019-06-04 | 2019-06-06 | 2020-06-06 | Yingli Green Energy | YL310D-30b | Solar Panels |  | 0.31 | 42 | 180 | 20 |  | Fixed | Ground
Solar Registration Program | NJSRRE1541073615 | Vineland | 8360 | 20 | 13.02 | Residential | No | Behind the Meter | Suntuity Solar LLC | AC Electric | Accepted | 2019-06-04 | 2019-06-06 | 2020-06-06 | Enphase Energy | IQ7-60-2-US | Inverters | 240 |  | 42 |  |  | 0.97 |  | Outdoor | Behind the PV modules
Solar Registration Program | NJSRRE1541128262 | Stewartsville | 8886 | 2 | 13.02 | Residential | No | Behind the Meter | Suntuity Solar LLC | JCP&L | Accepted | 2019-06-10 | 2019-06-13 | 2020-06-13 | Yingli Green Energy | YL310D-30b | Solar Panels |  | 0.31 | 28 | 203 | 27 |  | Fixed | Roof
Solar Registration Program | NJSRRE1541128262 | Stewartsville | 8886 | 2 | 13.02 | Residential | No | Behind the Meter | Suntuity Solar LLC | JCP&L | Accepted | 2019-06-10 | 2019-06-13 | 2020-06-13 | Yingli Green Energy | YL310D-30b | Solar Panels |  | 0.31 | 10 | 203 | 30 |  | Fixed | Roof
Solar Registration Program | NJSRRE1541128262 | Stewartsville | 8886 | 2 | 13.02 | Residential | No | Behind the Meter | Suntuity Solar LLC | JCP&L | Accepted | 2019-06-10 | 2019-06-13 | 2020-06-13 | Yingli Green Energy | YL310D-30b | Solar Panels |  | 0.31 | 4 | 113 | 42 |  | Fixed | Roof
Solar Registration Program | NJSRRE1541128262 | Stewartsville | 8886 | 2 | 13.02 | Residential | No | Behind the Meter | Suntuity Solar LLC | JCP&L | Accepted | 2019-06-10 | 2019-06-13 | 2020-06-13 | Enphase Energy | IQ7-60-2-US | Inverters | 240 |  | 42 |  |  | 0.97 |  | Outdoor | Behind the PV Modules
Solar Registration Program | NJSRRE1541680323 | Manahawkin | 8050 | 18 | 13.02 | Residential | Yes | Behind the Meter | Suntuity Solar LLC | AC Electric | Accepted | 2019-07-18 | 2019-07-22 | 2020-07-22 | Yingli Green Energy | YL310D-30b | Solar Panels |  | 0.31 | 9 | 105 | 26 |  | Fixed | Roof
Solar Registration Program | NJSRRE1541680323 | Manahawkin | 8050 | 18 | 13.02 | Residential | Yes | Behind the Meter | Suntuity Solar LLC | AC Electric | Accepted | 2019-07-18 | 2019-07-22 | 2020-07-22 | Yingli Green Energy | YL310D-30b | Solar Panels |  | 0.31 | 4 | 105 | 26 |  | Fixed | Roof
Solar Registration Program | NJSRRE1541680323 | Manahawkin | 8050 | 18 | 13.02 | Residential | Yes | Behind the Meter | Suntuity Solar LLC | AC Electric | Accepted | 2019-07-18 | 2019-07-22 | 2020-07-22 | Yingli Green Energy | YL310D-30b | Solar Panels |  | 0.31 | 29 | 285 | 26 |  | Fixed | Roof
Solar Registration Program | NJSRRE1541680323 | Manahawkin | 8050 | 18 | 13.02 | Residential | Yes | Behind the Meter | Suntuity Solar LLC | AC Electric | Accepted | 2019-07-18 | 2019-07-22 | 2020-07-22 | Enphase Energy | IQ7-60-2-US | Inverters | 240 |  | 42 |  |  | 0.97 |  | Outdoor | Behind the PV Modules
Solar Registration Program | NJSRRE1541835420 | East Brunswick | 8816 | 11 | 13.02 | Residential | No | Behind the Meter | Skyline Solar LLC | PSE&G | Accepted | 2019-08-14 | 2019-08-23 | 2020-08-23 | Axitec | AC-310M | Solar Panels |  | 0.31 | 15 | 90 | 24 |  | Fixed | Roof
Solar Registration Program | NJSRRE1541835420 | East Brunswick | 8816 | 11 | 13.02 | Residential | No | Behind the Meter | Skyline Solar LLC | PSE&G | Accepted | 2019-08-14 | 2019-08-23 | 2020-08-23 | Axitec | AC-310M | Solar Panels |  | 0.31 | 9 | 180 | 24 |  | Fixed | Roof
Solar Registration Program | NJSRRE1541835420 | East Brunswick | 8816 | 11 | 13.02 | Residential | No | Behind the Meter | Skyline Solar LLC | PSE&G | Accepted | 2019-08-14 | 2019-08-23 | 2020-08-23 | Axitec | AC310M | Solar Panels |  | 0.31 | 18 | 90 | 24 |  | Fixed | Roof
Solar Registration Program | NJSRRE1541835420 | East Brunswick | 8816 | 11 | 13.02 | Residential | No | Behind the Meter | Skyline Solar LLC | PSE&G | Accepted | 2019-08-14 | 2019-08-23 | 2020-08-23 | Solaredge | SE10000H-US | Inverters | 10000 |  | 1 |  |  | 0.99 |  | Outdoor | by meter
Solar Registration Program | NJSRRE1542396991 | Cape May Court House | 8210 | 21 | 13.02 | Residential | No | Behind the Meter | All Season Solar | AC Electric | Final As-Built Received | 2019-09-13 | 2019-09-17 | 2020-09-17 | Certain Teed | CT310HC11-04 | Solar Panels |  | 0.31 | 24 | 213 | 22 |  | Fixed | Roof
Solar Registration Program | NJSRRE1542396991 | Cape May Court House | 8210 | 21 | 13.02 | Residential | No | Behind the Meter | All Season Solar | AC Electric | Final As-Built Received | 2019-09-13 | 2019-09-17 | 2020-09-17 | Certain Teed | CT310HC11-04 | Solar Panels |  | 0.31 | 18 | 213 | 22 |  | Fixed | Roof
Solar Registration Program | NJSRRE1542396991 | Cape May Court House | 8210 | 21 | 13.02 | Residential | No | Behind the Meter | All Season Solar | AC Electric | Final As-Built Received | 2019-09-13 | 2019-09-17 | 2020-09-17 | Enphase | IQ7 | Inverters | 240 |  | 42 |  |  | 0.97 |  | Outdoor | Under Module
Solar Registration Program | NJSRRE1542396991 | Cape May Court House | 8210 | 21 | 13.02 | Residential | No | Behind the Meter | All Season Solar | AC Electric | Final As-Built Received | 2019-09-13 | 2019-09-17 | 2020-09-17 | Hialeah | CL200 | Meters |  |  | 1 |  |  |  | Yes | Outdoor
Solar Registration Program | NJSRRE1542408969 | CMCH | 8210 | 21 | 13.02 | Residential | Yes | Behind the Meter | All Season Solar | AC Electric | Final As-Built Received | 2019-09-16 | 2019-09-18 | 2020-09-18 | Trina | TSM DD05H 05II 310W AUG 2019 | Solar Panels |  | 0.31 | 42 | 200 | 22 |  | Fixed | Roof
Solar Registration Program | NJSRRE1542408969 | CMCH | 8210 | 21 | 13.02 | Residential | Yes | Behind the Meter | All Season Solar | AC Electric | Final As-Built Received | 2019-09-16 | 2019-09-18 | 2020-09-18 | Itron | Centron | Meters |  |  | 1 |  |  |  | Yes | Outdoor
Solar Registration Program | NJSRRE1542408969 | CMCH | 8210 | 21 | 13.02 | Residential | Yes | Behind the Meter | All Season Solar | AC Electric | Final As-Built Received | 2019-09-16 | 2019-09-18 | 2020-09-18 | Enphase | IQ7 | Inverters | 240 |  | 42 |  |  | 0.97 |  | Outdoor | under module
Solar Registration Program | NJSRRE1542412245 | Somers Point | 8244 | 19 | 13.02 | Residential | Yes | Behind the Meter | All Season Solar | AC Electric | Accepted | 2019-09-17 | 2019-09-19 | 2020-09-19 | Trina | TSM DD05A.05II 310W AUG 2019 | Solar Panels |  | 0.31 | 42 | 206 | 19 |  | Fixed | Roof
Solar Registration Program | NJSRRE1542412245 | Somers Point | 8244 | 19 | 13.02 | Residential | Yes | Behind the Meter | All Season Solar | AC Electric | Accepted | 2019-09-17 | 2019-09-19 | 2020-09-19 | Enphase | IQ7 | Inverters | 240 |  | 42 |  |  | 0.97 |  | Outdoor | Under Module
Solar Registration Program | NJSRRE1542431370 | Westfield | 7090 | 10 | 13.02 | Residential | No | Behind the Meter | Ampericon | PSE&G | Accepted | 2019-09-24 | 2019-09-26 | 2020-09-26 | Silfab | SLA-M-310 | Solar Panels |  | 0.31 | 10 | 127 | 25 |  | Fixed | Roof
Solar Registration Program | NJSRRE1542431370 | Westfield | 7090 | 10 | 13.02 | Residential | No | Behind the Meter | Ampericon | PSE&G | Accepted | 2019-09-24 | 2019-09-26 | 2020-09-26 | Silfab | SLA-M-310 | Solar Panels |  | 0.31 | 26 | 34 | 25 |  | Fixed | Roof
Solar Registration Program | NJSRRE1542431370 | Westfield | 7090 | 10 | 13.02 | Residential | No | Behind the Meter | Ampericon | PSE&G | Accepted | 2019-09-24 | 2019-09-26 | 2020-09-26 | Silfab | SLA-M-310 | Solar Panels |  | 0.31 | 6 | 127 | 25 |  | Fixed | Roof
Solar Registration Program | NJSRRE1542431370 | Westfield | 7090 | 10 | 13.02 | Residential | No | Behind the Meter | Ampericon | PSE&G | Accepted | 2019-09-24 | 2019-09-26 | 2020-09-26 | EnPhase | IQ7 | Inverters | 250 |  | 42 |  |  | 0.965 |  | Outside | Roof
Solar Registration Program | NJSRRE1542448556 | Woodbridge Twp | 7067 | 10 | 13.02 | Residential | No | Behind the Meter | Palmetto Solar LLC | PSE&G | Accepted | 2019-09-27 | 2019-10-01 | 2020-10-01 | Yingli | 310D-30B | Solar Panels |  | 0.31 | 42 | 180 | 25 |  | Fixed | Roof
Solar Registration Program | NJSRRE1542448556 | Woodbridge Twp | 7067 | 10 | 13.02 | Residential | No | Behind the Meter | Palmetto Solar LLC | PSE&G | Accepted | 2019-09-27 | 2019-10-01 | 2020-10-01 | SolarEdge | SE11400H-US | Inverters | 7600 |  | 1 |  |  | 0.99 |  | Outside | NA
Solar Registration Program | NJSRRE1542503395 | Westville | 8093 | 15 | 13.02 | Residential | No | Behind the Meter | Solar Energy World | PSE&G | Accepted | 2019-10-03 | 2019-10-08 | 2020-10-08 | LONGi Green Energy Technology | LR6-60PE-310M | Solar Panels |  | 0.31 | 42 | 178 | 33 |  | Fixed | Roof
Solar Registration Program | NJSRRE1542503395 | Westville | 8093 | 15 | 13.02 | Residential | No | Behind the Meter | Solar Energy World | PSE&G | Accepted | 2019-10-03 | 2019-10-08 | 2020-10-08 | Solar Edge | SE6000H-USRGM | Inverters | 6000 |  | 1 |  |  | 0.983 |  | Outside | near meter
Solar Registration Program | NJSRRE1542503395 | Westville | 8093 | 15 | 13.02 | Residential | No | Behind the Meter | Solar Energy World | PSE&G | Accepted | 2019-10-03 | 2019-10-08 | 2020-10-08 | Solar Edge | SE5000H-USRGM | Inverters | 5000 |  | 1 |  |  | 0.983 |  | Outside | near meter
Solar Registration Program | NJSRRE1542521483 | Egg Harbor City | 8215 | 19 | 13.02 | Residential | Yes | Behind the Meter | Sun Up Zero Down | PSE&G | Accepted | 2019-10-09 | 2019-10-11 | 2020-10-11 | Trina | TSM-310 DD05A.05 (II) | Solar Panels |  | 0.31 | 25 | 241 | 31 |  | Fixed | Roof
Solar Registration Program | NJSRRE1542521483 | Egg Harbor City | 8215 | 19 | 13.02 | Residential | Yes | Behind the Meter | Sun Up Zero Down | PSE&G | Accepted | 2019-10-09 | 2019-10-11 | 2020-10-11 | Trina | TSM-310 DD05A.05 (II) | Solar Panels |  | 0.31 | 17 | 61 | 31 |  | Fixed | Roof
Solar Registration Program | NJSRRE1542521483 | Egg Harbor City | 8215 | 19 | 13.02 | Residential | Yes | Behind the Meter | Sun Up Zero Down | PSE&G | Accepted | 2019-10-09 | 2019-10-11 | 2020-10-11 | Enphase | IQ7-60-2-US | Inverters | 310 |  | 42 |  |  | 0.976 |  | Other | outside wall
Solar Registration Program | NJSRRE1542544097 | Stanhope | 7874 | 1 | 13.02 | Residential | No | Behind the Meter | Ampericon | JCP&L | Accepted | 2019-10-15 | 2019-10-17 | 2020-10-17 | Silfab | SLA-M-310 | Solar Panels |  | 0.31 | 42 | 240 | 20 |  | Fixed | Roof
Solar Registration Program | NJSRRE1542544097 | Stanhope | 7874 | 1 | 13.02 | Residential | No | Behind the Meter | Ampericon | JCP&L | Accepted | 2019-10-15 | 2019-10-17 | 2020-10-17 | EnPhase | IQ7 | Inverters | 240 |  | 42 |  |  | 0.965 |  | Outside | Roof
Solar Registration Program | NJSRRE1542544188 | Monroe | 8094 | 15 | 13.02 | Residential | Yes | Behind the Meter | Orbit Energy & Power, LLC | AC Electric | Accepted | 2019-10-15 | 2019-10-17 | 2020-10-17 | trina | tsm 310 | Solar Panels |  | 0.31 | 4 | 46 | 23 |  | Fixed | Roof
Solar Registration Program | NJSRRE1542544188 | Monroe | 8094 | 15 | 13.02 | Residential | Yes | Behind the Meter | Orbit Energy & Power, LLC | AC Electric | Accepted | 2019-10-15 | 2019-10-17 | 2020-10-17 | trina | tsm 310 | Solar Panels |  | 0.31 | 4 | 226 | 23 |  | Fixed | Roof
Solar Registration Program | NJSRRE1542544188 | Monroe | 8094 | 15 | 13.02 | Residential | Yes | Behind the Meter | Orbit Energy & Power, LLC | AC Electric | Accepted | 2019-10-15 | 2019-10-17 | 2020-10-17 | trina | tsm 310 | Solar Panels |  | 0.31 | 18 | 136 | 27 |  | Fixed | Roof
Solar Registration Program | NJSRRE1542544188 | Monroe | 8094 | 15 | 13.02 | Residential | Yes | Behind the Meter | Orbit Energy & Power, LLC | AC Electric | Accepted | 2019-10-15 | 2019-10-17 | 2020-10-17 | trina | tsm 310 | Solar Panels |  | 0.31 | 16 | 316 | 27 |  | Fixed | Roof
Solar Registration Program | NJSRRE1542544188 | Monroe | 8094 | 15 | 13.02 | Residential | Yes | Behind the Meter | Orbit Energy & Power, LLC | AC Electric | Accepted | 2019-10-15 | 2019-10-17 | 2020-10-17 | enphase | iq7 | Inverters | 240 |  | 42 |  |  | 0.986 |  | Outside | panel
Solar Registration Program | NJSRRE1542547073 | Bargaintown | 8234 | 19 | 13.02 | Residential | No | Behind the Meter | All Season Solar | AC Electric | Accepted | 2019-10-16 | 2019-10-18 | 2020-10-18 | Certain Teed | CT310CH11-04 | Solar Panels |  | 0.31 | 13 | 202 | 33 |  | Fixed | Roof
Solar Registration Program | NJSRRE1542547073 | Bargaintown | 8234 | 19 | 13.02 | Residential | No | Behind the Meter | All Season Solar | AC Electric | Accepted | 2019-10-16 | 2019-10-18 | 2020-10-18 | Certain Teed | CT310CH11-04 | Solar Panels |  | 0.31 | 21 | 112 | 33 |  | Single Axis | Roof
Solar Registration Program | NJSRRE1542547073 | Bargaintown | 8234 | 19 | 13.02 | Residential | No | Behind the Meter | All Season Solar | AC Electric | Accepted | 2019-10-16 | 2019-10-18 | 2020-10-18 | Certain Teed | CT310CH11-04 | Solar Panels |  | 0.31 | 6 | 202 | 45 |  | Fixed | Roof
Solar Registration Program | NJSRRE1542547073 | Bargaintown | 8234 | 19 | 13.02 | Residential | No | Behind the Meter | All Season Solar | AC Electric | Accepted | 2019-10-16 | 2019-10-18 | 2020-10-18 | Certain Teed | CT310CH11-04 | Solar Panels |  | 0.31 | 2 | 202 | 33 |  | Fixed | Roof
Solar Registration Program | NJSRRE1542547073 | Bargaintown | 8234 | 19 | 13.02 | Residential | No | Behind the Meter | All Season Solar | AC Electric | Accepted | 2019-10-16 | 2019-10-18 | 2020-10-18 | Enphase | IQ7 | Inverters | 240 |  | 42 |  |  | 0.97 |  | Outdoor | Under Module
Solar Registration Program | NJSRRE1542556978 | Hammonton | 8037 | 19 | 13.02 | Residential | No | Behind the Meter | Orbit Energy & Power, LLC | AC Electric | Accepted | 2019-10-18 | 2019-10-22 | 2020-10-22 | trina | tsm 310 | Solar Panels |  | 0.31 | 13 | 125 | 20 |  | Fixed | Roof
Solar Registration Program | NJSRRE1542556978 | Hammonton | 8037 | 19 | 13.02 | Residential | No | Behind the Meter | Orbit Energy & Power, LLC | AC Electric | Accepted | 2019-10-18 | 2019-10-22 | 2020-10-22 | trina | tsm 310 | Solar Panels |  | 0.31 | 13 | 305 | 20 |  | Fixed | Roof
Solar Registration Program | NJSRRE1542556978 | Hammonton | 8037 | 19 | 13.02 | Residential | No | Behind the Meter | Orbit Energy & Power, LLC | AC Electric | Accepted | 2019-10-18 | 2019-10-22 | 2020-10-22 | trina | tsm 310 | Solar Panels |  | 0.31 | 16 | 215 | 20 |  | Fixed | Roof
Solar Registration Program | NJSRRE1542556978 | Hammonton | 8037 | 19 | 13.02 | Residential | No | Behind the Meter | Orbit Energy & Power, LLC | AC Electric | Accepted | 2019-10-18 | 2019-10-22 | 2020-10-22 | enphase | iq7 | Inverters | 240 |  | 42 |  |  | 0.986 |  | Outside | panel
Solar Registration Program | NJSRRE1542687462 | Pompton Lakes | 7442 | 6 | 13.02 | Residential | No | Behind the Meter | Eznergy | JCP&L | Accepted | 2019-10-29 | 2019-11-04 | 2020-11-04 | Trina | TSM310 | Solar Panels |  | 0.31 | 15 | 210 | 33 |  | Fixed | Roof
Solar Registration Program | NJSRRE1542687462 | Pompton Lakes | 7442 | 6 | 13.02 | Residential | No | Behind the Meter | Eznergy | JCP&L | Accepted | 2019-10-29 | 2019-11-04 | 2020-11-04 | Trina | TSM310 | Solar Panels |  | 0.31 | 3 | 120 | 33 |  | Fixed | Roof
Solar Registration Program | NJSRRE1542687462 | Pompton Lakes | 7442 | 6 | 13.02 | Residential | No | Behind the Meter | Eznergy | JCP&L | Accepted | 2019-10-29 | 2019-11-04 | 2020-11-04 | Trina | TSM310 | Solar Panels |  | 0.31 | 12 | 235 | 33 |  | Fixed | Roof
Solar Registration Program | NJSRRE1542687462 | Pompton Lakes | 7442 | 6 | 13.02 | Residential | No | Behind the Meter | Eznergy | JCP&L | Accepted | 2019-10-29 | 2019-11-04 | 2020-11-04 | Trina | TSM310 | Solar Panels |  | 0.31 | 12 | 55 | 33 |  | Fixed | Roof
Solar Registration Program | NJSRRE1542687462 | Pompton Lakes | 7442 | 6 | 13.02 | Residential | No | Behind the Meter | Eznergy | JCP&L | Accepted | 2019-10-29 | 2019-11-04 | 2020-11-04 | Enphase | IQ7 | Inverters | 240 |  | 42 |  |  | 0.97 |  | Outdoor | Under panels on rails
Solar Registration Program | NJSRRE1542850493 | Toms River | 8755 | 18 | 13.02 | Residential | No | Behind the Meter | Powerlutions | JCP&L | Accepted | 2019-10-31 | 2019-11-04 | 2020-11-04 | Trina | TSM-310 DD05A | Solar Panels |  | 0.31 | 30 | 176 | 33 |  | Fixed | Roof
Solar Registration Program | NJSRRE1542850493 | Toms River | 8755 | 18 | 13.02 | Residential | No | Behind the Meter | Powerlutions | JCP&L | Accepted | 2019-10-31 | 2019-11-04 | 2020-11-04 | Trina | TSM-310 DD05A | Solar Panels |  | 0.31 | 12 | 176 | 32 |  | Fixed | Roof
Solar Registration Program | NJSRRE1542850493 | Toms River | 8755 | 18 | 13.02 | Residential | No | Behind the Meter | Powerlutions | JCP&L | Accepted | 2019-10-31 | 2019-11-04 | 2020-11-04 | Solar Edge | SE10000H-US | Inverters | 10 |  | 1 |  |  | 0.99 |  | Outdoor | Near Meter
Solar Registration Program | NJSRRE1542967138 | Weekstown | 8215 | 19 | 13.02 | Residential | Yes | Behind the Meter | All Season Solar | AC Electric | Accepted | 2019-11-05 | 2019-11-07 | 2020-11-07 | Trina | TSM DD05H.05II 310W AUG 2019 | Solar Panels |  | 0.31 | 42 | 114 | 30 |  | Fixed | Roof
Solar Registration Program | NJSRRE1542967138 | Weekstown | 8215 | 19 | 13.02 | Residential | Yes | Behind the Meter | All Season Solar | AC Electric | Accepted | 2019-11-05 | 2019-11-07 | 2020-11-07 | Enphase | IQ7 | Inverters | 240 |  | 42 |  |  | 0.97 |  | Outdoor | Under Module
Solar Registration Program | NJSRRE1543067493 | Jackson | 8527 | 18 | 13.02 | Residential | Yes | Behind the Meter | Powerlutions | JCP&L | Accepted | 2019-11-12 | 2019-11-14 | 2020-11-14 | Trina | TSM-310 DD05A | Solar Panels |  | 0.31 | 6 | 221 | 38 |  | Fixed | Roof
Solar Registration Program | NJSRRE1543067493 | Jackson | 8527 | 18 | 13.02 | Residential | Yes | Behind the Meter | Powerlutions | JCP&L | Accepted | 2019-11-12 | 2019-11-14 | 2020-11-14 | Trina | TSM-310 DD05A | Solar Panels |  | 0.31 | 2 | 131 | 34 |  | Fixed | Roof
Solar Registration Program | NJSRRE1543067493 | Jackson | 8527 | 18 | 13.02 | Residential | Yes | Behind the Meter | Powerlutions | JCP&L | Accepted | 2019-11-12 | 2019-11-14 | 2020-11-14 | Trina | TSM-310 DD05A | Solar Panels |  | 0.31 | 5 | 131 | 38 |  | Fixed | Roof
Solar Registration Program | NJSRRE1543067493 | Jackson | 8527 | 18 | 13.02 | Residential | Yes | Behind the Meter | Powerlutions | JCP&L | Accepted | 2019-11-12 | 2019-11-14 | 2020-11-14 | Trina | TSM-310 DD05A | Solar Panels |  | 0.31 | 16 | 221 | 38 |  | Fixed | Roof
Solar Registration Program | NJSRRE1543067493 | Jackson | 8527 | 18 | 13.02 | Residential | Yes | Behind the Meter | Powerlutions | JCP&L | Accepted | 2019-11-12 | 2019-11-14 | 2020-11-14 | Trina | TSM-310 DD05A | Solar Panels |  | 0.31 | 13 | 131 | 38 |  | Fixed | Roof
Solar Registration Program | NJSRRE1543067493 | Jackson | 8527 | 18 | 13.02 | Residential | Yes | Behind the Meter | Powerlutions | JCP&L | Accepted | 2019-11-12 | 2019-11-14 | 2020-11-14 | Solar Edge | SE10000H-US | Inverters | 10 |  | 1 |  |  | 0.99 |  | Outdoor | Near Meter
Solar Registration Program | NJSRRE1543478253 | Cold Spring | 8204 | 21 | 13.02 | Residential | Yes | Behind the Meter | All Season Solar | AC Electric | Accepted | 2019-12-04 | 2019-12-06 | 2020-12-06 | Trina | TSM DD05H.05II 310W AUG 2019 | Solar Panels |  | 0.31 | 42 | 147 | 25 |  | Fixed | Roof
Solar Registration Program | NJSRRE1543478253 | Cold Spring | 8204 | 21 | 13.02 | Residential | Yes | Behind the Meter | All Season Solar | AC Electric | Accepted | 2019-12-04 | 2019-12-06 | 2020-12-06 | Enphase | IQ7 | Inverters | 240 |  | 42 |  |  | 0.97 |  | Outdoor | Under Module
Solar Registration Program | NJSRRE1543502092 | Bargaintown | 8234 | 19 | 13.02 | Residential | Yes | Behind the Meter | All Season Solar | AC Electric | Accepted | 2019-12-09 | 2019-12-12 | 2020-12-12 | Trina | TSM DD05H.05II 310W AUG 2019 | Solar Panels |  | 0.31 | 8 | 170 | 33 |  | Fixed | Roof
Solar Registration Program | NJSRRE1543502092 | Bargaintown | 8234 | 19 | 13.02 | Residential | Yes | Behind the Meter | All Season Solar | AC Electric | Accepted | 2019-12-09 | 2019-12-12 | 2020-12-12 | Trina | TSM DD05H.05II 310W AUG 2019 | Solar Panels |  | 0.31 | 31 | 170 | 33 |  | Fixed | Roof
Solar Registration Program | NJSRRE1543502092 | Bargaintown | 8234 | 19 | 13.02 | Residential | Yes | Behind the Meter | All Season Solar | AC Electric | Accepted | 2019-12-09 | 2019-12-12 | 2020-12-12 | Trina | TSM DD05H.05II 310W AUG 2019 | Solar Panels |  | 0.31 | 3 | 170 | 44 |  | Fixed | Roof
Solar Registration Program | NJSRRE1543502092 | Bargaintown | 8234 | 19 | 13.02 | Residential | Yes | Behind the Meter | All Season Solar | AC Electric | Accepted | 2019-12-09 | 2019-12-12 | 2020-12-12 | Enphase | IQ7 | Inverters | 240 |  | 42 |  |  | 0.97 |  | Outdoor | Under Module
Solar Registration Program | NJSRRE1543674252 | Riverside | 8075 | 13 | 13.02 | Residential | No | Behind the Meter | Solar Energy World | PSE&G | Accepted | 2019-12-24 | 2019-12-30 | 2020-12-30 | LONGi Green Energy Technology | LR6-60PE-310M | Solar Panels |  | 0.31 | 42 | 202 | 33 |  | Fixed | Roof
Solar Registration Program | NJSRRE1543674252 | Riverside | 8075 | 13 | 13.02 | Residential | No | Behind the Meter | Solar Energy World | PSE&G | Accepted | 2019-12-24 | 2019-12-30 | 2020-12-30 | Solar Edge | SE11400H-USRGM | Inverters | 11400 |  | 1 |  |  | 0.98 |  | Outdoor | near meter
Solar Registration Program | NJSRRE1543821357 | Westville | 8093 | 15 | 13.02 | Residential | Yes | Behind the Meter | Orbit Energy & Power, LLC | PSE&G | Accepted | 2019-12-26 | 2019-12-31 | 2020-12-31 | TRINA SOLAR | TSM-DD05A.08(II) 310W | Solar Panels |  | 0.31 | 12 | 48 | 20 |  | Fixed | Roof
Solar Registration Program | NJSRRE1543821357 | Westville | 8093 | 15 | 13.02 | Residential | Yes | Behind the Meter | Orbit Energy & Power, LLC | PSE&G | Accepted | 2019-12-26 | 2019-12-31 | 2020-12-31 | TRINA SOLAR | TSM-D05A.08 (II) 310W | Solar Panels |  | 0.31 | 30 | 228 | 20 |  | Fixed | Roof
Solar Registration Program | NJSRRE1543821357 | Westville | 8093 | 15 | 13.02 | Residential | Yes | Behind the Meter | Orbit Energy & Power, LLC | PSE&G | Accepted | 2019-12-26 | 2019-12-31 | 2020-12-31 | ENPHASE | IQ7-60-2-US | Inverters | 0.24 |  | 42 |  |  | 0.99 |  | Outside | 0.9
Solar Registration Program | NJSRRE1540250972 | Toms River | 8755 | 18 | 13.05 | Residential | Yes | Behind the Meter | Sunrun Installation Services, Inc. | JCP&L | Accepted | 2019-01-16 | 2019-01-21 | 2020-01-21 | REC Solar | REC290TP2 BLK | Solar Panels |  | 0.29 | 24 | 125 | 18 |  | Fixed | Roof
Solar Registration Program | NJSRRE1540250972 | Toms River | 8755 | 18 | 13.05 | Residential | Yes | Behind the Meter | Sunrun Installation Services, Inc. | JCP&L | Accepted | 2019-01-16 | 2019-01-21 | 2020-01-21 | REC Solar | REC290TP2 BLK | Solar Panels |  | 0.29 | 21 | 305 | 18 |  | Fixed | Roof
Solar Registration Program | NJSRRE1540250972 | Toms River | 8755 | 18 | 13.05 | Residential | Yes | Behind the Meter | Sunrun Installation Services, Inc. | JCP&L | Accepted | 2019-01-16 | 2019-01-21 | 2020-01-21 | SMA America | SB5.0-1SP-US-40 | Inverters | 5000 |  | 1 |  |  | 0.96 |  | Outdoor | Next To Meter
Solar Registration Program | NJSRRE1540250972 | Toms River | 8755 | 18 | 13.05 | Residential | Yes | Behind the Meter | Sunrun Installation Services, Inc. | JCP&L | Accepted | 2019-01-16 | 2019-01-21 | 2020-01-21 | SMA America | SB6.0-1SP-US-40 | Inverters | 6000 |  | 1 |  |  | 0.96 |  | Outdoor | Next To Meter
Solar Registration Program | NJSRRE1540312965 | Bayville | 8721 | 18 | 13.05 | Residential | No | Behind the Meter | Sunrun Installation Services, Inc. | JCP&L | Accepted | 2019-02-04 | 2019-02-05 | 2020-02-05 | REC Solar | REC290TP2 BLK | Solar Panels |  | 0.29 | 28 | 172 | 14 |  | Fixed | Roof
Solar Registration Program | NJSRRE1540312965 | Bayville | 8721 | 18 | 13.05 | Residential | No | Behind the Meter | Sunrun Installation Services, Inc. | JCP&L | Accepted | 2019-02-04 | 2019-02-05 | 2020-02-05 | REC Solar | REC290TP2 BLK | Solar Panels |  | 0.29 | 17 | 352 | 14 |  | Fixed | Roof
Solar Registration Program | NJSRRE1540312965 | Bayville | 8721 | 18 | 13.05 | Residential | No | Behind the Meter | Sunrun Installation Services, Inc. | JCP&L | Accepted | 2019-02-04 | 2019-02-05 | 2020-02-05 | SMA America | SB5.0-1SP-US-40 | Inverters | 5000 |  | 1 |  |  | 0.96 |  | Outdoor | Next To Meter
Solar Registration Program | NJSRRE1540312965 | Bayville | 8721 | 18 | 13.05 | Residential | No | Behind the Meter | Sunrun Installation Services, Inc. | JCP&L | Accepted | 2019-02-04 | 2019-02-05 | 2020-02-05 | SMA America | SB6.0-1SP-US-40 | Inverters | 6000 |  | 1 |  |  | 0.96 |  | Outdoor | Next To Meter
Solar Registration Program | NJSRRE1540349033 | Hazlet | 7730 | 17 | 13.05 | Residential | No | Behind the Meter | Sunrun Installation Services, Inc. | JCP&L | Accepted | 2019-02-08 | 2019-02-13 | 2020-02-13 | REC Solar | REC290TP2 BLK | Solar Panels |  | 0.29 | 4 | 197 | 18 |  | Fixed | Roof
Solar Registration Program | NJSRRE1540349033 | Hazlet | 7730 | 17 | 13.05 | Residential | No | Behind the Meter | Sunrun Installation Services, Inc. | JCP&L | Accepted | 2019-02-08 | 2019-02-13 | 2020-02-13 | REC Solar | REC290TP2 BLK | Solar Panels |  | 0.29 | 14 | 196 | 27 |  | Fixed | Roof
Solar Registration Program | NJSRRE1540349033 | Hazlet | 7730 | 17 | 13.05 | Residential | No | Behind the Meter | Sunrun Installation Services, Inc. | JCP&L | Accepted | 2019-02-08 | 2019-02-13 | 2020-02-13 | REC Solar | REC290TP2 BLK | Solar Panels |  | 0.29 | 12 | 196 | 43 |  | Fixed | Roof
Solar Registration Program | NJSRRE1540349033 | Hazlet | 7730 | 17 | 13.05 | Residential | No | Behind the Meter | Sunrun Installation Services, Inc. | JCP&L | Accepted | 2019-02-08 | 2019-02-13 | 2020-02-13 | REC Solar | REC290TP2 BLK | Solar Panels |  | 0.29 | 15 | 16 | 27 |  | Fixed | Roof
Solar Registration Program | NJSRRE1540349033 | Hazlet | 7730 | 17 | 13.05 | Residential | No | Behind the Meter | Sunrun Installation Services, Inc. | JCP&L | Accepted | 2019-02-08 | 2019-02-13 | 2020-02-13 | SolarEdge Technologies | SE11400H-USRGM | Inverters | 11400 |  | 1 |  |  | 0.96 |  | Outdoor | Next To Meter
Solar Registration Program | NJSRRE1540385490 | Saddle Brook Twp | 7663 | 7 | 13.05 | Residential | Yes | Behind the Meter | Sunrun Installation Services, Inc. | PSE&G | Accepted | 2019-02-21 | 2019-02-25 | 2020-02-25 | REC Solar | REC290TP2 BLK | Solar Panels |  | 0.29 | 22 | 340 | 22 |  | Fixed | Roof
Solar Registration Program | NJSRRE1540385490 | Saddle Brook Twp | 7663 | 7 | 13.05 | Residential | Yes | Behind the Meter | Sunrun Installation Services, Inc. | PSE&G | Accepted | 2019-02-21 | 2019-02-25 | 2020-02-25 | REC Solar | REC290TP2 BLK | Solar Panels |  | 0.29 | 13 | 160 | 23 |  | Fixed | Roof
Solar Registration Program | NJSRRE1540385490 | Saddle Brook Twp | 7663 | 7 | 13.05 | Residential | Yes | Behind the Meter | Sunrun Installation Services, Inc. | PSE&G | Accepted | 2019-02-21 | 2019-02-25 | 2020-02-25 | REC Solar | REC290TP2 BLK | Solar Panels |  | 0.29 | 4 | 250 | 23 |  | Fixed | Roof
Solar Registration Program | NJSRRE1540385490 | Saddle Brook Twp | 7663 | 7 | 13.05 | Residential | Yes | Behind the Meter | Sunrun Installation Services, Inc. | PSE&G | Accepted | 2019-02-21 | 2019-02-25 | 2020-02-25 | REC Solar | REC290TP2 BLK | Solar Panels |  | 0.29 | 6 | 70 | 23 |  | Fixed | Roof
Solar Registration Program | NJSRRE1540385490 | Saddle Brook Twp | 7663 | 7 | 13.05 | Residential | Yes | Behind the Meter | Sunrun Installation Services, Inc. | PSE&G | Accepted | 2019-02-21 | 2019-02-25 | 2020-02-25 | SolarEdge Technologies | SE11400H-USRGM | Inverters | 11400 |  | 1 |  |  | 0.96 |  | Outdoor | Next To Meter
Solar Registration Program | NJSRRE1540419260 | Monroe Township | 8831 | 11 | 13.05 | Residential | Yes | Behind the Meter | Sunrun Installation Services, Inc. | JCP&L | Accepted | 2019-03-04 | 2019-03-05 | 2020-03-05 | REC Solar | REC290TP2 BLK | Solar Panels |  | 0.29 | 5 | 52 | 34 |  | Fixed | Roof
Solar Registration Program | NJSRRE1540419260 | Monroe Township | 8831 | 11 | 13.05 | Residential | Yes | Behind the Meter | Sunrun Installation Services, Inc. | JCP&L | Accepted | 2019-03-04 | 2019-03-05 | 2020-03-05 | REC Solar | REC290TP2 BLK | Solar Panels |  | 0.29 | 5 | 233 | 34 |  | Fixed | Roof
Solar Registration Program | NJSRRE1540419260 | Monroe Township | 8831 | 11 | 13.05 | Residential | Yes | Behind the Meter | Sunrun Installation Services, Inc. | JCP&L | Accepted | 2019-03-04 | 2019-03-05 | 2020-03-05 | REC Solar | REC290TP2 BLK | Solar Panels |  | 0.29 | 35 | 141 | 34 |  | Fixed | Roof
Solar Registration Program | NJSRRE1540419260 | Monroe Township | 8831 | 11 | 13.05 | Residential | Yes | Behind the Meter | Sunrun Installation Services, Inc. | JCP&L | Accepted | 2019-03-04 | 2019-03-05 | 2020-03-05 | SolarEdge Technologies | SE11400H-USRGM | Inverters | 11400 |  | 1 |  |  | 0.96 |  | Outdoor | Next To Meter
Solar Registration Program | NJSRRE1540456809 | Flemington | 8822 | 4 | 13.05 | Residential | No | Behind the Meter | Sunrun Installation Services, Inc. | JCP&L | Accepted | 2019-03-06 | 2019-03-07 | 2020-03-07 | REC Solar | REC290TP2 BLK | Solar Panels |  | 0.29 | 26 | 174 | 26 |  | Fixed | Roof
Solar Registration Program | NJSRRE1540456809 | Flemington | 8822 | 4 | 13.05 | Residential | No | Behind the Meter | Sunrun Installation Services, Inc. | JCP&L | Accepted | 2019-03-06 | 2019-03-07 | 2020-03-07 | REC Solar | REC290TP2 BLK | Solar Panels |  | 0.29 | 19 | 354 | 27 |  | Fixed | Roof
Solar Registration Program | NJSRRE1540456809 | Flemington | 8822 | 4 | 13.05 | Residential | No | Behind the Meter | Sunrun Installation Services, Inc. | JCP&L | Accepted | 2019-03-06 | 2019-03-07 | 2020-03-07 | SMA America | SB5.0-1SP-US-40 | Inverters | 5000 |  | 1 |  |  | 0.96 |  | Outdoor | Next To Meter
Solar Registration Program | NJSRRE1540456809 | Flemington | 8822 | 4 | 13.05 | Residential | No | Behind the Meter | Sunrun Installation Services, Inc. | JCP&L | Accepted | 2019-03-06 | 2019-03-07 | 2020-03-07 | SMA America | SB6.0-1SP-US-40 | Inverters | 6000 |  | 1 |  |  | 0.96 |  | Outdoor | Next To Meter
Solar Registration Program | NJSRRE1540721304 | Woodbridge Twp | 7067 | 10 | 13.05 | Residential | Yes | Behind the Meter | Sunrun Installation Services, Inc. | PSE&G | Accepted | 2019-03-26 | 2019-03-27 | 2020-03-27 | REC Solar | REC290TP2 BLK | Solar Panels |  | 0.29 | 7 | 176 | 35 |  | Fixed | Roof
Solar Registration Program | NJSRRE1540721304 | Woodbridge Twp | 7067 | 10 | 13.05 | Residential | Yes | Behind the Meter | Sunrun Installation Services, Inc. | PSE&G | Accepted | 2019-03-26 | 2019-03-27 | 2020-03-27 | REC Solar | REC290TP2 BLK | Solar Panels |  | 0.29 | 16 | 267 | 27 |  | Fixed | Roof
Solar Registration Program | NJSRRE1540721304 | Woodbridge Twp | 7067 | 10 | 13.05 | Residential | Yes | Behind the Meter | Sunrun Installation Services, Inc. | PSE&G | Accepted | 2019-03-26 | 2019-03-27 | 2020-03-27 | REC Solar | REC290TP2 BLK | Solar Panels |  | 0.29 | 22 | 87 | 27 |  | Fixed | Roof
Solar Registration Program | NJSRRE1540721304 | Woodbridge Twp | 7067 | 10 | 13.05 | Residential | Yes | Behind the Meter | Sunrun Installation Services, Inc. | PSE&G | Accepted | 2019-03-26 | 2019-03-27 | 2020-03-27 | SMA America | SB6.0-1SP-US-40 | Inverters | 6000 |  | 1 |  |  | 0.96 |  | Outdoor | Next To Meter
Solar Registration Program | NJSRRE1540721304 | Woodbridge Twp | 7067 | 10 | 13.05 | Residential | Yes | Behind the Meter | Sunrun Installation Services, Inc. | PSE&G | Accepted | 2019-03-26 | 2019-03-27 | 2020-03-27 | SMA America | SB5.0-1SP-US-40 | Inverters | 5000 |  | 1 |  |  | 0.96 |  | Outdoor | Next To Meter
Solar Registration Program | NJSRRE1540866541 | Warren | 7059 | 5 | 13.05 | Residential | Yes | Behind the Meter | Sunrun Installation Services, Inc. | JCP&L | Accepted | 2019-04-19 | 2019-04-23 | 2020-04-23 | REC Solar | REC290TP2 BLK | Solar Panels |  | 0.29 | 5 | 228 | 35 |  | Fixed | Roof
Solar Registration Program | NJSRRE1540866541 | Warren | 7059 | 5 | 13.05 | Residential | Yes | Behind the Meter | Sunrun Installation Services, Inc. | JCP&L | Accepted | 2019-04-19 | 2019-04-23 | 2020-04-23 | REC Solar | REC290TP2 BLK | Solar Panels |  | 0.29 | 14 | 140 | 31 |  | Fixed | Roof
Solar Registration Program | NJSRRE1540866541 | Warren | 7059 | 5 | 13.05 | Residential | Yes | Behind the Meter | Sunrun Installation Services, Inc. | JCP&L | Accepted | 2019-04-19 | 2019-04-23 | 2020-04-23 | REC Solar | REC290TP2 BLK | Solar Panels |  | 0.29 | 3 | 226 | 30 |  | Fixed | Roof
Solar Registration Program | NJSRRE1540866541 | Warren | 7059 | 5 | 13.05 | Residential | Yes | Behind the Meter | Sunrun Installation Services, Inc. | JCP&L | Accepted | 2019-04-19 | 2019-04-23 | 2020-04-23 | REC Solar | REC290TP2 BLK | Solar Panels |  | 0.29 | 15 | 320 | 30 |  | Fixed | Roof
Solar Registration Program | NJSRRE1540866541 | Warren | 7059 | 5 | 13.05 | Residential | Yes | Behind the Meter | Sunrun Installation Services, Inc. | JCP&L | Accepted | 2019-04-19 | 2019-04-23 | 2020-04-23 | REC Solar | REC290TP2 BLK | Solar Panels |  | 0.29 | 2 | 49 | 32 |  | Fixed | Roof
Solar Registration Program | NJSRRE1540866541 | Warren | 7059 | 5 | 13.05 | Residential | Yes | Behind the Meter | Sunrun Installation Services, Inc. | JCP&L | Accepted | 2019-04-19 | 2019-04-23 | 2020-04-23 | REC Solar | REC290TP2 BLK | Solar Panels |  | 0.29 | 6 | 138 | 27 |  | Fixed | Roof
Solar Registration Program | NJSRRE1540866541 | Warren | 7059 | 5 | 13.05 | Residential | Yes | Behind the Meter | Sunrun Installation Services, Inc. | JCP&L | Accepted | 2019-04-19 | 2019-04-23 | 2020-04-23 | SolarEdge Technologies | SE11400H-USRGM | Inverters | 11400 |  | 1 |  |  | 0.96 |  | Outdoor | Next To Meter
Solar Registration Program | NJSRRE1540866843 | Collings Lakes | 8094 | 15 | 13.05 | Residential | Yes | Behind the Meter | Sunrun Installation Services, Inc. | AC Electric | Accepted | 2019-04-19 | 2019-04-22 | 2020-04-22 | REC Solar | REC290TP2 BLK | Solar Panels |  | 0.29 | 16 | 220 | 23 |  | Fixed | Roof
Solar Registration Program | NJSRRE1540866843 | Collings Lakes | 8094 | 15 | 13.05 | Residential | Yes | Behind the Meter | Sunrun Installation Services, Inc. | AC Electric | Accepted | 2019-04-19 | 2019-04-22 | 2020-04-22 | REC Solar | REC290TP2 BLK | Solar Panels |  | 0.29 | 16 | 41 | 23 |  | Fixed | Roof
Solar Registration Program | NJSRRE1540866843 | Collings Lakes | 8094 | 15 | 13.05 | Residential | Yes | Behind the Meter | Sunrun Installation Services, Inc. | AC Electric | Accepted | 2019-04-19 | 2019-04-22 | 2020-04-22 | REC Solar | REC290TP2 BLK | Solar Panels |  | 0.29 | 13 | 132 | 23 |  | Fixed | Roof
Solar Registration Program | NJSRRE1540866843 | Collings Lakes | 8094 | 15 | 13.05 | Residential | Yes | Behind the Meter | Sunrun Installation Services, Inc. | AC Electric | Accepted | 2019-04-19 | 2019-04-22 | 2020-04-22 | SMA America | SB5.0-1SP-US-40 | Inverters | 5000 |  | 1 |  |  | 0.96 |  | Outdoor | Next To Meter
Solar Registration Program | NJSRRE1540866843 | Collings Lakes | 8094 | 15 | 13.05 | Residential | Yes | Behind the Meter | Sunrun Installation Services, Inc. | AC Electric | Accepted | 2019-04-19 | 2019-04-22 | 2020-04-22 | SMA America | SB6.0-1SP-US-40 | Inverters | 6000 |  | 1 |  |  | 0.96 |  | Outdoor | Next To Meter
Solar Registration Program | NJSRRE1541480705 | Morristown | 7960 | 3 | 13.05 | Residential | Yes | Behind the Meter | Sunrun Installation Services, Inc. | JCP&L | Accepted | 2019-06-25 | 2019-06-27 | 2020-06-27 | REC Solar | REC290TP2 BLK | Solar Panels |  | 0.29 | 8 | 266 | 27 |  | Fixed | Roof
Solar Registration Program | NJSRRE1541480705 | Morristown | 7960 | 3 | 13.05 | Residential | Yes | Behind the Meter | Sunrun Installation Services, Inc. | JCP&L | Accepted | 2019-06-25 | 2019-06-27 | 2020-06-27 | REC Solar | REC290TP2 BLK | Solar Panels |  | 0.29 | 13 | 176 | 28 |  | Fixed | Roof
Solar Registration Program | NJSRRE1541480705 | Morristown | 7960 | 3 | 13.05 | Residential | Yes | Behind the Meter | Sunrun Installation Services, Inc. | JCP&L | Accepted | 2019-06-25 | 2019-06-27 | 2020-06-27 | REC Solar | REC290TP2 BLK | Solar Panels |  | 0.29 | 7 | 86 | 26 |  | Fixed | Roof
Solar Registration Program | NJSRRE1541480705 | Morristown | 7960 | 3 | 13.05 | Residential | Yes | Behind the Meter | Sunrun Installation Services, Inc. | JCP&L | Accepted | 2019-06-25 | 2019-06-27 | 2020-06-27 | REC Solar | REC290TP2 BLK | Solar Panels |  | 0.29 | 4 | 357 | 23 |  | Fixed | Roof
Solar Registration Program | NJSRRE1541480705 | Morristown | 7960 | 3 | 13.05 | Residential | Yes | Behind the Meter | Sunrun Installation Services, Inc. | JCP&L | Accepted | 2019-06-25 | 2019-06-27 | 2020-06-27 | REC Solar | REC290TP2 BLK | Solar Panels |  | 0.29 | 7 | 266 | 22 |  | Fixed | Roof
Solar Registration Program | NJSRRE1541480705 | Morristown | 7960 | 3 | 13.05 | Residential | Yes | Behind the Meter | Sunrun Installation Services, Inc. | JCP&L | Accepted | 2019-06-25 | 2019-06-27 | 2020-06-27 | REC Solar | REC290TP2 BLK | Solar Panels |  | 0.29 | 6 | 176 | 23 |  | Fixed | Roof
Solar Registration Program | NJSRRE1541480705 | Morristown | 7960 | 3 | 13.05 | Residential | Yes | Behind the Meter | Sunrun Installation Services, Inc. | JCP&L | Accepted | 2019-06-25 | 2019-06-27 | 2020-06-27 | SolarEdge Technologies | SE11400H-USRGM | Inverters | 11400 |  | 1 |  |  | 0.96 |  | Outdoor | Next To Meter
Solar Registration Program | NJSRRE1541624967 | Morganville | 7751 | 17 | 13.05 | Residential | Yes | Behind the Meter | Sunrun Installation Services, Inc. | JCP&L | Accepted | 2019-07-09 | 2019-07-11 | 2020-07-11 | REC Solar | REC290TP2 BLK | Solar Panels |  | 0.29 | 6 | 162 | 38 |  | Fixed | Roof
Solar Registration Program | NJSRRE1541624967 | Morganville | 7751 | 17 | 13.05 | Residential | Yes | Behind the Meter | Sunrun Installation Services, Inc. | JCP&L | Accepted | 2019-07-09 | 2019-07-11 | 2020-07-11 | REC Solar | REC290TP2 BLK | Solar Panels |  | 0.29 | 20 | 252 | 34 |  | Fixed | Roof
Solar Registration Program | NJSRRE1541624967 | Morganville | 7751 | 17 | 13.05 | Residential | Yes | Behind the Meter | Sunrun Installation Services, Inc. | JCP&L | Accepted | 2019-07-09 | 2019-07-11 | 2020-07-11 | REC Solar | REC290TP2 BLK | Solar Panels |  | 0.29 | 19 | 162 | 45 |  | Fixed | Roof
Solar Registration Program | NJSRRE1541624967 | Morganville | 7751 | 17 | 13.05 | Residential | Yes | Behind the Meter | Sunrun Installation Services, Inc. | JCP&L | Accepted | 2019-07-09 | 2019-07-11 | 2020-07-11 | Ningbo Ginlong Technologies | Solis-1P9K-4G-US | Inverters | 9000 |  | 1 |  |  | 0.96 |  | Outdoor | Next To Meter
Solar Registration Program | NJSRRE1541624967 | Morganville | 7751 | 17 | 13.05 | Residential | Yes | Behind the Meter | Sunrun Installation Services, Inc. | JCP&L | Accepted | 2019-07-09 | 2019-07-11 | 2020-07-11 | Ningbo Ginlong Technologies | Solis-1P3K-4G-US | Inverters | 3000 |  | 1 |  |  | 0.96 |  | Outdoor | Next To Meter
Solar Registration Program | NJSRRE1541632711 | Passaic City | 7055 | 6 | 13.05 | Residential | Yes | Behind the Meter | Sunrun Installation Services, Inc. | PSE&G | Accepted | 2019-07-11 | 2019-07-16 | 2020-07-16 | REC Solar | REC290TP2 BLK | Solar Panels |  | 0.29 | 36 | 250 | 45 |  | Fixed | Roof
Solar Registration Program | NJSRRE1541632711 | Passaic City | 7055 | 6 | 13.05 | Residential | Yes | Behind the Meter | Sunrun Installation Services, Inc. | PSE&G | Accepted | 2019-07-11 | 2019-07-16 | 2020-07-16 | REC Solar | REC290TP2 BLK | Solar Panels |  | 0.29 | 9 | 70 | 45 |  | Fixed | Roof
Solar Registration Program | NJSRRE1541632711 | Passaic City | 7055 | 6 | 13.05 | Residential | Yes | Behind the Meter | Sunrun Installation Services, Inc. | PSE&G | Accepted | 2019-07-11 | 2019-07-16 | 2020-07-16 | Ningbo Ginlong Technologies | Solis-1P6K-4G-US | Inverters | 6000 |  | 1 |  |  | 0.96 |  | Outdoor | Next To Meter
Solar Registration Program | NJSRRE1541711859 | Monroeville | 8343 | 16 | 13.05 | Residential | Yes | Behind the Meter | Sunrun Installation Services, Inc. | AC Electric | Accepted | 2019-07-27 | 2019-07-31 | 2020-07-31 | REC Solar | REC290TP2 BLK | Solar Panels |  | 0.29 | 11 | 76 | 34 |  | Fixed | Roof
Solar Registration Program | NJSRRE1541711859 | Monroeville | 8343 | 16 | 13.05 | Residential | Yes | Behind the Meter | Sunrun Installation Services, Inc. | AC Electric | Accepted | 2019-07-27 | 2019-07-31 | 2020-07-31 | REC Solar | REC290TP2 BLK | Solar Panels |  | 0.29 | 34 | 256 | 34 |  | Fixed | Roof
Solar Registration Program | NJSRRE1541711859 | Monroeville | 8343 | 16 | 13.05 | Residential | Yes | Behind the Meter | Sunrun Installation Services, Inc. | AC Electric | Accepted | 2019-07-27 | 2019-07-31 | 2020-07-31 | Ningbo Ginlong Technologies | Solis-1P10K-4G-US | Inverters | 10000 |  | 1 |  |  | 0.96 |  | Outdoor | Next To Meter
Solar Registration Program | NJSRRE1541722850 | Piscataway | 8854 | 11 | 13.05 | Residential | Yes | Behind the Meter | Sunrun Installation Services, Inc. | PSE&G | Accepted | 2019-07-31 | 2019-08-05 | 2020-08-05 | REC Solar | REC290TP2 BLK | Solar Panels |  | 0.29 | 13 | 260 | 10 |  | Fixed | Roof
Solar Registration Program | NJSRRE1541722850 | Piscataway | 8854 | 11 | 13.05 | Residential | Yes | Behind the Meter | Sunrun Installation Services, Inc. | PSE&G | Accepted | 2019-07-31 | 2019-08-05 | 2020-08-05 | REC Solar | REC290TP2 BLK | Solar Panels |  | 0.29 | 13 | 81 | 9 |  | Fixed | Roof
Solar Registration Program | NJSRRE1541722850 | Piscataway | 8854 | 11 | 13.05 | Residential | Yes | Behind the Meter | Sunrun Installation Services, Inc. | PSE&G | Accepted | 2019-07-31 | 2019-08-05 | 2020-08-05 | REC Solar | REC290TP2 BLK | Solar Panels |  | 0.29 | 19 | 261 | 27 |  | Fixed | Roof
Solar Registration Program | NJSRRE1541722850 | Piscataway | 8854 | 11 | 13.05 | Residential | Yes | Behind the Meter | Sunrun Installation Services, Inc. | PSE&G | Accepted | 2019-07-31 | 2019-08-05 | 2020-08-05 | Ningbo Ginlong Technologies | Solis-1P10K-4G-US | Inverters | 10000 |  | 1 |  |  | 0.96 |  | Outdoor | Next To Meter
Solar Registration Program | NJSRRE1541730102 | Milford | 8848 | 4 | 13.05 | Residential | No | Behind the Meter | Sunrun Installation Services, Inc. | JCP&L | Accepted | 2019-08-01 | 2019-08-06 | 2020-08-06 | REC Solar | REC290TP2 BLK | Solar Panels |  | 0.29 | 25 | 124 | 23 |  | Fixed | Roof
Solar Registration Program | NJSRRE1541730102 | Milford | 8848 | 4 | 13.05 | Residential | No | Behind the Meter | Sunrun Installation Services, Inc. | JCP&L | Accepted | 2019-08-01 | 2019-08-06 | 2020-08-06 | REC Solar | REC290TP2 BLK | Solar Panels |  | 0.29 | 20 | 304 | 23 |  | Fixed | Roof
Solar Registration Program | NJSRRE1541730102 | Milford | 8848 | 4 | 13.05 | Residential | No | Behind the Meter | Sunrun Installation Services, Inc. | JCP&L | Accepted | 2019-08-01 | 2019-08-06 | 2020-08-06 | Ningbo Ginlong Technologies | Solis-1P10K-4G-US | Inverters | 10000 |  | 1 |  |  | 0.96 |  | Outdoor | Next To Meter
Solar Registration Program | NJSRRE1542175343 | Woodbury Heights | 8097 | 15 | 13.05 | Residential | Yes | Behind the Meter | Sunrun Installation Services, Inc. | PSE&G | Accepted | 2019-09-04 | 2019-09-06 | 2020-09-06 | REC Solar | REC290TP2 BLK | Solar Panels |  | 0.29 | 13 | 254 | 23 |  | Fixed | Roof
Solar Registration Program | NJSRRE1542175343 | Woodbury Heights | 8097 | 15 | 13.05 | Residential | Yes | Behind the Meter | Sunrun Installation Services, Inc. | PSE&G | Accepted | 2019-09-04 | 2019-09-06 | 2020-09-06 | REC Solar | REC290TP2 BLK | Solar Panels |  | 0.29 | 17 | 168 | 18 |  | Fixed | Roof
Solar Registration Program | NJSRRE1542175343 | Woodbury Heights | 8097 | 15 | 13.05 | Residential | Yes | Behind the Meter | Sunrun Installation Services, Inc. | PSE&G | Accepted | 2019-09-04 | 2019-09-06 | 2020-09-06 | REC Solar | REC290TP2 BLK | Solar Panels |  | 0.29 | 12 | 75 | 23 |  | Fixed | Roof
Solar Registration Program | NJSRRE1542175343 | Woodbury Heights | 8097 | 15 | 13.05 | Residential | Yes | Behind the Meter | Sunrun Installation Services, Inc. | PSE&G | Accepted | 2019-09-04 | 2019-09-06 | 2020-09-06 | REC Solar | REC290TP2 BLK | Solar Panels |  | 0.29 | 3 | 256 | 14 |  | Fixed | Roof
Solar Registration Program | NJSRRE1542175343 | Woodbury Heights | 8097 | 15 | 13.05 | Residential | Yes | Behind the Meter | Sunrun Installation Services, Inc. | PSE&G | Accepted | 2019-09-04 | 2019-09-06 | 2020-09-06 | SolarEdge Technologies | SE7600A-USS2RGM | Inverters | 7600 |  | 1 |  |  | 0.96 |  | Outdoor | Next To Meter
Solar Registration Program | NJSRRE1542175343 | Woodbury Heights | 8097 | 15 | 13.05 | Residential | Yes | Behind the Meter | Sunrun Installation Services, Inc. | PSE&G | Accepted | 2019-09-04 | 2019-09-06 | 2020-09-06 | SolarEdge Technologies | SE3800A-USS2RGM | Inverters | 3800 |  | 1 |  |  | 0.96 |  | Outdoor | Next To Meter
Solar Registration Program | NJSRRE1542175343 | Woodbury Heights | 8097 | 15 | 13.05 | Residential | Yes | Behind the Meter | Sunrun Installation Services, Inc. | PSE&G | Accepted | 2019-09-04 | 2019-09-06 | 2020-09-06 | LG Chem | RESU 10H SEG | Electric Storage Battery |  |  | 1 |  |  |  | Lithium Ion |  | outside
Solar Registration Program | NJSRRE1542413114 | Linden | 7036 | 10 | 13.05 | Residential | No | Behind the Meter | Sunrun Installation Services, Inc. | PSE&G | Accepted | 2019-09-17 | 2019-09-20 | 2020-09-20 | REC Solar | REC290TP2 BLK | Solar Panels |  | 0.29 | 16 | 218 | 18 |  | Fixed | Roof
Solar Registration Program | NJSRRE1542413114 | Linden | 7036 | 10 | 13.05 | Residential | No | Behind the Meter | Sunrun Installation Services, Inc. | PSE&G | Accepted | 2019-09-17 | 2019-09-20 | 2020-09-20 | REC Solar | REC290TP2 BLK | Solar Panels |  | 0.29 | 5 | 218 | 18 |  | Fixed | Roof
Solar Registration Program | NJSRRE1542413114 | Linden | 7036 | 10 | 13.05 | Residential | No | Behind the Meter | Sunrun Installation Services, Inc. | PSE&G | Accepted | 2019-09-17 | 2019-09-20 | 2020-09-20 | REC Solar | REC290TP2 BLK | Solar Panels |  | 0.29 | 17 | 38 | 23 |  | Fixed | Roof
Solar Registration Program | NJSRRE1542413114 | Linden | 7036 | 10 | 13.05 | Residential | No | Behind the Meter | Sunrun Installation Services, Inc. | PSE&G | Accepted | 2019-09-17 | 2019-09-20 | 2020-09-20 | REC Solar | REC290TP2 BLK | Solar Panels |  | 0.29 | 7 | 128 | 18 |  | Fixed | Roof
Solar Registration Program | NJSRRE1542413114 | Linden | 7036 | 10 | 13.05 | Residential | No | Behind the Meter | Sunrun Installation Services, Inc. | PSE&G | Accepted | 2019-09-17 | 2019-09-20 | 2020-09-20 | Ningbo Ginlong Technologies | Solis-1P3K-4G-US | Inverters | 3000 |  | 1 |  |  | 0.96 |  | Outdoor | Next To Meter
Solar Registration Program | NJSRRE1542413114 | Linden | 7036 | 10 | 13.05 | Residential | No | Behind the Meter | Sunrun Installation Services, Inc. | PSE&G | Accepted | 2019-09-17 | 2019-09-20 | 2020-09-20 | Ningbo Ginlong Technologies | Solis-1P10K-4G-US | Inverters | 10000 |  | 1 |  |  | 0.96 |  | Outdoor | Next To Meter
Solar Registration Program | NJSRRE1542582583 | Whitehouse Station | 8889 | 4 | 13.05 | Residential | No | Behind the Meter | Sunrun Installation Services, Inc. | JCP&L | Accepted | 2019-10-24 | 2019-10-28 | 2020-10-28 | REC Solar | REC290TP2 BLK | Solar Panels |  | 0.29 | 15 | 166 | 23 |  | Fixed | Roof
Solar Registration Program | NJSRRE1542582583 | Whitehouse Station | 8889 | 4 | 13.05 | Residential | No | Behind the Meter | Sunrun Installation Services, Inc. | JCP&L | Accepted | 2019-10-24 | 2019-10-28 | 2020-10-28 | REC Solar | REC290TP2 BLK | Solar Panels |  | 0.29 | 30 | 346 | 23 |  | Fixed | Roof
Solar Registration Program | NJSRRE1542582583 | Whitehouse Station | 8889 | 4 | 13.05 | Residential | No | Behind the Meter | Sunrun Installation Services, Inc. | JCP&L | Accepted | 2019-10-24 | 2019-10-28 | 2020-10-28 | SolarEdge Technologies | SE10000H-USRGM | Inverters | 10000 |  | 1 |  |  | 0.96 |  | Outdoor | Next To Meter
Solar Registration Program | NJSRRE1542851471 | Hackettstown | 7840 | 2 | 13.05 | Residential | Yes | Behind the Meter | Sunrun Installation Services, Inc. | JCP&L | Accepted | 2019-10-31 | 2019-11-05 | 2020-11-05 | REC Solar | REC290TP2 BLK | Solar Panels |  | 0.29 | 8 | 209 | 27 |  | Fixed | Roof
Solar Registration Program | NJSRRE1542851471 | Hackettstown | 7840 | 2 | 13.05 | Residential | Yes | Behind the Meter | Sunrun Installation Services, Inc. | JCP&L | Accepted | 2019-10-31 | 2019-11-05 | 2020-11-05 | REC Solar | REC290TP2 BLK | Solar Panels |  | 0.29 | 19 | 299 | 27 |  | Fixed | Roof
Solar Registration Program | NJSRRE1542851471 | Hackettstown | 7840 | 2 | 13.05 | Residential | Yes | Behind the Meter | Sunrun Installation Services, Inc. | JCP&L | Accepted | 2019-10-31 | 2019-11-05 | 2020-11-05 | REC Solar | REC290TP2 BLK | Solar Panels |  | 0.29 | 18 | 119 | 27 |  | Fixed | Roof
Solar Registration Program | NJSRRE1542851471 | Hackettstown | 7840 | 2 | 13.05 | Residential | Yes | Behind the Meter | Sunrun Installation Services, Inc. | JCP&L | Accepted | 2019-10-31 | 2019-11-05 | 2020-11-05 | SolarEdge Technologies | SE10000H-USRGM | Inverters | 10000 |  | 1 |  |  | 0.96 |  | Outdoor | Next To Meter
Solar Registration Program | NJSRRE1542887939 | Maywood | 7607 | 7 | 13.05 | Residential | Yes | Behind the Meter | Sunrun Installation Services, Inc. | PSE&G | Accepted | 2019-11-01 | 2019-11-05 | 2020-11-05 | REC Solar | REC290TP2 BLK | Solar Panels |  | 0.29 | 2 | 198 | 26 |  | Fixed | Roof
Solar Registration Program | NJSRRE1542887939 | Maywood | 7607 | 7 | 13.05 | Residential | Yes | Behind the Meter | Sunrun Installation Services, Inc. | PSE&G | Accepted | 2019-11-01 | 2019-11-05 | 2020-11-05 | REC Solar | REC290TP2 BLK | Solar Panels |  | 0.29 | 20 | 107 | 27 |  | Fixed | Roof
Solar Registration Program | NJSRRE1542887939 | Maywood | 7607 | 7 | 13.05 | Residential | Yes | Behind the Meter | Sunrun Installation Services, Inc. | PSE&G | Accepted | 2019-11-01 | 2019-11-05 | 2020-11-05 | REC Solar | REC290TP2 BLK | Solar Panels |  | 0.29 | 15 | 287 | 25 |  | Fixed | Roof
Solar Registration Program | NJSRRE1542887939 | Maywood | 7607 | 7 | 13.05 | Residential | Yes | Behind the Meter | Sunrun Installation Services, Inc. | PSE&G | Accepted | 2019-11-01 | 2019-11-05 | 2020-11-05 | REC Solar | REC290TP2 BLK | Solar Panels |  | 0.29 | 8 | 198 | 23 |  | Fixed | Roof
Solar Registration Program | NJSRRE1542887939 | Maywood | 7607 | 7 | 13.05 | Residential | Yes | Behind the Meter | Sunrun Installation Services, Inc. | PSE&G | Accepted | 2019-11-01 | 2019-11-05 | 2020-11-05 | SolarEdge Technologies | SE11400H-USRGM | Inverters | 11400 |  | 1 |  |  | 0.96 |  | Outdoor | Next To Meter
Solar Registration Program | NJSRRE1543501785 | HOWELL | 7731 | 17 | 13.05 | Residential | Yes | Behind the Meter | Sunrun Installation Services, Inc. | JCP&L | Accepted | 2019-12-09 | 2019-12-11 | 2020-12-11 | REC Solar | REC290TP2 BLK | Solar Panels |  | 0.29 | 14 | 241 | 40 |  | Fixed | Roof
Solar Registration Program | NJSRRE1543501785 | HOWELL | 7731 | 17 | 13.05 | Residential | Yes | Behind the Meter | Sunrun Installation Services, Inc. | JCP&L | Accepted | 2019-12-09 | 2019-12-11 | 2020-12-11 | REC Solar | REC290TP2 BLK | Solar Panels |  | 0.29 | 20 | 61 | 40 |  | Fixed | Roof
Solar Registration Program | NJSRRE1543501785 | HOWELL | 7731 | 17 | 13.05 | Residential | Yes | Behind the Meter | Sunrun Installation Services, Inc. | JCP&L | Accepted | 2019-12-09 | 2019-12-11 | 2020-12-11 | REC Solar | REC290TP2 BLK | Solar Panels |  | 0.29 | 11 | 61 | 40 |  | Fixed | Roof
Solar Registration Program | NJSRRE1543501785 | HOWELL | 7731 | 17 | 13.05 | Residential | Yes | Behind the Meter | Sunrun Installation Services, Inc. | JCP&L | Accepted | 2019-12-09 | 2019-12-11 | 2020-12-11 | Delta Electronics | M6-TL-US | Inverters | 5760 |  | 1 |  |  | 0.96 |  | Outdoor | Next To Meter
Solar Registration Program | NJSRRE1543501785 | HOWELL | 7731 | 17 | 13.05 | Residential | Yes | Behind the Meter | Sunrun Installation Services, Inc. | JCP&L | Accepted | 2019-12-09 | 2019-12-11 | 2020-12-11 | Delta Electronics | M5-TL-US | Inverters | 4800 |  | 1 |  |  | 0.96 |  | Outdoor | Next To Meter
Solar Registration Program | NJSRRE1543502316 | Matawan | 7747 | 17 | 13.05 | Residential | Yes | Behind the Meter | Sunrun Installation Services, Inc. | JCP&L | Accepted | 2019-12-09 | 2019-12-12 | 2020-12-12 | REC Solar | REC290TP2 BLK | Solar Panels |  | 0.29 | 12 | 85 | 27 |  | Fixed | Roof
Solar Registration Program | NJSRRE1543502316 | Matawan | 7747 | 17 | 13.05 | Residential | Yes | Behind the Meter | Sunrun Installation Services, Inc. | JCP&L | Accepted | 2019-12-09 | 2019-12-12 | 2020-12-12 | REC Solar | REC290TP2 BLK | Solar Panels |  | 0.29 | 22 | 265 | 27 |  | Fixed | Roof
Solar Registration Program | NJSRRE1543502316 | Matawan | 7747 | 17 | 13.05 | Residential | Yes | Behind the Meter | Sunrun Installation Services, Inc. | JCP&L | Accepted | 2019-12-09 | 2019-12-12 | 2020-12-12 | REC Solar | REC290TP2 BLK | Solar Panels |  | 0.29 | 11 | 265 | 27 |  | Fixed | Roof
Solar Registration Program | NJSRRE1543502316 | Matawan | 7747 | 17 | 13.05 | Residential | Yes | Behind the Meter | Sunrun Installation Services, Inc. | JCP&L | Accepted | 2019-12-09 | 2019-12-12 | 2020-12-12 | Delta Electronics | M5-TL-US | Inverters | 4800 |  | 1 |  |  | 0.96 |  | Outdoor | Next To Meter
Solar Registration Program | NJSRRE1543502316 | Matawan | 7747 | 17 | 13.05 | Residential | Yes | Behind the Meter | Sunrun Installation Services, Inc. | JCP&L | Accepted | 2019-12-09 | 2019-12-12 | 2020-12-12 | Delta Electronics | M6-TL-US | Inverters | 5760 |  | 1 |  |  | 0.96 |  | Outdoor | Next To Meter
Solar Registration Program | NJSRRE1543556253 | Riverside | 8075 | 13 | 13.05 | Residential | Yes | Behind the Meter | Sunrun Installation Services, Inc. | PSE&G | Accepted | 2019-12-17 | 2019-12-20 | 2020-12-20 | REC Solar | REC290TP2 BLK | Solar Panels |  | 0.29 | 6 | 330 | 30 |  | Fixed | Roof
Solar Registration Program | NJSRRE1543556253 | Riverside | 8075 | 13 | 13.05 | Residential | Yes | Behind the Meter | Sunrun Installation Services, Inc. | PSE&G | Accepted | 2019-12-17 | 2019-12-20 | 2020-12-20 | REC Solar | REC290TP2 BLK | Solar Panels |  | 0.29 | 10 | 150 | 30 |  | Fixed | Roof
Solar Registration Program | NJSRRE1543556253 | Riverside | 8075 | 13 | 13.05 | Residential | Yes | Behind the Meter | Sunrun Installation Services, Inc. | PSE&G | Accepted | 2019-12-17 | 2019-12-20 | 2020-12-20 | REC Solar | REC290TP2 BLK | Solar Panels |  | 0.29 | 12 | 330 | 18 |  | Fixed | Roof
Solar Registration Program | NJSRRE1543556253 | Riverside | 8075 | 13 | 13.05 | Residential | Yes | Behind the Meter | Sunrun Installation Services, Inc. | PSE&G | Accepted | 2019-12-17 | 2019-12-20 | 2020-12-20 | REC Solar | REC290TP2 BLK | Solar Panels |  | 0.29 | 3 | 330 | 18 |  | Fixed | Roof
Solar Registration Program | NJSRRE1543556253 | Riverside | 8075 | 13 | 13.05 | Residential | Yes | Behind the Meter | Sunrun Installation Services, Inc. | PSE&G | Accepted | 2019-12-17 | 2019-12-20 | 2020-12-20 | REC Solar | REC290TP2 BLK | Solar Panels |  | 0.29 | 14 | 150 | 18 |  | Fixed | Roof
Solar Registration Program | NJSRRE1543556253 | Riverside | 8075 | 13 | 13.05 | Residential | Yes | Behind the Meter | Sunrun Installation Services, Inc. | PSE&G | Accepted | 2019-12-17 | 2019-12-20 | 2020-12-20 | SolarEdge Technologies | SE7600A-USS2RGM | Inverters | 7600 |  | 1 |  |  | 0.96 |  | Outdoor | Next To Meter
Solar Registration Program | NJSRRE1543556253 | Riverside | 8075 | 13 | 13.05 | Residential | Yes | Behind the Meter | Sunrun Installation Services, Inc. | PSE&G | Accepted | 2019-12-17 | 2019-12-20 | 2020-12-20 | SolarEdge Technologies | SE6000H-USRGM | Inverters | 6000 |  | 1 |  |  | 0.96 |  | Outdoor | Next To Meter
Solar Registration Program | NJSRRE1543556253 | Riverside | 8075 | 13 | 13.05 | Residential | Yes | Behind the Meter | Sunrun Installation Services, Inc. | PSE&G | Accepted | 2019-12-17 | 2019-12-20 | 2020-12-20 | LG Chem | RESU 10H SEG | Electric Storage Battery |  |  | 1 |  |  |  | Lithium Ion |  | outside
Solar Registration Program | NJSRRE1543572412 | West Windsor Township | 8550 | 12 | 13.05 | Residential | Yes | Behind the Meter | Sunrun Installation Services, Inc. | PSE&G | Accepted | 2019-12-19 | 2019-12-26 | 2020-12-26 | REC Solar | REC290TP2 BLK | Solar Panels |  | 0.29 | 23 | 112 | 34 |  | Fixed | Roof
Solar Registration Program | NJSRRE1543572412 | West Windsor Township | 8550 | 12 | 13.05 | Residential | Yes | Behind the Meter | Sunrun Installation Services, Inc. | PSE&G | Accepted | 2019-12-19 | 2019-12-26 | 2020-12-26 | REC Solar | REC290TP2 BLK | Solar Panels |  | 0.29 | 22 | 112 | 34 |  | Fixed | Roof
Solar Registration Program | NJSRRE1543572412 | West Windsor Township | 8550 | 12 | 13.05 | Residential | Yes | Behind the Meter | Sunrun Installation Services, Inc. | PSE&G | Accepted | 2019-12-19 | 2019-12-26 | 2020-12-26 | Delta Electronics | M5-TL-US | Inverters | 4800 |  | 1 |  |  | 0.96 |  | Outdoor | Next To Meter
Solar Registration Program | NJSRRE1543572412 | West Windsor Township | 8550 | 12 | 13.05 | Residential | Yes | Behind the Meter | Sunrun Installation Services, Inc. | PSE&G | Accepted | 2019-12-19 | 2019-12-26 | 2020-12-26 | Delta Electronics | M6-TL-US | Inverters | 5760 |  | 1 |  |  | 0.96 |  | Outdoor | Next To Meter
Solar Registration Program | NJSRRE1543586377 | Forked River | 8731 | 18 | 13.05 | Residential | Yes | Behind the Meter | Sunrun Installation Services, Inc. | JCP&L | Accepted | 2019-12-20 | 2019-12-26 | 2020-12-26 | REC Solar | REC290TP2 BLK | Solar Panels |  | 0.29 | 3 | 201 | 34 |  | Fixed | Roof
Solar Registration Program | NJSRRE1543586377 | Forked River | 8731 | 18 | 13.05 | Residential | Yes | Behind the Meter | Sunrun Installation Services, Inc. | JCP&L | Accepted | 2019-12-20 | 2019-12-26 | 2020-12-26 | REC Solar | REC290TP2 BLK | Solar Panels |  | 0.29 | 32 | 113 | 34 |  | Fixed | Roof
Solar Registration Program | NJSRRE1543586377 | Forked River | 8731 | 18 | 13.05 | Residential | Yes | Behind the Meter | Sunrun Installation Services, Inc. | JCP&L | Accepted | 2019-12-20 | 2019-12-26 | 2020-12-26 | REC Solar | REC290TP2 BLK | Solar Panels |  | 0.29 | 10 | 293 | 34 |  | Fixed | Roof
Solar Registration Program | NJSRRE1543586377 | Forked River | 8731 | 18 | 13.05 | Residential | Yes | Behind the Meter | Sunrun Installation Services, Inc. | JCP&L | Accepted | 2019-12-20 | 2019-12-26 | 2020-12-26 | Enphase Energy | IQ7-60-x-US (240V) | Inverters | 240 |  | 45 |  |  | 0.96 |  | Outdoor | Rooftop
Solar Registration Program | NJSRRE1541017277 | West Windsor TWP | 8540 | 12 | 13.07 | Residential | No | Behind the Meter | Palmetto Solar LLC | PSE&G | Accepted | 2019-05-17 | 2019-05-22 | 2020-05-22 | LG | LG335N1C-A5 | Solar Panels |  | 0.335 | 10 | 276 | 30 |  | Fixed | Roof
Solar Registration Program | NJSRRE1541017277 | West Windsor TWP | 8540 | 12 | 13.07 | Residential | No | Behind the Meter | Palmetto Solar LLC | PSE&G | Accepted | 2019-05-17 | 2019-05-22 | 2020-05-22 | LG | LG335N1C-A5 | Solar Panels |  | 0.335 | 18 | 40 | 186 |  | Fixed | Roof
Solar Registration Program | NJSRRE1541017277 | West Windsor TWP | 8540 | 12 | 13.07 | Residential | No | Behind the Meter | Palmetto Solar LLC | PSE&G | Accepted | 2019-05-17 | 2019-05-22 | 2020-05-22 | LG | LG335N1C-A5 | Solar Panels |  | 0.335 | 11 | 96 | 30 |  | Fixed | Roof
Solar Registration Program | NJSRRE1541017277 | West Windsor TWP | 8540 | 12 | 13.07 | Residential | No | Behind the Meter | Palmetto Solar LLC | PSE&G | Accepted | 2019-05-17 | 2019-05-22 | 2020-05-22 | SolarEdge | SE10000A-US | Inverters | 10000 |  | 1 |  |  | 0.98 |  | Outside | NA
Solar Registration Program | NJSRRE1541623526 | ELIZABETH | 7202 | 10 | 13.07 | Residential | Yes | Behind the Meter | Pro Custom Solar dba Momentum Solar | PSE&G | Accepted | 2019-07-09 | 2019-07-11 | 2020-07-11 | LG ELECTRONICS | LG 335N1C-A5 | Solar Panels |  | 0.335 | 24 | 170 | 41 |  | Fixed | Roof
Solar Registration Program | NJSRRE1541623526 | ELIZABETH | 7202 | 10 | 13.07 | Residential | Yes | Behind the Meter | Pro Custom Solar dba Momentum Solar | PSE&G | Accepted | 2019-07-09 | 2019-07-11 | 2020-07-11 | LG ELECTRONICS | LG 335N1C-A5 | Solar Panels |  | 0.335 | 15 | 350 | 41 |  | Fixed | Roof
Solar Registration Program | NJSRRE1541623526 | ELIZABETH | 7202 | 10 | 13.07 | Residential | Yes | Behind the Meter | Pro Custom Solar dba Momentum Solar | PSE&G | Accepted | 2019-07-09 | 2019-07-11 | 2020-07-11 | ENPHASE | IQ7-60-2-US | Inverters | 250 |  | 39 |  |  | 0.97 |  | Outdoor | Roof
Solar Registration Program | NJSRRE1541703021 | MANALAPAN | 7726 | 17 | 13.07 | Residential | Yes | Behind the Meter | Pro Custom Solar dba Momentum Solar | JCP&L | Accepted | 2019-07-25 | 2019-07-30 | 2020-07-30 | LG ELECTRONICS | LG 335N1C-A5 | Solar Panels |  | 0.335 | 13 | 176 | 23 |  | Fixed | Roof
Solar Registration Program | NJSRRE1541703021 | MANALAPAN | 7726 | 17 | 13.07 | Residential | Yes | Behind the Meter | Pro Custom Solar dba Momentum Solar | JCP&L | Accepted | 2019-07-25 | 2019-07-30 | 2020-07-30 | LG ELECTRONICS | LG 335N1C-A5 | Solar Panels |  | 0.335 | 6 | 266 | 21 |  | Fixed | Roof
Solar Registration Program | NJSRRE1541703021 | MANALAPAN | 7726 | 17 | 13.07 | Residential | Yes | Behind the Meter | Pro Custom Solar dba Momentum Solar | JCP&L | Accepted | 2019-07-25 | 2019-07-30 | 2020-07-30 | LG ELECTRONICS | LG 335N1C-A5 | Solar Panels |  | 0.335 | 9 | 177 | 23 |  | Fixed | Roof
Solar Registration Program | NJSRRE1541703021 | MANALAPAN | 7726 | 17 | 13.07 | Residential | Yes | Behind the Meter | Pro Custom Solar dba Momentum Solar | JCP&L | Accepted | 2019-07-25 | 2019-07-30 | 2020-07-30 | LG ELECTRONICS | LG 335N1C-A5 | Solar Panels |  | 0.335 | 4 | 87 | 23 |  | Fixed | Roof
Solar Registration Program | NJSRRE1541703021 | MANALAPAN | 7726 | 17 | 13.07 | Residential | Yes | Behind the Meter | Pro Custom Solar dba Momentum Solar | JCP&L | Accepted | 2019-07-25 | 2019-07-30 | 2020-07-30 | LG ELECTRONICS | LG 335N1C-A5 | Solar Panels |  | 0.335 | 7 | 86 | 22 |  | Fixed | Roof
Solar Registration Program | NJSRRE1541703021 | MANALAPAN | 7726 | 17 | 13.07 | Residential | Yes | Behind the Meter | Pro Custom Solar dba Momentum Solar | JCP&L | Accepted | 2019-07-25 | 2019-07-30 | 2020-07-30 | ENPHASE ENERGY | IQ7-60-2-US | Inverters | 250 |  | 39 |  |  | 0.97 |  | Outdoor | Roof
Solar Registration Program | NJSRRE1542396923 | Linwood | 8221 | 19 | 13.07 | Residential | No | Behind the Meter | Castle Energy, LLC | AC Electric | Accepted | 2019-09-13 | 2019-09-17 | 2020-09-17 | LG Electronics | LG 335 N1C-V5 | Solar Panels |  | 0.335 | 20 | 141 | 35 |  | Fixed | Roof
Solar Registration Program | NJSRRE1542396923 | Linwood | 8221 | 19 | 13.07 | Residential | No | Behind the Meter | Castle Energy, LLC | AC Electric | Accepted | 2019-09-13 | 2019-09-17 | 2020-09-17 | LG Electronics | LG 335N1C-V5 | Solar Panels |  | 0.335 | 19 | 321 | 35 |  | Fixed | Roof
Solar Registration Program | NJSRRE1542396923 | Linwood | 8221 | 19 | 13.07 | Residential | No | Behind the Meter | Castle Energy, LLC | AC Electric | Accepted | 2019-09-13 | 2019-09-17 | 2020-09-17 | Enphase Energy | IQ7-60-2-US | Inverters | 240 |  | 39 |  |  | 0.976 |  | Outdoor | On rooftop underneath each solar module
Solar Registration Program | NJSRRE1542431768 | Burlington | 8016 | 13 | 13.07 | Residential | No | Behind the Meter | Public Service Solar | PSE&G | Accepted | 2019-09-24 | 2019-09-26 | 2020-09-26 | LG | LG335N1K-V5 | Solar Panels |  | 0.335 | 39 | 47, 137, 227 | 33 |  | Fixed | Roof
Solar Registration Program | NJSRRE1542431768 | Burlington | 8016 | 13 | 13.07 | Residential | No | Behind the Meter | Public Service Solar | PSE&G | Accepted | 2019-09-24 | 2019-09-26 | 2020-09-26 | Enphase Energy | IQ7+ | Inverters | 240 |  | 39 |  |  | 0.97 |  | Outside | House
Solar Registration Program | NJSRRE1542476042 | Turnersville | 8012 | 14 | 13.07 | Residential | No | Behind the Meter | Solar States LLC | AC Electric | Accepted | 2019-10-01 | 2019-10-03 | 2020-10-03 | LG | LG335N1K-V5 | Solar Panels |  | 0.335 | 39 | 190100280 | 24 |  | Fixed | Roof
Solar Registration Program | NJSRRE1542476042 | Turnersville | 8012 | 14 | 13.07 | Residential | No | Behind the Meter | Solar States LLC | AC Electric | Accepted | 2019-10-01 | 2019-10-03 | 2020-10-03 | SolarEdge | SE10000H-US | Inverters | 10000 |  | 1 |  |  | 0.98 |  | Outside | Garage
Solar Registration Program | NJSRRE1542956670 | Cold Springs | 8204 | 21 | 13.07 | Residential | No | Behind the Meter | Castle Energy, LLC | AC Electric | Accepted | 2019-11-05 | 2019-11-07 | 2020-11-07 | LG Electonics | LG335N1C-V5 | Solar Panels |  | 0.335 | 13 | 182 | 25 |  | Fixed | Roof
Solar Registration Program | NJSRRE1542956670 | Cold Springs | 8204 | 21 | 13.07 | Residential | No | Behind the Meter | Castle Energy, LLC | AC Electric | Accepted | 2019-11-05 | 2019-11-07 | 2020-11-07 | LG Electronics | LG335N1C-V5 | Solar Panels |  | 0.335 | 26 | 182 | 25 |  | Fixed | Roof
Solar Registration Program | NJSRRE1542956670 | Cold Springs | 8204 | 21 | 13.07 | Residential | No | Behind the Meter | Castle Energy, LLC | AC Electric | Accepted | 2019-11-05 | 2019-11-07 | 2020-11-07 | Enphase Energy | IQ7PLUS-72-2-US | Inverters | 290 |  | 39 |  |  | 0.975 |  | Outside | on the rooftop under each solar panel
Solar Registration Program | NJSRRE1543065402 | Bridgeton | 8302 | 20 | 13.07 | Residential | Yes | Behind the Meter | Pro Custom Solar dba Momentum Solar | AC Electric | Accepted | 2019-11-11 | 2019-11-13 | 2020-11-13 | LG Electronics | LG 335N1C-V5 | Solar Panels |  | 0.335 | 33 | 149 | 23 |  | Fixed | Roof
Solar Registration Program | NJSRRE1543065402 | Bridgeton | 8302 | 20 | 13.07 | Residential | Yes | Behind the Meter | Pro Custom Solar dba Momentum Solar | AC Electric | Accepted | 2019-11-11 | 2019-11-13 | 2020-11-13 | LG Electronics | LG 335N1C-V5 | Solar Panels |  | 0.335 | 6 | 329 | 22 |  | Fixed | Roof
Solar Registration Program | NJSRRE1543065402 | Bridgeton | 8302 | 20 | 13.07 | Residential | Yes | Behind the Meter | Pro Custom Solar dba Momentum Solar | AC Electric | Accepted | 2019-11-11 | 2019-11-13 | 2020-11-13 | Enphase Energy | IQ7-60-2-US | Inverters | 250 |  | 39 |  |  | 0.97 |  | Outdoor | Roof
Solar Registration Program | NJSRRE1543067488 | Hillsborough | 8844 | 5 | 13.07 | Residential | No | Behind the Meter | Green House Solar | PSE&G | Accepted | 2019-11-12 | 2019-11-14 | 2020-11-14 | Sunpower | SPR-X21-335-E-AC | Solar Panels |  | 0.335 | 3 | 150 | 50 |  | Fixed | Roof
Solar Registration Program | NJSRRE1543067488 | Hillsborough | 8844 | 5 | 13.07 | Residential | No | Behind the Meter | Green House Solar | PSE&G | Accepted | 2019-11-12 | 2019-11-14 | 2020-11-14 | Sunpower | SPR-X21-335-E-AC | Solar Panels |  | 0.335 | 17 | 240 | 35 |  | Fixed | Roof
Solar Registration Program | NJSRRE1543067488 | Hillsborough | 8844 | 5 | 13.07 | Residential | No | Behind the Meter | Green House Solar | PSE&G | Accepted | 2019-11-12 | 2019-11-14 | 2020-11-14 | Sunpower | SPR-X21-335-E-AC | Solar Panels |  | 0.335 | 9 | 240 | 40 |  | Fixed | Roof
Solar Registration Program | NJSRRE1543067488 | Hillsborough | 8844 | 5 | 13.07 | Residential | No | Behind the Meter | Green House Solar | PSE&G | Accepted | 2019-11-12 | 2019-11-14 | 2020-11-14 | Sunpower | SPR-X21-335-E-AC | Solar Panels |  | 0.335 | 6 | 150 | 45 |  | Fixed | Roof
Solar Registration Program | NJSRRE1543067488 | Hillsborough | 8844 | 5 | 13.07 | Residential | No | Behind the Meter | Green House Solar | PSE&G | Accepted | 2019-11-12 | 2019-11-14 | 2020-11-14 | Sunpower | SPR-X21-335-E-AC | Solar Panels |  | 0.335 | 4 | 240 | 25 |  | Fixed | Roof
Solar Registration Program | NJSRRE1543067488 | Hillsborough | 8844 | 5 | 13.07 | Residential | No | Behind the Meter | Green House Solar | PSE&G | Accepted | 2019-11-12 | 2019-11-14 | 2020-11-14 | Sunpower | SPR-X21-335-E-AC | Inverters | 315 |  | 39 |  |  | 0.975 |  | Other | Panel Mounted
Solar Registration Program | NJSRRE1541038154 | Franklinville | 8322 | 15 | 13.08 | Residential | Yes | Behind the Meter | SunnyMac LLC | PSE&G | Accepted | 2019-05-25 | 2019-05-29 | 2020-05-29 | Sunpower | SPR-E20-327 | Solar Panels |  | 0.327 | 13 | 308 | 22 |  | Fixed | Roof
Solar Registration Program | NJSRRE1541038154 | Franklinville | 8322 | 15 | 13.08 | Residential | Yes | Behind the Meter | SunnyMac LLC | PSE&G | Accepted | 2019-05-25 | 2019-05-29 | 2020-05-29 | Sunpower | SPR-E20-327 | Solar Panels |  | 0.327 | 6 | 308 | 35 |  | Fixed | Roof
Solar Registration Program | NJSRRE1541038154 | Franklinville | 8322 | 15 | 13.08 | Residential | Yes | Behind the Meter | SunnyMac LLC | PSE&G | Accepted | 2019-05-25 | 2019-05-29 | 2020-05-29 | Sunpower | SPR-E20-327 | Solar Panels |  | 0.327 | 8 | 218 | 43 |  | Fixed | Roof
Solar Registration Program | NJSRRE1541038154 | Franklinville | 8322 | 15 | 13.08 | Residential | Yes | Behind the Meter | SunnyMac LLC | PSE&G | Accepted | 2019-05-25 | 2019-05-29 | 2020-05-29 | Sunpower | SPR-E20-327 | Solar Panels |  | 0.327 | 13 | 218 | 43 |  | Fixed | Roof
Solar Registration Program | NJSRRE1541038154 | Franklinville | 8322 | 15 | 13.08 | Residential | Yes | Behind the Meter | SunnyMac LLC | PSE&G | Accepted | 2019-05-25 | 2019-05-29 | 2020-05-29 | Sunpower | SPR-E20-327 | Inverters | 0.32 |  | 40 |  |  | 0.99 |  | Outside | Roof
Solar Registration Program | NJSRRE1541432277 | Millville | 8332 | 20 | 13.08 | Residential | Yes | Behind the Meter | Vision Solar LLC | AC Electric | Accepted | 2019-06-19 | 2019-06-24 | 2020-06-24 | sunpower | e20-327-e-ac | Solar Panels |  | 0.327 | 20 | 265 | 23 |  | Fixed | Roof
Solar Registration Program | NJSRRE1541432277 | Millville | 8332 | 20 | 13.08 | Residential | Yes | Behind the Meter | Vision Solar LLC | AC Electric | Accepted | 2019-06-19 | 2019-06-24 | 2020-06-24 | sunpower | e20-327-e-ac | Solar Panels |  | 0.327 | 20 | 175 | 23 |  | Fixed | Roof
Solar Registration Program | NJSRRE1541432277 | Millville | 8332 | 20 | 13.08 | Residential | Yes | Behind the Meter | Vision Solar LLC | AC Electric | Accepted | 2019-06-19 | 2019-06-24 | 2020-06-24 | sunpower | e20-327-e-ac | Inverters | 0.32 |  | 40 |  |  | 0.96 |  | Indoor | behind panels
Solar Registration Program | NJSRRE1541680468 | sicklerville | 8081 | 14 | 13.08 | Residential | Yes | Behind the Meter | Vision Solar LLC | AC Electric | Final As-Built Received | 2019-07-18 | 2019-07-22 | 2020-07-22 | sunpower | e20-327-e-ac | Solar Panels |  | 0.327 | 11 | 275 | 35 |  | Fixed | Roof
Solar Registration Program | NJSRRE1541680468 | sicklerville | 8081 | 14 | 13.08 | Residential | Yes | Behind the Meter | Vision Solar LLC | AC Electric | Final As-Built Received | 2019-07-18 | 2019-07-22 | 2020-07-22 | sunpower | e20-327-e-ac | Solar Panels |  | 0.327 | 12 | 185 | 35 |  | Fixed | Roof
Solar Registration Program | NJSRRE1541680468 | sicklerville | 8081 | 14 | 13.08 | Residential | Yes | Behind the Meter | Vision Solar LLC | AC Electric | Final As-Built Received | 2019-07-18 | 2019-07-22 | 2020-07-22 | sunpower | e20-327-e-ac | Solar Panels |  | 0.327 | 5 | 185 | 35 |  | Fixed | Roof
Solar Registration Program | NJSRRE1541680468 | sicklerville | 8081 | 14 | 13.08 | Residential | Yes | Behind the Meter | Vision Solar LLC | AC Electric | Final As-Built Received | 2019-07-18 | 2019-07-22 | 2020-07-22 | sunpower | e20-327-e-ac | Solar Panels |  | 0.327 | 12 | 95 | 35 |  | Fixed | Roof
Solar Registration Program | NJSRRE1541680468 | sicklerville | 8081 | 14 | 13.08 | Residential | Yes | Behind the Meter | Vision Solar LLC | AC Electric | Final As-Built Received | 2019-07-18 | 2019-07-22 | 2020-07-22 | sunpower | e20-327-e-ac | Inverters | 0.32 |  | 40 |  |  | 0.96 |  | Other | behind panels
Solar Registration Program | NJSRRE1541698844 | Franklin Township | 8873 | 5 | 13.08 | Residential | No | Behind the Meter | SunPower Corporation, Systems | PSE&G | Accepted | 2019-07-24 | 2019-07-26 | 2020-07-26 | SUNPOWER | SPR-E20-327-E-AC | Solar Panels |  | 0.327 | 20 | 195 | 33 |  | Fixed | Roof
Solar Registration Program | NJSRRE1541698844 | Franklin Township | 8873 | 5 | 13.08 | Residential | No | Behind the Meter | SunPower Corporation, Systems | PSE&G | Accepted | 2019-07-24 | 2019-07-26 | 2020-07-26 | SUNPOWER | SPR-E20-327-E-AC | Solar Panels |  | 0.327 | 20 | 195 | 40 |  | Fixed | Roof
Solar Registration Program | NJSRRE1541698844 | Franklin Township | 8873 | 5 | 13.08 | Residential | No | Behind the Meter | SunPower Corporation, Systems | PSE&G | Accepted | 2019-07-24 | 2019-07-26 | 2020-07-26 | SUNPOWER | SPR-E20-327-E-AC | Inverters | 320 |  | 40 |  |  | 0.96 |  | Other | under each panel
Solar Registration Program | NJSRRE1541800321 | Willingboro | 8046 | 13 | 13.08 | Residential | Yes | Behind the Meter | SunnyMac LLC | PSE&G | Accepted | 2019-08-07 | 2019-08-12 | 2020-08-12 | sunpower | SPR-E20-327 | Solar Panels |  | 0.327 | 16 | 190 | 19 |  | Fixed | Roof
Solar Registration Program | NJSRRE1541800321 | Willingboro | 8046 | 13 | 13.08 | Residential | Yes | Behind the Meter | SunnyMac LLC | PSE&G | Accepted | 2019-08-07 | 2019-08-12 | 2020-08-12 | SunPower | SPR-E20-327 | Solar Panels |  | 0.327 | 24 | 100 | 28 |  | Fixed | Roof
Solar Registration Program | NJSRRE1541800321 | Willingboro | 8046 | 13 | 13.08 | Residential | Yes | Behind the Meter | SunnyMac LLC | PSE&G | Accepted | 2019-08-07 | 2019-08-12 | 2020-08-12 | Enphase | IQ7XS-96-ACM-US | Inverters | 0.315 |  | 40 |  |  | 0.99 |  | Outdoor | roof
Solar Registration Program | NJSRRE1542372636 | Elizabeth City | 7208 | 10 | 13.08 | Residential | Yes | Behind the Meter | GenRenew, LLC | PSE&G | Final As-Built Received | 2019-09-09 | 2019-09-11 | 2020-09-11 | SUNPOWER | SPR-E20-327-E-AC | Solar Panels |  | 0.327 | 4 | 111 | 27 |  | Fixed | Roof
Solar Registration Program | NJSRRE1542372636 | Elizabeth City | 7208 | 10 | 13.08 | Residential | Yes | Behind the Meter | GenRenew, LLC | PSE&G | Final As-Built Received | 2019-09-09 | 2019-09-11 | 2020-09-11 | SUNPOWER | SPR-E20-327-E-AC | Solar Panels |  | 0.327 | 11 | 111 | 37 |  | Fixed | Roof
Solar Registration Program | NJSRRE1542372636 | Elizabeth City | 7208 | 10 | 13.08 | Residential | Yes | Behind the Meter | GenRenew, LLC | PSE&G | Final As-Built Received | 2019-09-09 | 2019-09-11 | 2020-09-11 | SUNPOWER | SPR-E20-327-E-AC | Solar Panels |  | 0.327 | 21 | 291 | 37 |  | Fixed | Roof
Solar Registration Program | NJSRRE1542372636 | Elizabeth City | 7208 | 10 | 13.08 | Residential | Yes | Behind the Meter | GenRenew, LLC | PSE&G | Final As-Built Received | 2019-09-09 | 2019-09-11 | 2020-09-11 | SUNPOWER | SPR-E20-327-E-AC | Solar Panels |  | 0.327 | 2 | 111 | 37 |  | Fixed | Roof
Solar Registration Program | NJSRRE1542372636 | Elizabeth City | 7208 | 10 | 13.08 | Residential | Yes | Behind the Meter | GenRenew, LLC | PSE&G | Final As-Built Received | 2019-09-09 | 2019-09-11 | 2020-09-11 | SUNPOWER | SPR-E20-327-E-AC | Solar Panels |  | 0.327 | 2 | 201 | 34 |  | Fixed | Roof
Solar Registration Program | NJSRRE1542372636 | Elizabeth City | 7208 | 10 | 13.08 | Residential | Yes | Behind the Meter | GenRenew, LLC | PSE&G | Final As-Built Received | 2019-09-09 | 2019-09-11 | 2020-09-11 | SUNPOWER | MI-C-320-US208/240-10 | Inverters | 320 |  | 40 |  |  | 0.96 |  | Outdoor | MICROINVERTER LOCATED UNDER MODULE
Solar Registration Program | NJSRRE1542372636 | Elizabeth City | 7208 | 10 | 13.08 | Residential | Yes | Behind the Meter | GenRenew, LLC | PSE&G | Final As-Built Received | 2019-09-09 | 2019-09-11 | 2020-09-11 | sunpower | pvs6 | Meters |  |  | 1 |  |  |  | Yes | Outdoor
Solar Registration Program | NJSRRE1542422676 | heckensack city | 7601 | 7 | 13.08 | Residential | No | Behind the Meter | SunPower Capital LLC | PSE&G | Accepted | 2019-09-19 | 2019-09-23 | 2020-09-23 | sunpower | spr-e20-327-e-ac | Solar Panels |  | 0.327 | 5 | 308 | 45 |  | Fixed | Roof
Solar Registration Program | NJSRRE1542422676 | heckensack city | 7601 | 7 | 13.08 | Residential | No | Behind the Meter | SunPower Capital LLC | PSE&G | Accepted | 2019-09-19 | 2019-09-23 | 2020-09-23 | sunpower | spr-e20-327-e-ac | Solar Panels |  | 0.327 | 5 | 38 | 45 |  | Fixed | Roof
Solar Registration Program | NJSRRE1542422676 | heckensack city | 7601 | 7 | 13.08 | Residential | No | Behind the Meter | SunPower Capital LLC | PSE&G | Accepted | 2019-09-19 | 2019-09-23 | 2020-09-23 | sunpower | spr-e20-327-e-ac | Solar Panels |  | 0.327 | 5 | 218 | 45 |  | Fixed | Roof
Solar Registration Program | NJSRRE1542422676 | heckensack city | 7601 | 7 | 13.08 | Residential | No | Behind the Meter | SunPower Capital LLC | PSE&G | Accepted | 2019-09-19 | 2019-09-23 | 2020-09-23 | sunpower | spr-e20-327-e-ac | Solar Panels |  | 0.327 | 10 | 218 | 45 |  | Fixed | Roof
Solar Registration Program | NJSRRE1542422676 | heckensack city | 7601 | 7 | 13.08 | Residential | No | Behind the Meter | SunPower Capital LLC | PSE&G | Accepted | 2019-09-19 | 2019-09-23 | 2020-09-23 | sunpower | spr-e20-327-e-ac | Solar Panels |  | 0.327 | 6 | 38 | 23 |  | Fixed | Roof
Solar Registration Program | NJSRRE1542422676 | heckensack city | 7601 | 7 | 13.08 | Residential | No | Behind the Meter | SunPower Capital LLC | PSE&G | Accepted | 2019-09-19 | 2019-09-23 | 2020-09-23 | sunpower | spr-e20-327-e-ac | Solar Panels |  | 0.327 | 4 | 128 | 23 |  | Fixed | Roof
Solar Registration Program | NJSRRE1542422676 | heckensack city | 7601 | 7 | 13.08 | Residential | No | Behind the Meter | SunPower Capital LLC | PSE&G | Accepted | 2019-09-19 | 2019-09-23 | 2020-09-23 | sunpower | spr-e20-327-e-ac | Solar Panels |  | 0.327 | 5 | 218 | 23 |  | Fixed | Roof
Solar Registration Program | NJSRRE1542422676 | heckensack city | 7601 | 7 | 13.08 | Residential | No | Behind the Meter | SunPower Capital LLC | PSE&G | Accepted | 2019-09-19 | 2019-09-23 | 2020-09-23 | sunpower | spr-e20-327-e-ac | Inverters | 0.32 |  | 40 |  |  | 0.96 |  | Other | behind panels
Solar Registration Program | NJSRRE1542423042 | Lakewood | 8701 | 18 | 13.08 | Residential | No | Behind the Meter | Kamtech Solar Solutions | JCP&L | Accepted | 2019-09-19 | 2019-09-23 | 2020-09-23 | Sunpower Corporation | E20-327-AC-E | Solar Panels |  | 0.327 | 12 | 186 | 40 |  | Fixed | Roof
Solar Registration Program | NJSRRE1542423042 | Lakewood | 8701 | 18 | 13.08 | Residential | No | Behind the Meter | Kamtech Solar Solutions | JCP&L | Accepted | 2019-09-19 | 2019-09-23 | 2020-09-23 | Sunpower Corporation | X20-327-AC-E | Solar Panels |  | 0.327 | 6 | 274 | 44 |  | Fixed | Roof
Solar Registration Program | NJSRRE1542423042 | Lakewood | 8701 | 18 | 13.08 | Residential | No | Behind the Meter | Kamtech Solar Solutions | JCP&L | Accepted | 2019-09-19 | 2019-09-23 | 2020-09-23 | Sunpower Corporation | X20-327-AC-E | Solar Panels |  | 0.327 | 22 | 186 | 40 |  | Fixed | Roof
Solar Registration Program | NJSRRE1542423042 | Lakewood | 8701 | 18 | 13.08 | Residential | No | Behind the Meter | Kamtech Solar Solutions | JCP&L | Accepted | 2019-09-19 | 2019-09-23 | 2020-09-23 | Enphase Energy | IQ-7x | Inverters | 315 |  | 40 |  |  | 0.975 |  | Outside | underneath each module
Solar Registration Program | NJSRRE1542461133 | Sicklerville | 8081 | 14 | 13.08 | Residential | Yes | Behind the Meter | Castle Energy, LLC | AC Electric | Accepted | 2019-09-30 | 2019-10-02 | 2020-10-02 | SunPower | SPR-E20-327-C-AC | Solar Panels |  | 0.327 | 22 | 245 | 30 |  | Fixed | Roof
Solar Registration Program | NJSRRE1542461133 | Sicklerville | 8081 | 14 | 13.08 | Residential | Yes | Behind the Meter | Castle Energy, LLC | AC Electric | Accepted | 2019-09-30 | 2019-10-02 | 2020-10-02 | SunPower | SPR-E20-327-C-AC | Solar Panels |  | 0.327 | 18 | 65 | 30 |  | Fixed | Roof
Solar Registration Program | NJSRRE1542461133 | Sicklerville | 8081 | 14 | 13.08 | Residential | Yes | Behind the Meter | Castle Energy, LLC | AC Electric | Accepted | 2019-09-30 | 2019-10-02 | 2020-10-02 | SunPower | SPR-E20-327-C-AC Type E | Inverters | 240 |  | 40 |  |  | 0.975 |  | Outside | on the rooftop under each solar panel
Solar Registration Program | NJSRRE1542461425 | Port Republic | 8241 | 19 | 13.08 | Residential | No | Behind the Meter | SunPower Corporation, Systems | AC Electric | Accepted | 2019-10-01 | 2019-10-02 | 2020-10-02 | SUNPOWER | SPR-E20-327-E-AC | Solar Panels |  | 0.327 | 2 | 156 | 34 |  | Fixed | Roof
Solar Registration Program | NJSRRE1542461425 | Port Republic | 8241 | 19 | 13.08 | Residential | No | Behind the Meter | SunPower Corporation, Systems | AC Electric | Accepted | 2019-10-01 | 2019-10-02 | 2020-10-02 | SUNPOWER | SPR-E20-327-E-AC | Solar Panels |  | 0.327 | 26 | 246 | 40 |  | Fixed | Roof
Solar Registration Program | NJSRRE1542461425 | Port Republic | 8241 | 19 | 13.08 | Residential | No | Behind the Meter | SunPower Corporation, Systems | AC Electric | Accepted | 2019-10-01 | 2019-10-02 | 2020-10-02 | SUNPOWER | SPR-E20-327-E-AC | Solar Panels |  | 0.327 | 4 | 66 | 40 |  | Fixed | Roof
Solar Registration Program | NJSRRE1542461425 | Port Republic | 8241 | 19 | 13.08 | Residential | No | Behind the Meter | SunPower Corporation, Systems | AC Electric | Accepted | 2019-10-01 | 2019-10-02 | 2020-10-02 | SUNPOWER | SPR-E20-327-E-AC | Solar Panels |  | 0.327 | 2 | 156 | 34 |  | Fixed | Roof
Solar Registration Program | NJSRRE1542461425 | Port Republic | 8241 | 19 | 13.08 | Residential | No | Behind the Meter | SunPower Corporation, Systems | AC Electric | Accepted | 2019-10-01 | 2019-10-02 | 2020-10-02 | SUNPOWER | SPR-E20-327-E-AC | Solar Panels |  | 0.327 | 6 | 246 | 40 |  | Fixed | Roof
Solar Registration Program | NJSRRE1542461425 | Port Republic | 8241 | 19 | 13.08 | Residential | No | Behind the Meter | SunPower Corporation, Systems | AC Electric | Accepted | 2019-10-01 | 2019-10-02 | 2020-10-02 | SUNPOWER | SPR-E20-327-E-AC | Inverters | 320 |  | 40 |  |  | 0.96 |  | Other | under each panel
Solar Registration Program | NJSRRE1542519201 | Guttenberg | 7093 | 8 | 13.08 | Residential | Yes | Behind the Meter | SunPower Corporation, Systems | PSE&G | Accepted | 2019-10-09 | 2019-10-11 | 2020-10-11 | SUNPOWER | SPR-E20-327-E-AC | Solar Panels |  | 0.327 | 7 | 32 | 35 |  | Fixed | Roof
Solar Registration Program | NJSRRE1542519201 | Guttenberg | 7093 | 8 | 13.08 | Residential | Yes | Behind the Meter | SunPower Corporation, Systems | PSE&G | Accepted | 2019-10-09 | 2019-10-11 | 2020-10-11 | SUNPOWER | SPR-E20-327-E-AC | Solar Panels |  | 0.327 | 15 | 212 | 35 |  | Fixed | Roof
Solar Registration Program | NJSRRE1542519201 | Guttenberg | 7093 | 8 | 13.08 | Residential | Yes | Behind the Meter | SunPower Corporation, Systems | PSE&G | Accepted | 2019-10-09 | 2019-10-11 | 2020-10-11 | SUNPOWER | SPR-E20-327-E-AC | Solar Panels |  | 0.327 | 9 | 302 | 20 |  | Fixed | Roof
Solar Registration Program | NJSRRE1542519201 | Guttenberg | 7093 | 8 | 13.08 | Residential | Yes | Behind the Meter | SunPower Corporation, Systems | PSE&G | Accepted | 2019-10-09 | 2019-10-11 | 2020-10-11 | SUNPOWER | SPR-E20-327-E-AC | Solar Panels |  | 0.327 | 9 | 122 | 20 |  | Fixed | Roof
Solar Registration Program | NJSRRE1542519201 | Guttenberg | 7093 | 8 | 13.08 | Residential | Yes | Behind the Meter | SunPower Corporation, Systems | PSE&G | Accepted | 2019-10-09 | 2019-10-11 | 2020-10-11 | SUNPOWER | SPR-E20-327-E-AC | Inverters | 320 |  | 40 |  |  | 0.96 |  | Other | under each panel
Solar Registration Program | NJSRRE1542525215 | Lakewood | 8701 | 18 | 13.08 | Residential | Yes | Behind the Meter | Kamtech Solar Solutions | JCP&L | Accepted | 2019-10-10 | 2019-10-14 | 2020-10-14 | Sunpower Corporation | X20-327-C-AC | Solar Panels |  | 0.327 | 40 | 170 | 30 |  | Fixed | Roof
Solar Registration Program | NJSRRE1542525215 | Lakewood | 8701 | 18 | 13.08 | Residential | Yes | Behind the Meter | Kamtech Solar Solutions | JCP&L | Accepted | 2019-10-10 | 2019-10-14 | 2020-10-14 | Enphase Energy Inc. | IQ-7X | Inverters | 315 |  | 40 |  |  | 0.975 |  | Outdoor | Underneath each module
Solar Registration Program | NJSRRE1542832890 | Turnersville | 8012 | 14 | 13.08 | Residential | No | Behind the Meter | Seabright Solar | AC Electric | Accepted | 2019-11-06 | 2019-11-07 | 2020-11-07 | Sunpower | SPR-E20-327 | Solar Panels |  | 0.327 | 40 | 129 | 23 |  | Fixed | Roof
Solar Registration Program | NJSRRE1542832890 | Turnersville | 8012 | 14 | 13.08 | Residential | No | Behind the Meter | Seabright Solar | AC Electric | Accepted | 2019-11-06 | 2019-11-07 | 2020-11-07 | Sunpower | SPR-E20-327 | Inverters | 0.32 |  | 40 |  |  | 0.99 |  | Outside | Roof
Solar Registration Program | NJSRRE1542884276 | South Plainfield | 7080 | 11 | 13.08 | Residential | No | Behind the Meter | SunPower Corporation, Systems | PSE&G | Accepted | 2019-11-01 | 2019-11-05 | 2020-11-05 | SUNPOWER | SPR-E20-327-E-AC | Solar Panels |  | 0.327 | 2 | 338 | 20 |  | Fixed | Roof
Solar Registration Program | NJSRRE1542884276 | South Plainfield | 7080 | 11 | 13.08 | Residential | No | Behind the Meter | SunPower Corporation, Systems | PSE&G | Accepted | 2019-11-01 | 2019-11-05 | 2020-11-05 | SUNPOWER | SPR-E20-327-E-AC | Solar Panels |  | 0.327 | 14 | 338 | 20 |  | Fixed | Roof
Solar Registration Program | NJSRRE1542884276 | South Plainfield | 7080 | 11 | 13.08 | Residential | No | Behind the Meter | SunPower Corporation, Systems | PSE&G | Accepted | 2019-11-01 | 2019-11-05 | 2020-11-05 | SUNPOWER | SPR-E20-327-E-AC | Solar Panels |  | 0.327 | 18 | 158 | 20 |  | Fixed | Roof
Solar Registration Program | NJSRRE1542884276 | South Plainfield | 7080 | 11 | 13.08 | Residential | No | Behind the Meter | SunPower Corporation, Systems | PSE&G | Accepted | 2019-11-01 | 2019-11-05 | 2020-11-05 | SUNPOWER | SPR-E20-327-E-AC | Solar Panels |  | 0.327 | 6 | 158 | 20 |  | Fixed | Roof
Solar Registration Program | NJSRRE1542884276 | South Plainfield | 7080 | 11 | 13.08 | Residential | No | Behind the Meter | SunPower Corporation, Systems | PSE&G | Accepted | 2019-11-01 | 2019-11-05 | 2020-11-05 | SUNPOWER | SPR-E20-327-E-AC | Inverters | 320 |  | 40 |  |  | 0.96 |  | Other | under each panel
Solar Registration Program | NJSRRE1543254435 | West Orange | 7052 | 9 | 13.08 | Residential | No | Behind the Meter | Fusion Solar Energy LLC | PSE&G | Accepted | 2019-11-14 | 2019-11-19 | 2020-11-19 | SunPower | SunPower SPR-X21-327W-BLK-D-AC | Solar Panels |  | 0.327 | 40 | North West | 23 |  | Fixed | Roof
Solar Registration Program | NJSRRE1543254435 | West Orange | 7052 | 9 | 13.08 | Residential | No | Behind the Meter | Fusion Solar Energy LLC | PSE&G | Accepted | 2019-11-14 | 2019-11-19 | 2020-11-19 | SunPower | SunPower Type D | Inverters | 320 |  | 40 |  |  | 0.99 |  | Outdoor | Roof Top
Solar Registration Program | NJSRRE1543417315 | Montague | 7827 | 1 | 13.08 | Residential | No | Behind the Meter | Green House Solar | JCP&L | Accepted | 2019-11-18 | 2019-11-20 | 2020-11-20 | Sunpower | SPR-E20-327-E-AC | Solar Panels |  | 0.327 | 40 | 152 | 33 |  | Fixed | Ground
Solar Registration Program | NJSRRE1543417315 | Montague | 7827 | 1 | 13.08 | Residential | No | Behind the Meter | Green House Solar | JCP&L | Accepted | 2019-11-18 | 2019-11-20 | 2020-11-20 | Sunpower | SPR-E20-327-E-AC | Inverters | 315 |  | 40 |  |  | 0.975 |  | Other | Panel Mounted
Solar Registration Program | NJSRRE1543422850 | Barnegat | 8005 | 18 | 13.08 | Residential | No | Behind the Meter | Sunpower Capital LLC | AC Electric | Accepted | 2019-12-18 | 2019-12-18 | 2020-12-18 | SunPower | 327W | Solar Panels |  | 0.327 | 40 | 115 | 32 |  | Fixed | Roof
Solar Registration Program | NJSRRE1543422850 | Barnegat | 8005 | 18 | 13.08 | Residential | No | Behind the Meter | Sunpower Capital LLC | AC Electric | Accepted | 2019-12-18 | 2019-12-18 | 2020-12-18 | SunPower | Type E | Inverters | 320 |  | 40 |  |  | 0.92 |  | Outside | NA
Solar Registration Program | NJSRRE1543502156 | Pleasantville | 8232 | 19 | 13.08 | Residential | Yes | Behind the Meter | Castle Energy, LLC | AC Electric | Accepted | 2019-12-09 | 2019-12-12 | 2020-12-12 | SunPower | SPR-E20-327-C-AC | Solar Panels |  | 0.327 | 13 | 296 | 32 |  | Fixed | Roof
Solar Registration Program | NJSRRE1543502156 | Pleasantville | 8232 | 19 | 13.08 | Residential | Yes | Behind the Meter | Castle Energy, LLC | AC Electric | Accepted | 2019-12-09 | 2019-12-12 | 2020-12-12 | SunPower | SPR-E20-327-C-AC | Solar Panels |  | 0.327 | 27 | 116 | 32 |  | Fixed | Roof
Solar Registration Program | NJSRRE1543502156 | Pleasantville | 8232 | 19 | 13.08 | Residential | Yes | Behind the Meter | Castle Energy, LLC | AC Electric | Accepted | 2019-12-09 | 2019-12-12 | 2020-12-12 | SunPower | SPR-E20-327-C-AC | Inverters | 320 |  | 40 |  |  | 0.975 |  | Outside | on the rooftop under each solar panel
Solar Registration Program | NJSRRE1543532547 | Willingboro Twp | 8046 | 13 | 13.08 | Residential | Yes | Behind the Meter | SunnyMac LLC | PSE&G | Accepted | 2019-12-12 | 2019-12-16 | 2020-12-16 | SunPower | SPR-E20-327 | Solar Panels |  | 0.327 | 27 | 197 | 20 |  | Fixed | Roof
Solar Registration Program | NJSRRE1543532547 | Willingboro Twp | 8046 | 13 | 13.08 | Residential | Yes | Behind the Meter | SunnyMac LLC | PSE&G | Accepted | 2019-12-12 | 2019-12-16 | 2020-12-16 | SunPower | SPR-E20-327 | Solar Panels |  | 0.327 | 13 | 287 | 20 |  | Fixed | Roof
Solar Registration Program | NJSRRE1543532547 | Willingboro Twp | 8046 | 13 | 13.08 | Residential | Yes | Behind the Meter | SunnyMac LLC | PSE&G | Accepted | 2019-12-12 | 2019-12-16 | 2020-12-16 | Enphase | IQ7XS-96-ACM-US | Inverters | 0.315 |  | 40 |  |  | 0.99 |  | Outdoor | roof
Solar Registration Program | NJSRRE1543547216 | Carteret Boro | 7008 | 11 | 13.08 | Residential | Yes | Behind the Meter | SunnyMac LLC | PSE&G | Accepted | 2019-12-13 | 2019-12-17 | 2020-12-17 | SunPower | SPR-E20327 | Solar Panels |  | 0.327 | 6 | 180 | 22 |  | Fixed | Roof
Solar Registration Program | NJSRRE1543547216 | Carteret Boro | 7008 | 11 | 13.08 | Residential | Yes | Behind the Meter | SunnyMac LLC | PSE&G | Accepted | 2019-12-13 | 2019-12-17 | 2020-12-17 | SunPower | SPR-E20327 | Solar Panels |  | 0.327 | 18 | 90 | 22 |  | Fixed | Roof
Solar Registration Program | NJSRRE1543547216 | Carteret Boro | 7008 | 11 | 13.08 | Residential | Yes | Behind the Meter | SunnyMac LLC | PSE&G | Accepted | 2019-12-13 | 2019-12-17 | 2020-12-17 | SunPower | SPR-E20327 | Solar Panels |  | 0.327 | 11 | 270 | 22 |  | Fixed | Roof
Solar Registration Program | NJSRRE1543547216 | Carteret Boro | 7008 | 11 | 13.08 | Residential | Yes | Behind the Meter | SunnyMac LLC | PSE&G | Accepted | 2019-12-13 | 2019-12-17 | 2020-12-17 | SunPower | SPR-E20327 | Solar Panels |  | 0.327 | 5 | 0 | 22 |  | Fixed | Roof
Solar Registration Program | NJSRRE1543547216 | Carteret Boro | 7008 | 11 | 13.08 | Residential | Yes | Behind the Meter | SunnyMac LLC | PSE&G | Accepted | 2019-12-13 | 2019-12-17 | 2020-12-17 | Enphase | IQ7XS-96-ACM-US | Inverters | 0.315 |  | 40 |  |  | 0.99 |  | Outdoor | roof
Solar Registration Program | NJSRRE1542431291 | Interlaken | 7712 | 17 | 13.11 | Residential | No | Behind the Meter | Pro Custom Solar dba Momentum Solar | JCP&L | Accepted | 2019-09-24 | 2019-09-30 | 2020-09-30 | LG ELECTRONICS | LG 345N1C-V5 | Solar Panels |  | 0.345 | 7 | 161 | 20 |  | Fixed | Roof
Solar Registration Program | NJSRRE1542431291 | Interlaken | 7712 | 17 | 13.11 | Residential | No | Behind the Meter | Pro Custom Solar dba Momentum Solar | JCP&L | Accepted | 2019-09-24 | 2019-09-30 | 2020-09-30 | LG ELECTRONICS | LG 345N1C-V5 | Solar Panels |  | 0.345 | 9 | 71 | 20 |  | Fixed | Roof
Solar Registration Program | NJSRRE1542431291 | Interlaken | 7712 | 17 | 13.11 | Residential | No | Behind the Meter | Pro Custom Solar dba Momentum Solar | JCP&L | Accepted | 2019-09-24 | 2019-09-30 | 2020-09-30 | LG ELECTRONICS | LG 345N1C-V5 | Solar Panels |  | 0.345 | 22 | 210 | 29 |  | Fixed | Roof
Solar Registration Program | NJSRRE1542431291 | Interlaken | 7712 | 17 | 13.11 | Residential | No | Behind the Meter | Pro Custom Solar dba Momentum Solar | JCP&L | Accepted | 2019-09-24 | 2019-09-30 | 2020-09-30 | Enphase Energy | IQ7-60-2-US | Inverters | 250 |  | 38 |  |  | 0.97 |  | Outdoor | Roof
Solar Registration Program | NJSRRE1542461306 | Piscataway | 8854 | 11 | 13.11 | Residential | Yes | Behind the Meter | Pro Custom Solar dba Momentum Solar | PSE&G | Accepted | 2019-09-30 | 2019-10-02 | 2020-10-02 | LG ELECTRONICS | LG 345N1C-V5 | Solar Panels |  | 0.345 | 4 | 198 | 35 |  | Fixed | Roof
Solar Registration Program | NJSRRE1542461306 | Piscataway | 8854 | 11 | 13.11 | Residential | Yes | Behind the Meter | Pro Custom Solar dba Momentum Solar | PSE&G | Accepted | 2019-09-30 | 2019-10-02 | 2020-10-02 | LG ELECTRONICS | LG 345N1C-V5 | Solar Panels |  | 0.345 | 5 | 198 | 37 |  | Fixed | Roof
Solar Registration Program | NJSRRE1542461306 | Piscataway | 8854 | 11 | 13.11 | Residential | Yes | Behind the Meter | Pro Custom Solar dba Momentum Solar | PSE&G | Accepted | 2019-09-30 | 2019-10-02 | 2020-10-02 | LG ELECTRONICS | LG 345N1C-V5 | Solar Panels |  | 0.345 | 8 | 108 | 36 |  | Fixed | Roof
Solar Registration Program | NJSRRE1542461306 | Piscataway | 8854 | 11 | 13.11 | Residential | Yes | Behind the Meter | Pro Custom Solar dba Momentum Solar | PSE&G | Accepted | 2019-09-30 | 2019-10-02 | 2020-10-02 | LG ELECTRONICS | LG 345N1C-V5 | Solar Panels |  | 0.345 | 11 | 288 | 36 |  | Fixed | Roof
Solar Registration Program | NJSRRE1542461306 | Piscataway | 8854 | 11 | 13.11 | Residential | Yes | Behind the Meter | Pro Custom Solar dba Momentum Solar | PSE&G | Accepted | 2019-09-30 | 2019-10-02 | 2020-10-02 | LG ELECTRONICS | LG 345N1C-V5 | Solar Panels |  | 0.345 | 10 | 108 | 37 |  | Fixed | Roof
Solar Registration Program | NJSRRE1542461306 | Piscataway | 8854 | 11 | 13.11 | Residential | Yes | Behind the Meter | Pro Custom Solar dba Momentum Solar | PSE&G | Accepted | 2019-09-30 | 2019-10-02 | 2020-10-02 | Enphase Energy | IQ7-60-2-US | Inverters | 250 |  | 38 |  |  | 0.97 |  | Outdoor | Roof
Solar Registration Program | NJSRRE1542498338 | Lodi | 7644 | 7 | 13.11 | Residential | Yes | Behind the Meter | Pro Custom Solar dba Momentum Solar | PSE&G | Accepted | 2019-10-02 | 2019-10-04 | 2020-10-04 | LG ELECTRONICS | LG 345N1C-V5 | Solar Panels |  | 0.345 | 21 | 128 | 46 |  | Fixed | Roof
Solar Registration Program | NJSRRE1542498338 | Lodi | 7644 | 7 | 13.11 | Residential | Yes | Behind the Meter | Pro Custom Solar dba Momentum Solar | PSE&G | Accepted | 2019-10-02 | 2019-10-04 | 2020-10-04 | LG ELECTRONICS | LG 345N1C-V5 | Solar Panels |  | 0.345 | 17 | 308 | 46 |  | Fixed | Roof
Solar Registration Program | NJSRRE1542498338 | Lodi | 7644 | 7 | 13.11 | Residential | Yes | Behind the Meter | Pro Custom Solar dba Momentum Solar | PSE&G | Accepted | 2019-10-02 | 2019-10-04 | 2020-10-04 | Enphase Energy | IQ7-60-2-US | Inverters | 250 |  | 38 |  |  | 0.97 |  | Outdoor | Roof
Solar Registration Program | NJSRRE1542839810 | Mount Laurel | 8054 | 13 | 13.11 | Residential | Yes | Behind the Meter | Pro Custom Solar dba Momentum Solar | PSE&G | Accepted | 2019-10-31 | 2019-11-04 | 2020-11-04 | LG ELECTRONICS | LG 345N1C-V5 | Solar Panels |  | 0.345 | 5 | 200 | 22 |  | Fixed | Roof
Solar Registration Program | NJSRRE1542839810 | Mount Laurel | 8054 | 13 | 13.11 | Residential | Yes | Behind the Meter | Pro Custom Solar dba Momentum Solar | PSE&G | Accepted | 2019-10-31 | 2019-11-04 | 2020-11-04 | LG ELECTRONICS | LG 345N1C-V5 | Solar Panels |  | 0.345 | 12 | 200 | 23 |  | Fixed | Roof
Solar Registration Program | NJSRRE1542839810 | Mount Laurel | 8054 | 13 | 13.11 | Residential | Yes | Behind the Meter | Pro Custom Solar dba Momentum Solar | PSE&G | Accepted | 2019-10-31 | 2019-11-04 | 2020-11-04 | LG ELECTRONICS | LG 345N1C-V5 | Solar Panels |  | 0.345 | 21 | 110 | 23 |  | Fixed | Roof
Solar Registration Program | NJSRRE1542839810 | Mount Laurel | 8054 | 13 | 13.11 | Residential | Yes | Behind the Meter | Pro Custom Solar dba Momentum Solar | PSE&G | Accepted | 2019-10-31 | 2019-11-04 | 2020-11-04 | Enphase Energy | IQ7-60-2-US | Inverters | 250 |  | 38 |  |  | 0.97 |  | Outdoor | Roof
Solar Registration Program | NJSRRE1543526221 | Bergenfield | 7621 | 7 | 13.11 | Residential | Yes | Behind the Meter | Sunrun Installation Services, Inc. | PSE&G | Accepted | 2019-12-12 | 2019-12-16 | 2020-12-16 | LG Electronics | LG345N1C-V5 | Solar Panels |  | 0.345 | 16 | 266 | 30 |  | Fixed | Roof
Solar Registration Program | NJSRRE1543526221 | Bergenfield | 7621 | 7 | 13.11 | Residential | Yes | Behind the Meter | Sunrun Installation Services, Inc. | PSE&G | Accepted | 2019-12-12 | 2019-12-16 | 2020-12-16 | LG Electronics | LG345N1C-V5 | Solar Panels |  | 0.345 | 4 | 176 | 30 |  | Fixed | Roof
Solar Registration Program | NJSRRE1543526221 | Bergenfield | 7621 | 7 | 13.11 | Residential | Yes | Behind the Meter | Sunrun Installation Services, Inc. | PSE&G | Accepted | 2019-12-12 | 2019-12-16 | 2020-12-16 | LG Electronics | LG345N1C-V5 | Solar Panels |  | 0.345 | 18 | 86 | 30 |  | Fixed | Roof
Solar Registration Program | NJSRRE1543526221 | Bergenfield | 7621 | 7 | 13.11 | Residential | Yes | Behind the Meter | Sunrun Installation Services, Inc. | PSE&G | Accepted | 2019-12-12 | 2019-12-16 | 2020-12-16 | Enphase Energy | IQ7PLUS-72-x-US (240V) | Inverters | 290 |  | 38 |  |  | 0.96 |  | Outdoor | Rooftop
Solar Registration Program | NJSRRE1541580190 | ORANGE | 7050 | 9 | 13.12 | Residential | No | Behind the Meter | Infinity Solar Systems | PSE&G | Accepted | 2019-07-03 | 2019-07-08 | 2020-07-08 | TRINA | TSM-305-DD05A.05 | Solar Panels |  | 0.305 | 38 | 117 | 40 |  | Fixed | Roof
Solar Registration Program | NJSRRE1541580190 | ORANGE | 7050 | 9 | 13.12 | Residential | No | Behind the Meter | Infinity Solar Systems | PSE&G | Accepted | 2019-07-03 | 2019-07-08 | 2020-07-08 | TRINA | TSM-305DD05A.05 | Solar Panels |  | 0.305 | 5 | 297 | 40 |  | Fixed | Roof
Solar Registration Program | NJSRRE1541580190 | ORANGE | 7050 | 9 | 13.12 | Residential | No | Behind the Meter | Infinity Solar Systems | PSE&G | Accepted | 2019-07-03 | 2019-07-08 | 2020-07-08 | ENPHASE | IQ7-60-X-US | Inverters | 240 |  | 43 |  |  | 0.97 |  | Other | MICROINVERTERS
Solar Registration Program | NJSRRE1541658365 | Williamstown | 8094 | 15 | 13.12 | Residential | Yes | Behind the Meter | Solar Energy World | AC Electric | Accepted | 2019-07-15 | 2019-07-17 | 2020-07-17 | LONGi Green Energy Technology | LR6-60PB-305M | Solar Panels |  | 0.305 | 43 | 137 | 18 |  | Fixed | Roof
Solar Registration Program | NJSRRE1541658365 | Williamstown | 8094 | 15 | 13.12 | Residential | Yes | Behind the Meter | Solar Energy World | AC Electric | Accepted | 2019-07-15 | 2019-07-17 | 2020-07-17 | Solar Edge | SE6000H-USRGM | Inverters | 6000 |  | 1 |  |  | 0.98 |  | Outside | near meter
Solar Registration Program | NJSRRE1541658365 | Williamstown | 8094 | 15 | 13.12 | Residential | Yes | Behind the Meter | Solar Energy World | AC Electric | Accepted | 2019-07-15 | 2019-07-17 | 2020-07-17 | Solar Edge | SE5000H-USRGM | Inverters | 5000 |  | 1 |  |  | 0.983 |  | Outside | near meter
Solar Registration Program | NJSRRE1541800342 | Mays Landing | 8330 | 19 | 13.12 | Residential | No | Behind the Meter | Castle Energy, LLC | AC Electric | Final As-Built Received | 2019-08-07 | 2019-08-12 | 2020-08-12 | LG Electronics | LG320N1K-A5 | Solar Panels |  | 0.32 | 9 | 225 | 30 |  | Fixed | Roof
Solar Registration Program | NJSRRE1541800342 | Mays Landing | 8330 | 19 | 13.12 | Residential | No | Behind the Meter | Castle Energy, LLC | AC Electric | Final As-Built Received | 2019-08-07 | 2019-08-12 | 2020-08-12 | LG Electronics | LG320N1K-V5 | Solar Panels |  | 0.32 | 8 | 227 | 27 |  | Fixed | Roof
Solar Registration Program | NJSRRE1541800342 | Mays Landing | 8330 | 19 | 13.12 | Residential | No | Behind the Meter | Castle Energy, LLC | AC Electric | Final As-Built Received | 2019-08-07 | 2019-08-12 | 2020-08-12 | LG Electronics | LG320N1K-V5 | Solar Panels |  | 0.32 | 7 | 134 | 45 |  | Fixed | Roof
Solar Registration Program | NJSRRE1541800342 | Mays Landing | 8330 | 19 | 13.12 | Residential | No | Behind the Meter | Castle Energy, LLC | AC Electric | Final As-Built Received | 2019-08-07 | 2019-08-12 | 2020-08-12 | LG Electronics | LG320N1K-V5 | Solar Panels |  | 0.32 | 7 | 134 | 26 |  | Fixed | Roof
Solar Registration Program | NJSRRE1541800342 | Mays Landing | 8330 | 19 | 13.12 | Residential | No | Behind the Meter | Castle Energy, LLC | AC Electric | Final As-Built Received | 2019-08-07 | 2019-08-12 | 2020-08-12 | LG Electronics | LG320N1K-V5 | Solar Panels |  | 0.32 | 10 | 45 | 26 |  | Fixed | Roof
Solar Registration Program | NJSRRE1541800342 | Mays Landing | 8330 | 19 | 13.12 | Residential | No | Behind the Meter | Castle Energy, LLC | AC Electric | Final As-Built Received | 2019-08-07 | 2019-08-12 | 2020-08-12 | Enphase Energy | IQ7-60-2-US | Inverters | 240 |  | 32 |  |  | 0.967 |  | Outside | on the rooftop under each solar panel
Solar Registration Program | NJSRRE1541800342 | Mays Landing | 8330 | 19 | 13.12 | Residential | No | Behind the Meter | Castle Energy, LLC | AC Electric | Final As-Built Received | 2019-08-07 | 2019-08-12 | 2020-08-12 | Enphase Energy | X-IQ-AM1-240-3 | Meters |  |  | 1 |  |  |  | Yes | Outdoor
Solar Registration Program | NJSRRE1542412741 | Smithville | 8205 | 19 | 13.12 | Residential | Yes | Behind the Meter | All Season Solar | AC Electric | Accepted | 2019-09-17 | 2019-09-19 | 2020-09-19 | Trina | TSM DD05A.05II 305W MAR 2019 | Solar Panels |  | 0.305 | 8 | 286 | 44 |  | Fixed | Roof
Solar Registration Program | NJSRRE1542412741 | Smithville | 8205 | 19 | 13.12 | Residential | Yes | Behind the Meter | All Season Solar | AC Electric | Accepted | 2019-09-17 | 2019-09-19 | 2020-09-19 | Trina | TSM DD05A.05II 305W MAR 2019 | Solar Panels |  | 0.305 | 27 | 196 | 27 |  | Fixed | Roof
Solar Registration Program | NJSRRE1542412741 | Smithville | 8205 | 19 | 13.12 | Residential | Yes | Behind the Meter | All Season Solar | AC Electric | Accepted | 2019-09-17 | 2019-09-19 | 2020-09-19 | Trina | TSM DD05A.05II 305W MAR 2019 | Solar Panels |  | 0.305 | 8 | 106 | 44 |  | Fixed | Roof
Solar Registration Program | NJSRRE1542412741 | Smithville | 8205 | 19 | 13.12 | Residential | Yes | Behind the Meter | All Season Solar | AC Electric | Accepted | 2019-09-17 | 2019-09-19 | 2020-09-19 | Enphase | IQ7 | Inverters | 240 |  | 43 |  |  | 0.97 |  | Outdoor | Under Module
Solar Registration Program | NJSRRE1542528150 | Sicklerville | 8081 | 14 | 13.12 | Residential | No | Behind the Meter | Castle Energy, LLC | AC Electric | Accepted | 2019-10-11 | 2019-10-15 | 2020-10-15 | Hanwha Q-Cells | Q.Peak DUO-BLK-G5 320 | Solar Panels |  | 0.32 | 34 | 221 | 21 |  | Fixed | Roof
Solar Registration Program | NJSRRE1542528150 | Sicklerville | 8081 | 14 | 13.12 | Residential | No | Behind the Meter | Castle Energy, LLC | AC Electric | Accepted | 2019-10-11 | 2019-10-15 | 2020-10-15 | Hanwha Q-Cells | Q.Peak DUO-BLK-G5 320 | Solar Panels |  | 0.32 | 7 | 221 | 22 |  | Fixed | Roof
Solar Registration Program | NJSRRE1542528150 | Sicklerville | 8081 | 14 | 13.12 | Residential | No | Behind the Meter | Castle Energy, LLC | AC Electric | Accepted | 2019-10-11 | 2019-10-15 | 2020-10-15 | Enphase Energy | IQ7-60-2-US | Inverters | 240 |  | 41 |  |  | 0.967 |  | Outside | on the rooftop under each solar panel
Solar Registration Program | NJSRRE1541722842 | Green Brook Township | 8812 | 11 | 13.14 | Residential | No | Behind the Meter | Sunrun Installation Services, Inc. | PSE&G | Accepted | 2019-07-31 | 2019-08-05 | 2020-08-05 | LG Electronics | LG365Q1C-V5 | Solar Panels |  | 0.365 | 10 | 149 | 27 |  | Fixed | Roof
Solar Registration Program | NJSRRE1541722842 | Green Brook Township | 8812 | 11 | 13.14 | Residential | No | Behind the Meter | Sunrun Installation Services, Inc. | PSE&G | Accepted | 2019-07-31 | 2019-08-05 | 2020-08-05 | LG Electronics | LG365Q1C-V5 | Solar Panels |  | 0.365 | 17 | 149 | 43 |  | Fixed | Roof
Solar Registration Program | NJSRRE1541722842 | Green Brook Township | 8812 | 11 | 13.14 | Residential | No | Behind the Meter | Sunrun Installation Services, Inc. | PSE&G | Accepted | 2019-07-31 | 2019-08-05 | 2020-08-05 | LG Electronics | LG365Q1C-V5 | Solar Panels |  | 0.365 | 9 | 240 | 54 |  | Fixed | Roof
Solar Registration Program | NJSRRE1541722842 | Green Brook Township | 8812 | 11 | 13.14 | Residential | No | Behind the Meter | Sunrun Installation Services, Inc. | PSE&G | Accepted | 2019-07-31 | 2019-08-05 | 2020-08-05 | Ningbo Ginlong Technologies | Solis-1P7.6K-4G-US | Inverters | 7600 |  | 1 |  |  | 0.96 |  | Outdoor | Next To Meter
Solar Registration Program | NJSRRE1541722842 | Green Brook Township | 8812 | 11 | 13.14 | Residential | No | Behind the Meter | Sunrun Installation Services, Inc. | PSE&G | Accepted | 2019-07-31 | 2019-08-05 | 2020-08-05 | Ningbo Ginlong Technologies | Solis-1P3K-4G-US | Inverters | 3000 |  | 1 |  |  | 0.96 |  | Outdoor | Next To Meter
Solar Registration Program | NJSRRE1542481274 | Lake Hopatcong | 7849 | 3 | 13.14 | Residential | Yes | Behind the Meter | Sunrun Installation Services, Inc. | JCP&L | Accepted | 2019-10-01 | 2019-10-03 | 2020-10-03 | LG Electronics | LG365Q1C-V5 | Solar Panels |  | 0.365 | 16 | 182 | 23 |  | Fixed | Roof
Solar Registration Program | NJSRRE1542481274 | Lake Hopatcong | 7849 | 3 | 13.14 | Residential | Yes | Behind the Meter | Sunrun Installation Services, Inc. | JCP&L | Accepted | 2019-10-01 | 2019-10-03 | 2020-10-03 | LG Electronics | LG365Q1C-V5 | Solar Panels |  | 0.365 | 10 | 2 | 23 |  | Fixed | Roof
Solar Registration Program | NJSRRE1542481274 | Lake Hopatcong | 7849 | 3 | 13.14 | Residential | Yes | Behind the Meter | Sunrun Installation Services, Inc. | JCP&L | Accepted | 2019-10-01 | 2019-10-03 | 2020-10-03 | LG Electronics | LG365Q1C-V5 | Solar Panels |  | 0.365 | 3 | 272 | 23 |  | Fixed | Roof
Solar Registration Program | NJSRRE1542481274 | Lake Hopatcong | 7849 | 3 | 13.14 | Residential | Yes | Behind the Meter | Sunrun Installation Services, Inc. | JCP&L | Accepted | 2019-10-01 | 2019-10-03 | 2020-10-03 | LG Electronics | LG365Q1C-V5 | Solar Panels |  | 0.365 | 7 | 92 | 23 |  | Fixed | Roof
Solar Registration Program | NJSRRE1542481274 | Lake Hopatcong | 7849 | 3 | 13.14 | Residential | Yes | Behind the Meter | Sunrun Installation Services, Inc. | JCP&L | Accepted | 2019-10-01 | 2019-10-03 | 2020-10-03 | SolarEdge Technologies | SE3800H-USRGM | Inverters | 3800 |  | 1 |  |  | 0.96 |  | Outdoor | Next To Meter
Solar Registration Program | NJSRRE1542481274 | Lake Hopatcong | 7849 | 3 | 13.14 | Residential | Yes | Behind the Meter | Sunrun Installation Services, Inc. | JCP&L | Accepted | 2019-10-01 | 2019-10-03 | 2020-10-03 | SolarEdge Technologies | SE7600A-USS2RGM | Inverters | 7600 |  | 1 |  |  | 0.96 |  | Outdoor | Next To Meter
Solar Registration Program | NJSRRE1542481274 | Lake Hopatcong | 7849 | 3 | 13.14 | Residential | Yes | Behind the Meter | Sunrun Installation Services, Inc. | JCP&L | Accepted | 2019-10-01 | 2019-10-03 | 2020-10-03 | LG Chem | RESU 10H SEG | Electric Storage Battery |  |  | 1 |  |  |  | Lithium Ion |  | outside
Solar Registration Program | NJSRRE1540387754 | Jackson | 8527 | 18 | 13.16 | Residential | No | Behind the Meter | Pro Custom Solar dba Momentum Solar | JCP&L | Accepted | 2019-02-22 | 2019-02-26 | 2020-02-26 | TRINA SOLAR | TSM280-DD05A.05(II) | Solar Panels |  | 0.28 | 4 | 146 | 38 |  | Fixed | Roof
Solar Registration Program | NJSRRE1540387754 | Jackson | 8527 | 18 | 13.16 | Residential | No | Behind the Meter | Pro Custom Solar dba Momentum Solar | JCP&L | Accepted | 2019-02-22 | 2019-02-26 | 2020-02-26 | TRINA SOLAR | TSM280-DD05A.05(II) | Solar Panels |  | 0.28 | 15 | 236 | 25 |  | Fixed | Roof
Solar Registration Program | NJSRRE1540387754 | Jackson | 8527 | 18 | 13.16 | Residential | No | Behind the Meter | Pro Custom Solar dba Momentum Solar | JCP&L | Accepted | 2019-02-22 | 2019-02-26 | 2020-02-26 | TRINA SOLAR | TSM280-DD05A.05(II) | Solar Panels |  | 0.28 | 24 | 236 | 25 |  | Fixed | Roof
Solar Registration Program | NJSRRE1540387754 | Jackson | 8527 | 18 | 13.16 | Residential | No | Behind the Meter | Pro Custom Solar dba Momentum Solar | JCP&L | Accepted | 2019-02-22 | 2019-02-26 | 2020-02-26 | TRINA SOLAR | TSM280-DD05A.05(II) | Solar Panels |  | 0.28 | 4 | 56 | 25 |  | Fixed | Roof
Solar Registration Program | NJSRRE1540387754 | Jackson | 8527 | 18 | 13.16 | Residential | No | Behind the Meter | Pro Custom Solar dba Momentum Solar | JCP&L | Accepted | 2019-02-22 | 2019-02-26 | 2020-02-26 | ENPHASE | IQ6-60-2-US | Inverters | 240 |  | 46 |  |  | 0.97 |  | Outdoor | ROOF
Solar Registration Program | NJSRRE1539572586 | Williamstown | 8094 | 15 | 13.2 | Residential | No | Behind the Meter | Pinnacle Exteriors Inc | AC Electric | As-Built Incomplete | 2018-10-11 | 2018-10-16 | 2019-10-16 | Trina | TSM DD05 | Solar Panels |  | 0.3 | 8 | 218 | 34 |  | Fixed | Roof
Solar Registration Program | NJSRRE1539572586 | Williamstown | 8094 | 15 | 13.2 | Residential | No | Behind the Meter | Pinnacle Exteriors Inc | AC Electric | As-Built Incomplete | 2018-10-11 | 2018-10-16 | 2019-10-16 | Trina | TSM DD05 | Solar Panels |  | 0.3 | 14 | 128 | 34 |  | Fixed | Roof
Solar Registration Program | NJSRRE1539572586 | Williamstown | 8094 | 15 | 13.2 | Residential | No | Behind the Meter | Pinnacle Exteriors Inc | AC Electric | As-Built Incomplete | 2018-10-11 | 2018-10-16 | 2019-10-16 | Trina | TSM DD05 | Solar Panels |  | 0.3 | 11 | 308 | 34 |  | Fixed | Roof
Solar Registration Program | NJSRRE1539572586 | Williamstown | 8094 | 15 | 13.2 | Residential | No | Behind the Meter | Pinnacle Exteriors Inc | AC Electric | As-Built Incomplete | 2018-10-11 | 2018-10-16 | 2019-10-16 | Trina | TSM DD05 | Solar Panels |  | 0.3 | 11 | 218 | 34 |  | Fixed | Roof
Solar Registration Program | NJSRRE1539572586 | Williamstown | 8094 | 15 | 13.2 | Residential | No | Behind the Meter | Pinnacle Exteriors Inc | AC Electric | As-Built Incomplete | 2018-10-11 | 2018-10-16 | 2019-10-16 | Enphase | IQ6 | Inverters | 0.23 |  | 44 |  |  | 0.95 |  | Outdoor | Under Each module
Solar Registration Program | NJSRRE1540365246 | BORDENTOWN | 8505 | 13 | 13.2 | Residential | No | Behind the Meter | Amped On Solar LLC | PSE&G | Accepted | 2019-02-14 | 2019-02-18 | 2020-02-18 | PANASONIC | VBHN330SA17 | Solar Panels |  | 0.33 | 14 | 255 | 37 |  | Fixed | Roof
Solar Registration Program | NJSRRE1540365246 | BORDENTOWN | 8505 | 13 | 13.2 | Residential | No | Behind the Meter | Amped On Solar LLC | PSE&G | Accepted | 2019-02-14 | 2019-02-18 | 2020-02-18 | PANASONIC | VBHN330SA17 | Solar Panels |  | 0.33 | 6 | 255 | 27 |  | Fixed | Roof
Solar Registration Program | NJSRRE1540365246 | BORDENTOWN | 8505 | 13 | 13.2 | Residential | No | Behind the Meter | Amped On Solar LLC | PSE&G | Accepted | 2019-02-14 | 2019-02-18 | 2020-02-18 | PANASONIC | VBHN330SA17 | Solar Panels |  | 0.33 | 10 | 135 | 40 |  | Fixed | Roof
Solar Registration Program | NJSRRE1540365246 | BORDENTOWN | 8505 | 13 | 13.2 | Residential | No | Behind the Meter | Amped On Solar LLC | PSE&G | Accepted | 2019-02-14 | 2019-02-18 | 2020-02-18 | PANASONIC | VBHN330SA17 | Solar Panels |  | 0.33 | 10 | 45 | 27 |  | Fixed | Roof
Solar Registration Program | NJSRRE1540365246 | BORDENTOWN | 8505 | 13 | 13.2 | Residential | No | Behind the Meter | Amped On Solar LLC | PSE&G | Accepted | 2019-02-14 | 2019-02-18 | 2020-02-18 | SOLAREDGE | SE11400H | Inverters | 11400 |  | 1 |  |  | 0.98 |  | Outdoor | NEAR METER
Solar Registration Program | NJSRRE1540497073 | Hazlet | 7730 | 17 | 13.2 | Residential | No | Behind the Meter | Palmetto Solar | JCP&L | Accepted | 2019-03-18 | 2019-03-19 | 2020-03-19 | Hanwha | 300W All Black Tier 1 | Solar Panels |  | 0.3 | 44 | 180 | 25 |  | Fixed | Roof
Solar Registration Program | NJSRRE1540497073 | Hazlet | 7730 | 17 | 13.2 | Residential | No | Behind the Meter | Palmetto Solar | JCP&L | Accepted | 2019-03-18 | 2019-03-19 | 2020-03-19 | SolarEdge | 11400A-US | Inverters | 11400 |  | 1 |  |  | 0.98 |  | Outdoor | Side of home
Solar Registration Program | NJSRRE1540870566 | Monroeville | 8343 | 16 | 13.2 | Residential | No | Behind the Meter | Green Cities Energy, LLC | AC Electric | Accepted | 2019-04-22 | 2019-04-23 | 2020-04-23 | Panasonic | VBHN330SA16 | Solar Panels |  | 0.33 | 40 | 207 | 23 |  | Fixed | Roof
Solar Registration Program | NJSRRE1540870566 | Monroeville | 8343 | 16 | 13.2 | Residential | No | Behind the Meter | Green Cities Energy, LLC | AC Electric | Accepted | 2019-04-22 | 2019-04-23 | 2020-04-23 | Enphase Energy | IQ6Plus-72-2-US | Inverters | 0.28 |  | 40 |  |  | 0.97 |  | Outdoor | under modules
Solar Registration Program | NJSRRE1541480465 | Swedesboro | 8085 | 15 | 13.2 | Residential | No | Behind the Meter | All Season Solar | AC Electric | Accepted | 2019-06-25 | 2019-06-27 | 2020-06-27 | Certain Teed | CT 300MXX-03 | Solar Panels |  | 0.3 | 16 | 180 | 34 |  | Fixed | Roof
Solar Registration Program | NJSRRE1541480465 | Swedesboro | 8085 | 15 | 13.2 | Residential | No | Behind the Meter | All Season Solar | AC Electric | Accepted | 2019-06-25 | 2019-06-27 | 2020-06-27 | Certain Teed | CT 300MXX-03 | Solar Panels |  | 0.3 | 8 | 180 | 34 |  | Fixed | Roof
Solar Registration Program | NJSRRE1541480465 | Swedesboro | 8085 | 15 | 13.2 | Residential | No | Behind the Meter | All Season Solar | AC Electric | Accepted | 2019-06-25 | 2019-06-27 | 2020-06-27 | Certain Teed | CT 300MXX-03 | Solar Panels |  | 0.3 | 10 | 270 | 45 |  | Fixed | Roof
Solar Registration Program | NJSRRE1541480465 | Swedesboro | 8085 | 15 | 13.2 | Residential | No | Behind the Meter | All Season Solar | AC Electric | Accepted | 2019-06-25 | 2019-06-27 | 2020-06-27 | Certain Teed | CT 300MXX-03 | Solar Panels |  | 0.3 | 10 | 90 | 45 |  | Fixed | Roof
Solar Registration Program | NJSRRE1541480465 | Swedesboro | 8085 | 15 | 13.2 | Residential | No | Behind the Meter | All Season Solar | AC Electric | Accepted | 2019-06-25 | 2019-06-27 | 2020-06-27 | Enphase | IQ7 | Inverters | 240 |  | 44 |  |  | 0.97 |  | Outdoor | Under Module
Solar Registration Program | NJSRRE1541609497 | West Windsor Township | 8550 | 12 | 13.2 | Residential | No | Behind the Meter | Sunrun Installation Services, Inc. | JCP&L | Accepted | 2019-07-03 | 2019-07-09 | 2020-07-09 | LG Electronics | LG330N1C-A5 | Solar Panels |  | 0.33 | 12 | 184 | 30 |  | Fixed | Roof
Solar Registration Program | NJSRRE1541609497 | West Windsor Township | 8550 | 12 | 13.2 | Residential | No | Behind the Meter | Sunrun Installation Services, Inc. | JCP&L | Accepted | 2019-07-03 | 2019-07-09 | 2020-07-09 | LG Electronics | LG330N1C-A5 | Solar Panels |  | 0.33 | 10 | 4 | 18 |  | Fixed | Roof
Solar Registration Program | NJSRRE1541609497 | West Windsor Township | 8550 | 12 | 13.2 | Residential | No | Behind the Meter | Sunrun Installation Services, Inc. | JCP&L | Accepted | 2019-07-03 | 2019-07-09 | 2020-07-09 | LG Electronics | LG330N1C-A5 | Solar Panels |  | 0.33 | 13 | 93 | 30 |  | Fixed | Roof
Solar Registration Program | NJSRRE1541609497 | West Windsor Township | 8550 | 12 | 13.2 | Residential | No | Behind the Meter | Sunrun Installation Services, Inc. | JCP&L | Accepted | 2019-07-03 | 2019-07-09 | 2020-07-09 | LG Electronics | LG330N1C-A5 | Solar Panels |  | 0.33 | 5 | 93 | 30 |  | Fixed | Roof
Solar Registration Program | NJSRRE1541609497 | West Windsor Township | 8550 | 12 | 13.2 | Residential | No | Behind the Meter | Sunrun Installation Services, Inc. | JCP&L | Accepted | 2019-07-03 | 2019-07-09 | 2020-07-09 | Ningbo Ginlong Technologies | Solis-1P7.6K-4G-US | Inverters | 7600 |  | 1 |  |  | 0.96 |  | Outdoor | Next To Meter
Solar Registration Program | NJSRRE1541609497 | West Windsor Township | 8550 | 12 | 13.2 | Residential | No | Behind the Meter | Sunrun Installation Services, Inc. | JCP&L | Accepted | 2019-07-03 | 2019-07-09 | 2020-07-09 | Ningbo Ginlong Technologies | Solis-1P3.6K-4G-US | Inverters | 3600 |  | 1 |  |  | 0.96 |  | Outdoor | Next To Meter
Solar Registration Program | NJSRRE1541880907 | Toms River | 8753 | 18 | 13.2 | Residential | No | Behind the Meter | NJ Solar Power, LLC | JCP&L | Final As-Built Received | 2019-08-23 | 2019-08-27 | 2020-08-27 | Panasonic | VBHN330SA17 | Solar Panels |  | 0.33 | 6 | 337 | 35 |  | Fixed | Roof
Solar Registration Program | NJSRRE1541880907 | Toms River | 8753 | 18 | 13.2 | Residential | No | Behind the Meter | NJ Solar Power, LLC | JCP&L | Final As-Built Received | 2019-08-23 | 2019-08-27 | 2020-08-27 | Panasonic | VBHN330SA17 | Solar Panels |  | 0.33 | 34 | 157 | 35 |  | Fixed | Roof
Solar Registration Program | NJSRRE1541880907 | Toms River | 8753 | 18 | 13.2 | Residential | No | Behind the Meter | NJ Solar Power, LLC | JCP&L | Final As-Built Received | 2019-08-23 | 2019-08-27 | 2020-08-27 | Solaredge | SE11400H-US | Inverters | 11400 |  | 1 |  |  | 0.99 |  | Indoor | Basement
Solar Registration Program | NJSRRE1542109694 | Princeton Junction | 8550 | 12 | 13.2 | Residential | No | Behind the Meter | NJ Solar Power, LLC | JCP&L | Accepted | 2019-09-03 | 2019-09-05 | 2020-09-05 | Panasonic | VBHN330SA17 | Solar Panels |  | 0.33 | 40 | 166 | 34 |  | Fixed | Roof
Solar Registration Program | NJSRRE1542109694 | Princeton Junction | 8550 | 12 | 13.2 | Residential | No | Behind the Meter | NJ Solar Power, LLC | JCP&L | Accepted | 2019-09-03 | 2019-09-05 | 2020-09-05 | Solaredge | SE11400H-US | Inverters | 11400 |  | 1 |  |  | 0.99 |  | Indoor | garage
Solar Registration Program | NJSRRE1542574935 | Hillsborough | 8844 | 5 | 13.2 | Residential | No | Behind the Meter | Green Power Energy | PSE&G | Accepted | 2019-10-22 | 2019-10-24 | 2020-10-24 | Panasonic | VBHN330SA17 | Solar Panels |  | 0.33 | 33 | 180 | 27 |  | Fixed | Roof
Solar Registration Program | NJSRRE1542574935 | Hillsborough | 8844 | 5 | 13.2 | Residential | No | Behind the Meter | Green Power Energy | PSE&G | Accepted | 2019-10-22 | 2019-10-24 | 2020-10-24 | Panasonic | VBHN330SA17 | Solar Panels |  | 0.33 | 7 | 181 | 27 |  | Fixed | Roof
Solar Registration Program | NJSRRE1542574935 | Hillsborough | 8844 | 5 | 13.2 | Residential | No | Behind the Meter | Green Power Energy | PSE&G | Accepted | 2019-10-22 | 2019-10-24 | 2020-10-24 | SolarEdge | SE7600H-US | Inverters | 7600 |  | 2 |  |  | 0.97 |  | Outside | next to meter
Solar Registration Program | NJSRRE1542575692 | Westfield Town | 7090 | 10 | 13.2 | Residential | No | Behind the Meter | Sunrun Installation Services, Inc. | PSE&G | Accepted | 2019-10-22 | 2019-10-24 | 2020-10-24 | LG Electronics | LG330N1C-A5 | Solar Panels |  | 0.33 | 6 | 308 | 37 |  | Fixed | Roof
Solar Registration Program | NJSRRE1542575692 | Westfield Town | 7090 | 10 | 13.2 | Residential | No | Behind the Meter | Sunrun Installation Services, Inc. | PSE&G | Accepted | 2019-10-22 | 2019-10-24 | 2020-10-24 | LG Electronics | LG330N1C-A5 | Solar Panels |  | 0.33 | 16 | 128 | 37 |  | Fixed | Roof
Solar Registration Program | NJSRRE1542575692 | Westfield Town | 7090 | 10 | 13.2 | Residential | No | Behind the Meter | Sunrun Installation Services, Inc. | PSE&G | Accepted | 2019-10-22 | 2019-10-24 | 2020-10-24 | LG Electronics | LG330N1C-A5 | Solar Panels |  | 0.33 | 3 | 36 | 40 |  | Fixed | Roof
Solar Registration Program | NJSRRE1542575692 | Westfield Town | 7090 | 10 | 13.2 | Residential | No | Behind the Meter | Sunrun Installation Services, Inc. | PSE&G | Accepted | 2019-10-22 | 2019-10-24 | 2020-10-24 | LG Electronics | LG330N1C-A5 | Solar Panels |  | 0.33 | 15 | 217 | 40 |  | Fixed | Roof
Solar Registration Program | NJSRRE1542575692 | Westfield Town | 7090 | 10 | 13.2 | Residential | No | Behind the Meter | Sunrun Installation Services, Inc. | PSE&G | Accepted | 2019-10-22 | 2019-10-24 | 2020-10-24 | SolarEdge Technologies | SE11400H-USRGM | Inverters | 11400 |  | 1 |  |  | 0.96 |  | Outdoor | Next To Meter
Solar Registration Program | NJSRRE1543101268 | Carlstadt | 7072 | 7 | 13.2 | Residential | No | Behind the Meter | NJ Solar Power, LLC | PSE&G | Accepted | 2019-11-12 | 2019-11-15 | 2020-11-15 | Panasonic | VBHN330SA17 | Solar Panels |  | 0.33 | 7 | 217 | 23 |  | Fixed | Roof
Solar Registration Program | NJSRRE1543101268 | Carlstadt | 7072 | 7 | 13.2 | Residential | No | Behind the Meter | NJ Solar Power, LLC | PSE&G | Accepted | 2019-11-12 | 2019-11-15 | 2020-11-15 | Panasonic | VBHN330SA17 | Solar Panels |  | 0.33 | 14 | 217 | 23 |  | Fixed | Roof
Solar Registration Program | NJSRRE1543101268 | Carlstadt | 7072 | 7 | 13.2 | Residential | No | Behind the Meter | NJ Solar Power, LLC | PSE&G | Accepted | 2019-11-12 | 2019-11-15 | 2020-11-15 | Panasonic | VBHN330SA17 | Solar Panels |  | 0.33 | 5 | 127 | 23 |  | Fixed | Roof
Solar Registration Program | NJSRRE1543101268 | Carlstadt | 7072 | 7 | 13.2 | Residential | No | Behind the Meter | NJ Solar Power, LLC | PSE&G | Accepted | 2019-11-12 | 2019-11-15 | 2020-11-15 | Panasonic | VBHN330SA17 | Solar Panels |  | 0.33 | 14 | 37 | 23 |  | Fixed | Roof
Solar Registration Program | NJSRRE1543101268 | Carlstadt | 7072 | 7 | 13.2 | Residential | No | Behind the Meter | NJ Solar Power, LLC | PSE&G | Accepted | 2019-11-12 | 2019-11-15 | 2020-11-15 | SolarEdge | SE11400H-US | Inverters | 11400 |  | 1 |  |  | 0.99 |  | Indoor | garage
Solar Registration Program | NJSRRE1543426303 | Wenonah | 8090 | 15 | 13.2 | Residential | No | Behind the Meter | Kaitanna Solar, LLC | AC Electric | Accepted | 2019-11-20 | 2019-11-25 | 2020-11-25 | Canadian Solar | 330 | Solar Panels |  | 0.33 | 14 | 76 | 24 |  | Fixed | Roof
Solar Registration Program | NJSRRE1543426303 | Wenonah | 8090 | 15 | 13.2 | Residential | No | Behind the Meter | Kaitanna Solar, LLC | AC Electric | Accepted | 2019-11-20 | 2019-11-25 | 2020-11-25 | Canadian Solar | 330 | Solar Panels |  | 0.33 | 18 | 256 | 26 |  | Fixed | Roof
Solar Registration Program | NJSRRE1543426303 | Wenonah | 8090 | 15 | 13.2 | Residential | No | Behind the Meter | Kaitanna Solar, LLC | AC Electric | Accepted | 2019-11-20 | 2019-11-25 | 2020-11-25 | Canadian Solar | 330 | Solar Panels |  | 0.33 | 8 | 257 | 26 |  | Fixed | Roof
Solar Registration Program | NJSRRE1543426303 | Wenonah | 8090 | 15 | 13.2 | Residential | No | Behind the Meter | Kaitanna Solar, LLC | AC Electric | Accepted | 2019-11-20 | 2019-11-25 | 2020-11-25 | Enphase | IQ7+ | Inverters | 290 |  | 40 |  |  | 0.97 |  | Outdoor | under module
Solar Registration Program | NJSRRE1543426303 | Wenonah | 8090 | 15 | 13.2 | Residential | No | Behind the Meter | Kaitanna Solar, LLC | AC Electric | Accepted | 2019-11-20 | 2019-11-25 | 2020-11-25 | Enphase | Envoy S | Meters |  |  | 1 |  |  |  | Yes
Solar Registration Program | NJSRRE1543465399 | Mickleton | 8056 | 15 | 13.2 | Residential | No | Behind the Meter | Sunrun Installation Services, Inc. | AC Electric | Accepted | 2019-12-02 | 2019-12-05 | 2020-12-05 | LG Electronics | LG330N1C-A5 | Solar Panels |  | 0.33 | 13 | 132 | 34 |  | Fixed | Roof
Solar Registration Program | NJSRRE1543465399 | Mickleton | 8056 | 15 | 13.2 | Residential | No | Behind the Meter | Sunrun Installation Services, Inc. | AC Electric | Accepted | 2019-12-02 | 2019-12-05 | 2020-12-05 | LG Electronics | LG330N1C-A5 | Solar Panels |  | 0.33 | 22 | 132 | 34 |  | Fixed | Roof
Solar Registration Program | NJSRRE1543465399 | Mickleton | 8056 | 15 | 13.2 | Residential | No | Behind the Meter | Sunrun Installation Services, Inc. | AC Electric | Accepted | 2019-12-02 | 2019-12-05 | 2020-12-05 | LG Electronics | LG330N1C-A5 | Solar Panels |  | 0.33 | 5 | 223 | 45 |  | Fixed | Roof
Solar Registration Program | NJSRRE1543465399 | Mickleton | 8056 | 15 | 13.2 | Residential | No | Behind the Meter | Sunrun Installation Services, Inc. | AC Electric | Accepted | 2019-12-02 | 2019-12-05 | 2020-12-05 | Delta Electronics | M5-TL-US | Inverters | 4800 |  | 1 |  |  | 0.96 |  | Outdoor | Next To Meter
Solar Registration Program | NJSRRE1543465399 | Mickleton | 8056 | 15 | 13.2 | Residential | No | Behind the Meter | Sunrun Installation Services, Inc. | AC Electric | Accepted | 2019-12-02 | 2019-12-05 | 2020-12-05 | Delta Electronics | M6-TL-US | Inverters | 5760 |  | 1 |  |  | 0.96 |  | Outdoor | Next To Meter
Solar Registration Program | NJSRRE1543502200 | Frenchtown | 8825 | 4 | 13.2 | Residential | No | Behind the Meter | Sundial Solar Innovations | JCP&L | Accepted | 2019-12-09 | 2019-12-12 | 2020-12-12 | Panasonic | pan330w | Solar Panels |  | 0.33 | 40 | 180 | 25 |  | Fixed | Roof
Solar Registration Program | NJSRRE1543502200 | Frenchtown | 8825 | 4 | 13.2 | Residential | No | Behind the Meter | Sundial Solar Innovations | JCP&L | Accepted | 2019-12-09 | 2019-12-12 | 2020-12-12 | Enphase | IQ7x | Inverters | 320 |  | 40 |  |  | 0.97 |  | Outside | roof
Solar Registration Program | NJSRRE1540232799 | Secaucus | 7094 | 8 | 13.23 | Residential | Yes | Behind the Meter | Pro Custom Solar dba Momentum Solar | PSE&G | Accepted | 2019-01-10 | 2019-01-15 | 2020-01-15 | HANWHA | Q.PEAK DUO BLK-G5 315 | Solar Panels |  | 0.315 | 10 | 219 | 35 |  | Fixed | Roof
Solar Registration Program | NJSRRE1540232799 | Secaucus | 7094 | 8 | 13.23 | Residential | Yes | Behind the Meter | Pro Custom Solar dba Momentum Solar | PSE&G | Accepted | 2019-01-10 | 2019-01-15 | 2020-01-15 | HANWHA | Q.PEAK DUO BLK-G5 315 | Solar Panels |  | 0.315 | 16 | 129 | 31 |  | Fixed | Roof
Solar Registration Program | NJSRRE1540232799 | Secaucus | 7094 | 8 | 13.23 | Residential | Yes | Behind the Meter | Pro Custom Solar dba Momentum Solar | PSE&G | Accepted | 2019-01-10 | 2019-01-15 | 2020-01-15 | HANWHA | Q.PEAK DUO BLK-G5 315 | Solar Panels |  | 0.315 | 11 | 309 | 31 |  | Fixed | Roof
Solar Registration Program | NJSRRE1540232799 | Secaucus | 7094 | 8 | 13.23 | Residential | Yes | Behind the Meter | Pro Custom Solar dba Momentum Solar | PSE&G | Accepted | 2019-01-10 | 2019-01-15 | 2020-01-15 | HANWHA | Q.PEAK DUO BLK-G5 315 | Solar Panels |  | 0.315 | 5 | 219 | 40 |  | Fixed | Roof
Solar Registration Program | NJSRRE1540232799 | Secaucus | 7094 | 8 | 13.23 | Residential | Yes | Behind the Meter | Pro Custom Solar dba Momentum Solar | PSE&G | Accepted | 2019-01-10 | 2019-01-15 | 2020-01-15 | ENPHASE | IQ7-60-2-US | Inverters | 250 |  | 42 |  |  | 0.97 |  | Outdoor | ROOF
Solar Registration Program | NJSRRE1540239476 | SOUTHAMPTON | 8088 | 13 | 13.23 | Residential | Yes | Behind the Meter | Vivint Solar Developer, LLC | PSE&G | Accepted | 2019-01-14 | 2019-01-16 | 2020-01-16 | Hanwha Solar | Q.PEAK DUO BLK-G5 315 | Solar Panels |  | 0.315 | 29 | 86 | 31 |  | Fixed | Roof
Solar Registration Program | NJSRRE1540239476 | SOUTHAMPTON | 8088 | 13 | 13.23 | Residential | Yes | Behind the Meter | Vivint Solar Developer, LLC | PSE&G | Accepted | 2019-01-14 | 2019-01-16 | 2020-01-16 | Hanwha Solar | Q.PEAK DUO BLK-G5 315 | Solar Panels |  | 0.315 | 8 | 266 | 31 |  | Fixed | Roof
Solar Registration Program | NJSRRE1540239476 | SOUTHAMPTON | 8088 | 13 | 13.23 | Residential | Yes | Behind the Meter | Vivint Solar Developer, LLC | PSE&G | Accepted | 2019-01-14 | 2019-01-16 | 2020-01-16 | Hanwha Solar | Q.PEAK DUO BLK-G5 315 | Solar Panels |  | 0.315 | 5 | 266 | 31 |  | Fixed | Roof
Solar Registration Program | NJSRRE1540239476 | SOUTHAMPTON | 8088 | 13 | 13.23 | Residential | Yes | Behind the Meter | Vivint Solar Developer, LLC | PSE&G | Accepted | 2019-01-14 | 2019-01-16 | 2020-01-16 | Solar Edge | SE10000H-US | Inverters | 10000 |  | 1 |  |  | 0.992 |  | Outdoor | Near the Utility Meter
Solar Registration Program | NJSRRE1540262811 | Millville | 8332 | 20 | 13.23 | Residential | Yes | Behind the Meter | Suntuity Solar LLC | AC Electric | Accepted | 2019-01-21 | 2019-01-23 | 2020-01-23 | Hanwha Solar | Q-Cells 315 Mono | Solar Panels |  | 0.315 | 21 | 105 | 19 |  | Fixed | Roof
Solar Registration Program | NJSRRE1540262811 | Millville | 8332 | 20 | 13.23 | Residential | Yes | Behind the Meter | Suntuity Solar LLC | AC Electric | Accepted | 2019-01-21 | 2019-01-23 | 2020-01-23 | Hanwha Solar | Q-Cells 315 Mono | Solar Panels |  | 0.315 | 21 | 285 | 19 |  | Fixed | Roof
Solar Registration Program | NJSRRE1540262811 | Millville | 8332 | 20 | 13.23 | Residential | Yes | Behind the Meter | Suntuity Solar LLC | AC Electric | Accepted | 2019-01-21 | 2019-01-23 | 2020-01-23 | SolarEdge | SE11400H-US | Inverters | 11400 |  | 1 |  |  | 0.99 |  | Outdoor | Besides the meter
Solar Registration Program | NJSRRE1540285515 | WHARTON | 7885 | 3 | 13.23 | Residential | Yes | Behind the Meter | Vivint Solar Developer, LLC | JCP&L | Accepted | 2019-01-25 | 2019-01-28 | 2020-01-28 | Hanwha Solar | Q.PEAK DUO BLK-G5 315w | Solar Panels |  | 0.315 | 11 | 240 | 18 |  | Fixed | Roof
Solar Registration Program | NJSRRE1540285515 | WHARTON | 7885 | 3 | 13.23 | Residential | Yes | Behind the Meter | Vivint Solar Developer, LLC | JCP&L | Accepted | 2019-01-25 | 2019-01-28 | 2020-01-28 | Hanwha Solar | Q.PEAK DUO BLK-G5 315w | Solar Panels |  | 0.315 | 7 | 150 | 23 |  | Fixed | Roof
Solar Registration Program | NJSRRE1540285515 | WHARTON | 7885 | 3 | 13.23 | Residential | Yes | Behind the Meter | Vivint Solar Developer, LLC | JCP&L | Accepted | 2019-01-25 | 2019-01-28 | 2020-01-28 | Hanwha Solar | Q.PEAK DUO BLK-G5 315w | Solar Panels |  | 0.315 | 9 | 60 | 18 |  | Fixed | Roof
Solar Registration Program | NJSRRE1540285515 | WHARTON | 7885 | 3 | 13.23 | Residential | Yes | Behind the Meter | Vivint Solar Developer, LLC | JCP&L | Accepted | 2019-01-25 | 2019-01-28 | 2020-01-28 | Hanwha Solar | Q.PEAK DUO BLK-G5 315w | Solar Panels |  | 0.315 | 8 | 240 | 18 |  | Fixed | Roof
Solar Registration Program | NJSRRE1540285515 | WHARTON | 7885 | 3 | 13.23 | Residential | Yes | Behind the Meter | Vivint Solar Developer, LLC | JCP&L | Accepted | 2019-01-25 | 2019-01-28 | 2020-01-28 | Hanwha Solar | Q.PEAK DUO BLK-G5 315w | Solar Panels |  | 0.315 | 7 | 60 | 18 |  | Fixed | Roof
Solar Registration Program | NJSRRE1540285515 | WHARTON | 7885 | 3 | 13.23 | Residential | Yes | Behind the Meter | Vivint Solar Developer, LLC | JCP&L | Accepted | 2019-01-25 | 2019-01-28 | 2020-01-28 | Solar Edge | SE10000H-US | Inverters | 10000 |  | 1 |  |  | 0.992 |  | Outdoor | Near the Utility Meter
Solar Registration Program | NJSRRE1540461168 | Elmer | 8318 | 16 | 13.23 | Residential | Yes | Behind the Meter | Suntuity Solar LLC | AC Electric | Accepted | 2019-03-08 | 2019-03-11 | 2020-03-11 | Hanwha Solar | Q-Cells 315 Mono | Solar Panels |  | 0.315 | 42 | 206 | 20 |  | Fixed | Roof
Solar Registration Program | NJSRRE1540461168 | Elmer | 8318 | 16 | 13.23 | Residential | Yes | Behind the Meter | Suntuity Solar LLC | AC Electric | Accepted | 2019-03-08 | 2019-03-11 | 2020-03-11 | SolarEdge | SE11400H-US | Inverters | 11400 |  | 1 |  |  | 0.99 |  | Outdoor | Besides the meter
Solar Registration Program | NJSRRE1540833159 | Linden | 7036 | 10 | 13.23 | Residential | Yes | Behind the Meter | Pro Custom Solar dba Momentum Solar | PSE&G | Accepted | 2019-04-09 | 2019-04-10 | 2020-04-10 | HANWHA | Q.PEAK DUO BLK-G5 315 | Solar Panels |  | 0.315 | 26 | 218 | 20 |  | Fixed | Roof
Solar Registration Program | NJSRRE1540833159 | Linden | 7036 | 10 | 13.23 | Residential | Yes | Behind the Meter | Pro Custom Solar dba Momentum Solar | PSE&G | Accepted | 2019-04-09 | 2019-04-10 | 2020-04-10 | HANWHA | Q.PEAK DUO BLK-G5 315 | Solar Panels |  | 0.315 | 6 | 128 | 22 |  | Fixed | Roof
Solar Registration Program | NJSRRE1540833159 | Linden | 7036 | 10 | 13.23 | Residential | Yes | Behind the Meter | Pro Custom Solar dba Momentum Solar | PSE&G | Accepted | 2019-04-09 | 2019-04-10 | 2020-04-10 | HANWHA | Q.PEAK DUO BLK-G5 315 | Solar Panels |  | 0.315 | 10 | 38 | 20 |  | Fixed | Roof
Solar Registration Program | NJSRRE1540833159 | Linden | 7036 | 10 | 13.23 | Residential | Yes | Behind the Meter | Pro Custom Solar dba Momentum Solar | PSE&G | Accepted | 2019-04-09 | 2019-04-10 | 2020-04-10 | ENPHASE | IQ6-60-2-US | Inverters | 240 |  | 42 |  |  | 0.97 |  | Outdoor | ROOF
Solar Registration Program | NJSRRE1540856409 | EWING | 8628 | 12 | 13.23 | Residential | Yes | Behind the Meter | Vivint Solar Developer, LLC | PSE&G | Accepted | 2019-04-17 | 2019-05-01 | 2020-05-01 | Hanwha Solar | Q.PEAK BLK-G5 315 | Solar Panels |  | 0.315 | 10 | 252 | 42 |  | Fixed | Roof
Solar Registration Program | NJSRRE1540856409 | EWING | 8628 | 12 | 13.23 | Residential | Yes | Behind the Meter | Vivint Solar Developer, LLC | PSE&G | Accepted | 2019-04-17 | 2019-05-01 | 2020-05-01 | Hanwha Solar | Q.PEAK BLK-G5 315 | Solar Panels |  | 0.315 | 12 | 72 | 42 |  | Fixed | Roof
Solar Registration Program | NJSRRE1540856409 | EWING | 8628 | 12 | 13.23 | Residential | Yes | Behind the Meter | Vivint Solar Developer, LLC | PSE&G | Accepted | 2019-04-17 | 2019-05-01 | 2020-05-01 | Hanwha Solar | Q.PEAK BLK-G5 315 | Solar Panels |  | 0.315 | 20 | 72 | 27 |  | Fixed | Roof
Solar Registration Program | NJSRRE1540856409 | EWING | 8628 | 12 | 13.23 | Residential | Yes | Behind the Meter | Vivint Solar Developer, LLC | PSE&G | Accepted | 2019-04-17 | 2019-05-01 | 2020-05-01 | Solar Edge | SE10000H-US | Inverters | 10000 |  | 1 |  |  | 0.992 |  | Outdoor | Near the Utility Meter
Solar Registration Program | NJSRRE1540912952 | Manalapan | 7726 | 17 | 13.23 | Residential | Yes | Behind the Meter | Pro Custom Solar dba Momentum Solar | JCP&L | Accepted | 2019-05-01 | 2019-05-03 | 2020-05-03 | HANWHA | Q.PEAK DUO BLK-G5 315 | Solar Panels |  | 0.315 | 3 | 342 | 20 |  | Fixed | Roof
Solar Registration Program | NJSRRE1540912952 | Manalapan | 7726 | 17 | 13.23 | Residential | Yes | Behind the Meter | Pro Custom Solar dba Momentum Solar | JCP&L | Accepted | 2019-05-01 | 2019-05-03 | 2020-05-03 | HANWHA | Q.PEAK DUO BLK-G5 315 | Solar Panels |  | 0.315 | 30 | 162 | 23 |  | Fixed | Roof
Solar Registration Program | NJSRRE1540912952 | Manalapan | 7726 | 17 | 13.23 | Residential | Yes | Behind the Meter | Pro Custom Solar dba Momentum Solar | JCP&L | Accepted | 2019-05-01 | 2019-05-03 | 2020-05-03 | HANWHA | Q.PEAK DUO BLK-G5 315 | Solar Panels |  | 0.315 | 9 | 162 | 20 |  | Fixed | Roof
Solar Registration Program | NJSRRE1540912952 | Manalapan | 7726 | 17 | 13.23 | Residential | Yes | Behind the Meter | Pro Custom Solar dba Momentum Solar | JCP&L | Accepted | 2019-05-01 | 2019-05-03 | 2020-05-03 | ENPHASE | IQ7-60-2-US | Inverters | 250 |  | 42 |  |  | 0.97 |  | Outdoor | ROOF
Solar Registration Program | NJSRRE1541025917 | Monroeville | 8343 | 16 | 13.23 | Residential | Yes | Behind the Meter | All Season Solar | AC Electric | Accepted | 2019-05-20 | 2019-05-24 | 2020-05-24 | Hanwha | HSL72P6-PC-3-315Q 315W | Solar Panels |  | 0.315 | 42 | 180 | 25 |  | Fixed | Ground
Solar Registration Program | NJSRRE1541025917 | Monroeville | 8343 | 16 | 13.23 | Residential | Yes | Behind the Meter | All Season Solar | AC Electric | Accepted | 2019-05-20 | 2019-05-24 | 2020-05-24 | Enphase | IQ7 Plus | Inverters | 290 |  | 42 |  |  | 0.97 |  | Outdoor | Under Module
Solar Registration Program | NJSRRE1541122464 | Villas | 8251 | 21 | 13.23 | Residential | Yes | Behind the Meter | Trinity Solar | AC Electric | Accepted | 2019-06-06 | 2019-06-11 | 2020-06-11 | Hanwha | Q.PEAK DUO BLK-G5 315 | Solar Panels |  | 0.315 | 8 | 117 | 18 |  | Fixed | Roof
Solar Registration Program | NJSRRE1541122464 | Villas | 8251 | 21 | 13.23 | Residential | Yes | Behind the Meter | Trinity Solar | AC Electric | Accepted | 2019-06-06 | 2019-06-11 | 2020-06-11 | Hanwha | Q.PEAK DUO BLK-G5 315 | Solar Panels |  | 0.315 | 34 | 117 | 34 |  | Fixed | Roof
Solar Registration Program | NJSRRE1541122464 | Villas | 8251 | 21 | 13.23 | Residential | Yes | Behind the Meter | Trinity Solar | AC Electric | Accepted | 2019-06-06 | 2019-06-11 | 2020-06-11 | Solar Edge | SE10000 | Inverters | 10000 |  | 1 |  |  | 0.97 |  | Outside | side of home
Solar Registration Program | NJSRRE1541623820 | SICKLERVILLE | 8081 | 14 | 13.23 | Residential | Yes | Behind the Meter | Vivint Solar Developer, LLC | AC Electric | Accepted | 2019-07-12 | 2019-07-12 | 2020-07-12 | Hanwha Solar | Q.PEAK BLK-G5 315 | Solar Panels |  | 0.315 | 24 | 128 | 21 |  | Fixed | Roof
Solar Registration Program | NJSRRE1541623820 | SICKLERVILLE | 8081 | 14 | 13.23 | Residential | Yes | Behind the Meter | Vivint Solar Developer, LLC | AC Electric | Accepted | 2019-07-12 | 2019-07-12 | 2020-07-12 | Hanwha Solar | Q.PEAK BLK-G5 315 | Solar Panels |  | 0.315 | 18 | 218 | 18 |  | Fixed | Roof
Solar Registration Program | NJSRRE1541623820 | SICKLERVILLE | 8081 | 14 | 13.23 | Residential | Yes | Behind the Meter | Vivint Solar Developer, LLC | AC Electric | Accepted | 2019-07-12 | 2019-07-12 | 2020-07-12 | SolarEdge | SE10000H-US | Inverters | 10000 |  | 1 |  |  | 0.992 |  | Outdoor | Near The Utility Meter
Solar Registration Program | NJSRRE1541721836 | Millville | 8332 | 20 | 13.23 | Residential | Yes | Behind the Meter | Trinity Solar | AC Electric | Accepted | 2019-07-31 | 2019-08-05 | 2020-08-05 | Hanwha 315 | SE10000H-US000BNC4 | Solar Panels |  | 0.315 | 42 | 180 | 30 |  | Fixed | Ground | back yard
Solar Registration Program | NJSRRE1541721836 | Millville | 8332 | 20 | 13.23 | Residential | Yes | Behind the Meter | Trinity Solar | AC Electric | Accepted | 2019-07-31 | 2019-08-05 | 2020-08-05 | Solar Edge | SE10000H-US000BNC4 | Inverters | 10000 |  | 1 |  |  | 0.97 |  | Outside | Behind panels
Solar Registration Program | NJSRRE1541725529 | Tabernacle | 8088 | 13 | 13.23 | Commercial | No | Behind the Meter | Maier Solar Engineering dba Solar Me | AC Electric | Accepted | 2019-08-01 | 2019-08-27 | 2020-08-27 | Hanwha | Q. Peak BLK-G5.1 315 W | Solar Panels |  | 0.315 | 42 | 272 | 25 |  | Fixed | Roof
Solar Registration Program | NJSRRE1541725529 | Tabernacle | 8088 | 13 | 13.23 | Commercial | No | Behind the Meter | Maier Solar Engineering dba Solar Me | AC Electric | Accepted | 2019-08-01 | 2019-08-27 | 2020-08-27 | Solar Edge | SE3000H-US | Inverters | 3000 |  | 1 |  |  | 0.97 |  | Outdoor | Next to meter
Solar Registration Program | NJSRRE1541841223 | Glassboro | 8028 | 15 | 13.23 | Residential | No | Behind the Meter | Trinity Solar | AC Electric | Accepted | 2019-08-15 | 2019-08-23 | 2020-08-23 | Hanwha | Q.PEAK DUO BLK-G5 315 | Solar Panels |  | 0.315 | 21 | 349 | 23 |  | Fixed | Roof
Solar Registration Program | NJSRRE1541841223 | Glassboro | 8028 | 15 | 13.23 | Residential | No | Behind the Meter | Trinity Solar | AC Electric | Accepted | 2019-08-15 | 2019-08-23 | 2020-08-23 | Hanwha | Q.PEAK DUO BLK-G5 315 | Solar Panels |  | 0.315 | 21 | 169 | 23 |  | Fixed | Roof
Solar Registration Program | NJSRRE1541841223 | Glassboro | 8028 | 15 | 13.23 | Residential | No | Behind the Meter | Trinity Solar | AC Electric | Accepted | 2019-08-15 | 2019-08-23 | 2020-08-23 | Solar Edge | SE10000 | Inverters | 10000 |  | 1 |  |  | 0.97 |  | Outside | side of home
Solar Registration Program | NJSRRE1541862339 | Elizabeth | 7208 | 10 | 13.23 | Residential | Yes | Behind the Meter | Trinity Solar | PSE&G | Accepted | 2019-08-20 | 2019-08-26 | 2020-08-26 | HANWHA | Q.PEAK DUO BLK-G5 315 | Solar Panels |  | 0.315 | 5 | 332 | 18 |  | Fixed | Roof
Solar Registration Program | NJSRRE1541862339 | Elizabeth | 7208 | 10 | 13.23 | Residential | Yes | Behind the Meter | Trinity Solar | PSE&G | Accepted | 2019-08-20 | 2019-08-26 | 2020-08-26 | HANWHA | Q.PEAK DUO BLK-G5 315 | Solar Panels |  | 0.315 | 10 | 242 | 18 |  | Fixed | Roof
Solar Registration Program | NJSRRE1541862339 | Elizabeth | 7208 | 10 | 13.23 | Residential | Yes | Behind the Meter | Trinity Solar | PSE&G | Accepted | 2019-08-20 | 2019-08-26 | 2020-08-26 | HANWHA | Q.PEAK DUO BLK-G5 315 | Solar Panels |  | 0.315 | 8 | 62 | 18 |  | Fixed | Roof
Solar Registration Program | NJSRRE1541862339 | Elizabeth | 7208 | 10 | 13.23 | Residential | Yes | Behind the Meter | Trinity Solar | PSE&G | Accepted | 2019-08-20 | 2019-08-26 | 2020-08-26 | HANWHA | Q.PEAK DUO BLK-G5 315 | Solar Panels |  | 0.315 | 4 | 152 | 18 |  | Fixed | Roof
Solar Registration Program | NJSRRE1541862339 | Elizabeth | 7208 | 10 | 13.23 | Residential | Yes | Behind the Meter | Trinity Solar | PSE&G | Accepted | 2019-08-20 | 2019-08-26 | 2020-08-26 | HANWHA | Q.PEAK DUO BLK-G5 315 | Solar Panels |  | 0.315 | 7 | 242 | 5 |  | Fixed | Roof
Solar Registration Program | NJSRRE1541862339 | Elizabeth | 7208 | 10 | 13.23 | Residential | Yes | Behind the Meter | Trinity Solar | PSE&G | Accepted | 2019-08-20 | 2019-08-26 | 2020-08-26 | HANWHA | Q.PEAK DUO BLK-G5 315 | Solar Panels |  | 0.315 | 4 | 62 | 18 |  | Fixed | Roof
Solar Registration Program | NJSRRE1541862339 | Elizabeth | 7208 | 10 | 13.23 | Residential | Yes | Behind the Meter | Trinity Solar | PSE&G | Accepted | 2019-08-20 | 2019-08-26 | 2020-08-26 | HANWHA | Q.PEAK DUO BLK-G5 315 | Solar Panels |  | 0.315 | 4 | 242 | 18 |  | Fixed | Roof
Solar Registration Program | NJSRRE1541862339 | Elizabeth | 7208 | 10 | 13.23 | Residential | Yes | Behind the Meter | Trinity Solar | PSE&G | Accepted | 2019-08-20 | 2019-08-26 | 2020-08-26 | Solar Edge | SE10000H-US000BNC4 | Inverters | 10000 |  | 1 |  |  | 0.97 |  | Outdoor | side of home
Solar Registration Program | NJSRRE1541877960 | Denville | 7834 | 3 | 13.23 | Residential | Yes | Behind the Meter | Pro Custom Solar dba Momentum Solar | JCP&L | Accepted | 2019-08-22 | 2019-09-03 | 2020-09-03 | HANWHA | Q.PEAK DUO BLK-G5 315 | Solar Panels |  | 0.315 | 26 | 143 | 23 |  | Fixed | Roof
Solar Registration Program | NJSRRE1541877960 | Denville | 7834 | 3 | 13.23 | Residential | Yes | Behind the Meter | Pro Custom Solar dba Momentum Solar | JCP&L | Accepted | 2019-08-22 | 2019-09-03 | 2020-09-03 | HANWHA | Q.PEAK DUO BLK-G5 315 | Solar Panels |  | 0.315 | 16 | 323 | 24 |  | Fixed | Roof
Solar Registration Program | NJSRRE1541877960 | Denville | 7834 | 3 | 13.23 | Residential | Yes | Behind the Meter | Pro Custom Solar dba Momentum Solar | JCP&L | Accepted | 2019-08-22 | 2019-09-03 | 2020-09-03 | Enphase Energy | IQ6-60-2-US | Inverters | 240 |  | 42 |  |  | 0.97 |  | Outdoor | Roof
Solar Registration Program | NJSRRE1541880869 | Colonia | 7067 | 10 | 13.23 | Residential | Yes | Behind the Meter | Vivint Solar Developer, LLC | PSE&G | Accepted | 2019-08-29 | 2019-08-29 | 2020-08-29 | Hanwha Solar | Q.PEAK DUO BLK-G5 315w | Solar Panels |  | 0.315 | 20 | 137 | 27 |  | Fixed | Roof
Solar Registration Program | NJSRRE1541880869 | Colonia | 7067 | 10 | 13.23 | Residential | Yes | Behind the Meter | Vivint Solar Developer, LLC | PSE&G | Accepted | 2019-08-29 | 2019-08-29 | 2020-08-29 | Hanwha Solar | Q.PEAK DUO BLK-G5 315w | Solar Panels |  | 0.315 | 15 | 317 | 27 |  | Fixed | Roof
Solar Registration Program | NJSRRE1541880869 | Colonia | 7067 | 10 | 13.23 | Residential | Yes | Behind the Meter | Vivint Solar Developer, LLC | PSE&G | Accepted | 2019-08-29 | 2019-08-29 | 2020-08-29 | Hanwha Solar | Q.PEAK DUO BLK-G5 315w | Solar Panels |  | 0.315 | 7 | 137 | 27 |  | Fixed | Roof
Solar Registration Program | NJSRRE1541880869 | Colonia | 7067 | 10 | 13.23 | Residential | Yes | Behind the Meter | Vivint Solar Developer, LLC | PSE&G | Accepted | 2019-08-29 | 2019-08-29 | 2020-08-29 | solar edge | SE10000H-US000BNC4 | Inverters | 10000 |  | 1 |  |  | 0.992 |  | Outdoor | Near the Utility Meter
Solar Registration Program | NJSRRE1541888561 | Ocean | 7712 | 17 | 13.23 | Residential | Yes | Behind the Meter | Trinity Solar | JCP&L | Accepted | 2019-08-27 | 2019-08-30 | 2020-08-30 | HANWHA | Q.PEAK DUO BLK-G5 315 | Solar Panels |  | 0.315 | 13 | 190 | 18 |  | Fixed | Roof
Solar Registration Program | NJSRRE1541888561 | Ocean | 7712 | 17 | 13.23 | Residential | Yes | Behind the Meter | Trinity Solar | JCP&L | Accepted | 2019-08-27 | 2019-08-30 | 2020-08-30 | HANWHA | Q.PEAK DUO BLK-G5 315 | Solar Panels |  | 0.315 | 12 | 190 | 18 |  | Fixed | Roof
Solar Registration Program | NJSRRE1541888561 | Ocean | 7712 | 17 | 13.23 | Residential | Yes | Behind the Meter | Trinity Solar | JCP&L | Accepted | 2019-08-27 | 2019-08-30 | 2020-08-30 | HANWHA | Q.PEAK DUO BLK-G5 315 | Solar Panels |  | 0.315 | 17 | 190 | 18 |  | Fixed | Roof
Solar Registration Program | NJSRRE1541888561 | Ocean | 7712 | 17 | 13.23 | Residential | Yes | Behind the Meter | Trinity Solar | JCP&L | Accepted | 2019-08-27 | 2019-08-30 | 2020-08-30 | Solar Edge | SE10000H-US000BNC4 | Inverters | 10000 |  | 1 |  |  | 0.97 |  | Outdoor | side of home
Solar Registration Program | NJSRRE1541891108 | Merchantville | 8109 | 14 | 13.23 | Residential | Yes | Behind the Meter | Vivint Solar Developer, LLC | PSE&G | Accepted | 2019-09-04 | 2019-09-05 | 2020-09-05 | Hanwha Solar | Q.PEAK BLK-G5 315 | Solar Panels |  | 0.315 | 16 | 322 | 30 |  | Fixed | Roof
Solar Registration Program | NJSRRE1541891108 | Merchantville | 8109 | 14 | 13.23 | Residential | Yes | Behind the Meter | Vivint Solar Developer, LLC | PSE&G | Accepted | 2019-09-04 | 2019-09-05 | 2020-09-05 | Hanwha Solar | Q.PEAK BLK-G5 315 | Solar Panels |  | 0.315 | 26 | 142 | 30 |  | Fixed | Roof
Solar Registration Program | NJSRRE1541891108 | Merchantville | 8109 | 14 | 13.23 | Residential | Yes | Behind the Meter | Vivint Solar Developer, LLC | PSE&G | Accepted | 2019-09-04 | 2019-09-05 | 2020-09-05 | SolarEdge Technologies | SE10000H | Inverters | 10000 |  | 1 |  |  | 0.992 |  | Outdoor | Near the Utility Meter
Solar Registration Program | NJSRRE1541989808 | BLACKWOOD | 8012 | 14 | 13.23 | Residential | Yes | Behind the Meter | Vivint Solar Developer, LLC | AC Electric | Accepted | 2019-09-04 | 2019-09-05 | 2020-09-05 | Hanwha Solar | Q.PEAK BLK-G5 315 | Solar Panels |  | 0.315 | 18 | 244 | 19 |  | Fixed | Roof
Solar Registration Program | NJSRRE1541989808 | BLACKWOOD | 8012 | 14 | 13.23 | Residential | Yes | Behind the Meter | Vivint Solar Developer, LLC | AC Electric | Accepted | 2019-09-04 | 2019-09-05 | 2020-09-05 | Hanwha Solar | Q.PEAK BLK-G5 315 | Solar Panels |  | 0.315 | 24 | 64 | 19 |  | Fixed | Roof
Solar Registration Program | NJSRRE1541989808 | BLACKWOOD | 8012 | 14 | 13.23 | Residential | Yes | Behind the Meter | Vivint Solar Developer, LLC | AC Electric | Accepted | 2019-09-04 | 2019-09-05 | 2020-09-05 | SolarEdge | SE10000H-US000BNC4 | Inverters | 10000 |  | 1 |  |  | 0.992 |  | Outdoor | Near The Utility Meter
Solar Registration Program | NJSRRE1542047687 | Toms River | 8753 | 18 | 13.23 | Residential | No | Behind the Meter | New Jersey Clean Energy Solutions | JCP&L | Accepted | 2019-09-03 | 2019-09-05 | 2020-09-05 | Hanwha | QPeak Duo BLK G5.1 | Solar Panels |  | 0.315 | 22 | 105 | 21 |  | Fixed | Roof | House
Solar Registration Program | NJSRRE1542047687 | Toms River | 8753 | 18 | 13.23 | Residential | No | Behind the Meter | New Jersey Clean Energy Solutions | JCP&L | Accepted | 2019-09-03 | 2019-09-05 | 2020-09-05 | Hanwha | QPeak Duo BLK G5.1 | Solar Panels |  | 0.315 | 20 | 285 | 21 |  | Fixed | Roof | House
Solar Registration Program | NJSRRE1542047687 | Toms River | 8753 | 18 | 13.23 | Residential | No | Behind the Meter | New Jersey Clean Energy Solutions | JCP&L | Accepted | 2019-09-03 | 2019-09-05 | 2020-09-05 | Enphase | IQ7 | Inverters | 240 |  | 42 |  |  | 0.97 |  | Outside | under panel
Solar Registration Program | NJSRRE1542248645 | Nutley | 7110 | 9 | 13.23 | Residential | Yes | Behind the Meter | Vivint Solar Developer, LLC | PSE&G | Accepted | 2019-09-05 | 2019-09-10 | 2020-09-10 | Hanwha Solar | Q.PEAK BLK-G5 315 | Solar Panels |  | 0.315 | 11 | 31 | 14 |  | Fixed | Roof
Solar Registration Program | NJSRRE1542248645 | Nutley | 7110 | 9 | 13.23 | Residential | Yes | Behind the Meter | Vivint Solar Developer, LLC | PSE&G | Accepted | 2019-09-05 | 2019-09-10 | 2020-09-10 | Hanwha Solar | Q.PEAK BLK-G5 315 | Solar Panels |  | 0.315 | 15 | 301 | 14 |  | Fixed | Roof
Solar Registration Program | NJSRRE1542248645 | Nutley | 7110 | 9 | 13.23 | Residential | Yes | Behind the Meter | Vivint Solar Developer, LLC | PSE&G | Accepted | 2019-09-05 | 2019-09-10 | 2020-09-10 | Hanwha Solar | Q.PEAK BLK-G5 315 | Solar Panels |  | 0.315 | 5 | 211 | 36 |  | Fixed | Roof
Solar Registration Program | NJSRRE1542248645 | Nutley | 7110 | 9 | 13.23 | Residential | Yes | Behind the Meter | Vivint Solar Developer, LLC | PSE&G | Accepted | 2019-09-05 | 2019-09-10 | 2020-09-10 | Hanwha Solar | Q.PEAK BLK-G5 315 | Solar Panels |  | 0.315 | 5 | 121 | 47 |  | Fixed | Roof
Solar Registration Program | NJSRRE1542248645 | Nutley | 7110 | 9 | 13.23 | Residential | Yes | Behind the Meter | Vivint Solar Developer, LLC | PSE&G | Accepted | 2019-09-05 | 2019-09-10 | 2020-09-10 | Hanwha Solar | Q.PEAK BLK-G5 315 | Solar Panels |  | 0.315 | 6 | 31 | 36 |  | Fixed | Roof
Solar Registration Program | NJSRRE1542248645 | Nutley | 7110 | 9 | 13.23 | Residential | Yes | Behind the Meter | Vivint Solar Developer, LLC | PSE&G | Accepted | 2019-09-05 | 2019-09-10 | 2020-09-10 | Solar Edge | SE10000H-US | Inverters | 10000 |  | 1 |  |  | 0.992 |  | Outdoor | Near the Utility Meter
Solar Registration Program | NJSRRE1542395118 | Princeton | 8540 | 12 | 13.23 | Residential | Yes | Behind the Meter | Vivint Solar Developer, LLC | PSE&G | Accepted | 2019-09-18 | 2019-09-18 | 2020-09-18 | Hanwha | Q.PEAK DUO BLK-G5 315w | Solar Panels |  | 0.315 | 8 | 207 | 29 |  | Fixed | Roof
Solar Registration Program | NJSRRE1542395118 | Princeton | 8540 | 12 | 13.23 | Residential | Yes | Behind the Meter | Vivint Solar Developer, LLC | PSE&G | Accepted | 2019-09-18 | 2019-09-18 | 2020-09-18 | Hanwha | Q.PEAK DUO BLK-G5 315w | Solar Panels |  | 0.315 | 12 | 209 | 29 |  | Fixed | Roof
Solar Registration Program | NJSRRE1542395118 | Princeton | 8540 | 12 | 13.23 | Residential | Yes | Behind the Meter | Vivint Solar Developer, LLC | PSE&G | Accepted | 2019-09-18 | 2019-09-18 | 2020-09-18 | Hanwha | Q.PEAK DUO BLK-G5 315w | Solar Panels |  | 0.315 | 6 | 27 | 29 |  | Fixed | Roof
Solar Registration Program | NJSRRE1542395118 | Princeton | 8540 | 12 | 13.23 | Residential | Yes | Behind the Meter | Vivint Solar Developer, LLC | PSE&G | Accepted | 2019-09-18 | 2019-09-18 | 2020-09-18 | Hanwha | Q.PEAK DUO BLK-G5 315w | Solar Panels |  | 0.315 | 4 | 29 | 29 |  | Fixed | Roof
Solar Registration Program | NJSRRE1542395118 | Princeton | 8540 | 12 | 13.23 | Residential | Yes | Behind the Meter | Vivint Solar Developer, LLC | PSE&G | Accepted | 2019-09-18 | 2019-09-18 | 2020-09-18 | Hanwha | Q.PEAK DUO BLK-G5 315w | Solar Panels |  | 0.315 | 12 | 207 | 29 |  | Fixed | Roof
Solar Registration Program | NJSRRE1542395118 | Princeton | 8540 | 12 | 13.23 | Residential | Yes | Behind the Meter | Vivint Solar Developer, LLC | PSE&G | Accepted | 2019-09-18 | 2019-09-18 | 2020-09-18 | Solar Edge | SE10000H-US000BNC4 | Inverters | 10000 |  | 1 |  |  | 0.992 |  | Outdoor | Near the Utility Meter
Solar Registration Program | NJSRRE1542407219 | STOCKTON | 8559 | 4 | 13.23 | Residential | Yes | Behind the Meter | Vivint Solar Developer, LLC | JCP&L | Accepted | 2019-09-18 | 2019-09-18 | 2020-09-18 | Hanwha | Q.PEAK DUO BLK-G5 315w | Solar Panels |  | 0.315 | 42 | 240 | 18 |  | Fixed | Roof
Solar Registration Program | NJSRRE1542407219 | STOCKTON | 8559 | 4 | 13.23 | Residential | Yes | Behind the Meter | Vivint Solar Developer, LLC | JCP&L | Accepted | 2019-09-18 | 2019-09-18 | 2020-09-18 | Solar Edge | SE10000H-US000BNC4 | Inverters | 10000 |  | 1 |  |  | 0.992 |  | Outdoor | Near the Utility Meter
Solar Registration Program | NJSRRE1542411787 | Vineland | 8360 | 20 | 13.23 | Residential | Yes | Behind the Meter | Suntuity Solar LLC | AC Electric | Accepted | 2019-09-17 | 2019-09-19 | 2020-09-19 | Yingli Green Energy | YL315D-30b | Solar Panels |  | 0.315 | 22 | 93 | 27 |  | Fixed | Roof
Solar Registration Program | NJSRRE1542411787 | Vineland | 8360 | 20 | 13.23 | Residential | Yes | Behind the Meter | Suntuity Solar LLC | AC Electric | Accepted | 2019-09-17 | 2019-09-19 | 2020-09-19 | Yingli Green Energy | YL315D-30b | Solar Panels |  | 0.315 | 20 | 273 | 23 |  | Fixed | Roof
Solar Registration Program | NJSRRE1542411787 | Vineland | 8360 | 20 | 13.23 | Residential | Yes | Behind the Meter | Suntuity Solar LLC | AC Electric | Accepted | 2019-09-17 | 2019-09-19 | 2020-09-19 | Enphase Energy | IQ7-60-2-US | Inverters | 240 |  | 42 |  |  | 0.97 |  | Outdoor | Behind the PV Modules
Solar Registration Program | NJSRRE1542460976 | Blackwood | 8012 | 14 | 13.23 | Residential | Yes | Behind the Meter | Trinity Solar | PSE&G | Accepted | 2019-09-30 | 2019-10-02 | 2020-10-02 | Hanwha 315 | Q.PEAK DUO BLK-G5 315 | Solar Panels |  | 0.315 | 3 | 250 | 23 |  | Fixed | Roof
Solar Registration Program | NJSRRE1542460976 | Blackwood | 8012 | 14 | 13.23 | Residential | Yes | Behind the Meter | Trinity Solar | PSE&G | Accepted | 2019-09-30 | 2019-10-02 | 2020-10-02 | Hanwha 315 | Q.PEAK DUO BLK-G5 315 | Solar Panels |  | 0.315 | 7 | 70 | 23 |  | Fixed | Roof
Solar Registration Program | NJSRRE1542460976 | Blackwood | 8012 | 14 | 13.23 | Residential | Yes | Behind the Meter | Trinity Solar | PSE&G | Accepted | 2019-09-30 | 2019-10-02 | 2020-10-02 | Hanwha 315 | Q.PEAK DUO BLK-G5 315 | Solar Panels |  | 0.315 | 10 | 250 | 18 |  | Fixed | Roof
Solar Registration Program | NJSRRE1542460976 | Blackwood | 8012 | 14 | 13.23 | Residential | Yes | Behind the Meter | Trinity Solar | PSE&G | Accepted | 2019-09-30 | 2019-10-02 | 2020-10-02 | Hanwha 315 | Q.PEAK DUO BLK-G5 315 | Solar Panels |  | 0.315 | 10 | 70 | 18 |  | Fixed | Roof
Solar Registration Program | NJSRRE1542460976 | Blackwood | 8012 | 14 | 13.23 | Residential | Yes | Behind the Meter | Trinity Solar | PSE&G | Accepted | 2019-09-30 | 2019-10-02 | 2020-10-02 | Hanwha 315 | Q.PEAK DUO BLK-G5 315 | Solar Panels |  | 0.315 | 7 | 160 | 23 |  | Fixed | Roof
Solar Registration Program | NJSRRE1542460976 | Blackwood | 8012 | 14 | 13.23 | Residential | Yes | Behind the Meter | Trinity Solar | PSE&G | Accepted | 2019-09-30 | 2019-10-02 | 2020-10-02 | Hanwha 315 | Q.PEAK DUO BLK-G5 315 | Solar Panels |  | 0.315 | 5 | 70 | 23 |  | Fixed | Roof
Solar Registration Program | NJSRRE1542460976 | Blackwood | 8012 | 14 | 13.23 | Residential | Yes | Behind the Meter | Trinity Solar | PSE&G | Accepted | 2019-09-30 | 2019-10-02 | 2020-10-02 | Solar Edge | SE10000H-US | Inverters | 10000 |  | 1 |  |  | 0.97 |  | Outside | back of home
Solar Registration Program | NJSRRE1542478637 | CLIFTON | 7013 | 6 | 13.23 | Residential | Yes | Behind the Meter | Vivint Solar Developer, LLC | PSE&G | Accepted | 2019-10-01 | 2019-10-10 | 2020-10-10 | Hanwha | Q.PEAK BLK-G5 315 | Solar Panels |  | 0.315 | 6 | 126 | 19 |  | Fixed | Roof
Solar Registration Program | NJSRRE1542478637 | CLIFTON | 7013 | 6 | 13.23 | Residential | Yes | Behind the Meter | Vivint Solar Developer, LLC | PSE&G | Accepted | 2019-10-01 | 2019-10-10 | 2020-10-10 | Hanwha | Q.PEAK BLK-G5 315 | Solar Panels |  | 0.315 | 36 | 306 | 19 |  | Fixed | Roof
Solar Registration Program | NJSRRE1542478637 | CLIFTON | 7013 | 6 | 13.23 | Residential | Yes | Behind the Meter | Vivint Solar Developer, LLC | PSE&G | Accepted | 2019-10-01 | 2019-10-10 | 2020-10-10 | SolarEdge | SE10000H-US | Inverters | 10000 |  | 1 |  |  | 0.992 |  | Outdoor | Near the Utility Meter
Solar Registration Program | NJSRRE1542883223 | DUNELLEN | 8812 | 11 | 13.23 | Residential | Yes | Behind the Meter | Vivint Solar Developer, LLC | PSE&G | Accepted | 2019-11-01 | 2019-11-05 | 2020-11-05 | Hanwha | Q.PEAK BLK-G5 315 | Solar Panels |  | 0.315 | 18 | 262 | 23 |  | Fixed | Roof
Solar Registration Program | NJSRRE1542883223 | DUNELLEN | 8812 | 11 | 13.23 | Residential | Yes | Behind the Meter | Vivint Solar Developer, LLC | PSE&G | Accepted | 2019-11-01 | 2019-11-05 | 2020-11-05 | Hanwha | Q.PEAK BLK-G5 315 | Solar Panels |  | 0.315 | 8 | 82 | 23 |  | Fixed | Roof
Solar Registration Program | NJSRRE1542883223 | DUNELLEN | 8812 | 11 | 13.23 | Residential | Yes | Behind the Meter | Vivint Solar Developer, LLC | PSE&G | Accepted | 2019-11-01 | 2019-11-05 | 2020-11-05 | Hanwha | Q.PEAK BLK-G5 315 | Solar Panels |  | 0.315 | 6 | 82 | 10 |  | Fixed | Roof
Solar Registration Program | NJSRRE1542883223 | DUNELLEN | 8812 | 11 | 13.23 | Residential | Yes | Behind the Meter | Vivint Solar Developer, LLC | PSE&G | Accepted | 2019-11-01 | 2019-11-05 | 2020-11-05 | Hanwha | Q.PEAK BLK-G5 315 | Solar Panels |  | 0.315 | 10 | 172 | 14 |  | Fixed | Roof
Solar Registration Program | NJSRRE1542883223 | DUNELLEN | 8812 | 11 | 13.23 | Residential | Yes | Behind the Meter | Vivint Solar Developer, LLC | PSE&G | Accepted | 2019-11-01 | 2019-11-05 | 2020-11-05 | Solar Edge | SE7600H-US000BNC4 | Inverters | 7600 |  | 1 |  |  | 0.992 |  | Outdoor | Near the utility meter
Solar Registration Program | NJSRRE1542883223 | DUNELLEN | 8812 | 11 | 13.23 | Residential | Yes | Behind the Meter | Vivint Solar Developer, LLC | PSE&G | Accepted | 2019-11-01 | 2019-11-05 | 2020-11-05 | Solar Edge | SE3800H-US000BNC4 | Inverters | 3800 |  | 1 |  |  | 0.992 |  | Outdoor | Near the utility meter
Solar Registration Program | NJSRRE1542884153 | Sewell | 8080 | 15 | 13.23 | Residential | Yes | Behind the Meter | Trinity Solar | AC Electric | Accepted | 2019-11-01 | 2019-11-05 | 2020-11-05 | HANWHA | Q.PEAK DUO BLK-G5 315 | Solar Panels |  | 0.315 | 22 | 181 | 21 |  | Fixed | Roof
Solar Registration Program | NJSRRE1542884153 | Sewell | 8080 | 15 | 13.23 | Residential | Yes | Behind the Meter | Trinity Solar | AC Electric | Accepted | 2019-11-01 | 2019-11-05 | 2020-11-05 | HANWHA | Q.PEAK DUO BLK-G5 315 | Solar Panels |  | 0.315 | 8 | 91 | 18 |  | Fixed | Roof
Solar Registration Program | NJSRRE1542884153 | Sewell | 8080 | 15 | 13.23 | Residential | Yes | Behind the Meter | Trinity Solar | AC Electric | Accepted | 2019-11-01 | 2019-11-05 | 2020-11-05 | HANWHA | Q.PEAK DUO BLK-G5 315 | Solar Panels |  | 0.315 | 12 | 271 | 18 |  | Fixed | Roof
Solar Registration Program | NJSRRE1542884153 | Sewell | 8080 | 15 | 13.23 | Residential | Yes | Behind the Meter | Trinity Solar | AC Electric | Accepted | 2019-11-01 | 2019-11-05 | 2020-11-05 | Solar Edge | SE10000H-US000BNC4 | Inverters | 10000 |  | 1 |  |  | 0.97 |  | Outdoor | side of home
Solar Registration Program | NJSRRE1542966844 | Bound Brook | 8805 | 5 | 13.23 | Residential | Yes | Behind the Meter | Trinity Solar | PSE&G | Accepted | 2019-11-05 | 2019-11-07 | 2020-11-07 | Hanwha | Q.PEAK DUO BLK-G5 315 | Solar Panels |  | 0.315 | 21 | 105 | 34 |  | Fixed | Roof
Solar Registration Program | NJSRRE1542966844 | Bound Brook | 8805 | 5 | 13.23 | Residential | Yes | Behind the Meter | Trinity Solar | PSE&G | Accepted | 2019-11-05 | 2019-11-07 | 2020-11-07 | Hanwha | Q.PEAK DUO BLK-G5 315 | Solar Panels |  | 0.315 | 9 | 195 | 34 |  | Fixed | Roof
Solar Registration Program | NJSRRE1542966844 | Bound Brook | 8805 | 5 | 13.23 | Residential | Yes | Behind the Meter | Trinity Solar | PSE&G | Accepted | 2019-11-05 | 2019-11-07 | 2020-11-07 | Hanwha | Q.PEAK DUO BLK-G5 315 | Solar Panels |  | 0.315 | 12 | 105 | 34 |  | Fixed | Roof
Solar Registration Program | NJSRRE1542966844 | Bound Brook | 8805 | 5 | 13.23 | Residential | Yes | Behind the Meter | Trinity Solar | PSE&G | Accepted | 2019-11-05 | 2019-11-07 | 2020-11-07 | Solar Edge | SE10000 | Inverters | 10000 |  | 1 |  |  | 0.97 |  | Outside | side of home
Solar Registration Program | NJSRRE1543040904 | Edison | 8899 | 11 | 13.23 | Residential | Yes | Behind the Meter | Pro Custom Solar dba Momentum Solar | PSE&G | Accepted | 2019-11-06 | 2019-11-08 | 2020-11-08 | HANWHA | Q.PEAK DUO BLK-G5 315 | Solar Panels |  | 0.315 | 18 | 170 | 32 |  | Fixed | Roof
Solar Registration Program | NJSRRE1543040904 | Edison | 8899 | 11 | 13.23 | Residential | Yes | Behind the Meter | Pro Custom Solar dba Momentum Solar | PSE&G | Accepted | 2019-11-06 | 2019-11-08 | 2020-11-08 | HANWHA | Q.PEAK DUO BLK-G5 315 | Solar Panels |  | 0.315 | 10 | 170 | 32 |  | Fixed | Roof
Solar Registration Program | NJSRRE1543040904 | Edison | 8899 | 11 | 13.23 | Residential | Yes | Behind the Meter | Pro Custom Solar dba Momentum Solar | PSE&G | Accepted | 2019-11-06 | 2019-11-08 | 2020-11-08 | HANWHA | Q.PEAK DUO BLK-G5 315 | Solar Panels |  | 0.315 | 14 | 350 | 32 |  | Fixed | Roof
Solar Registration Program | NJSRRE1543040904 | Edison | 8899 | 11 | 13.23 | Residential | Yes | Behind the Meter | Pro Custom Solar dba Momentum Solar | PSE&G | Accepted | 2019-11-06 | 2019-11-08 | 2020-11-08 | Enphase Enerrgy | IQ6-60-2-US | Inverters | 240 |  | 42 |  |  | 0.97 |  | Outdoor | Roof
Solar Registration Program | NJSRRE1543041601 | Swedesboro | 8085 | 15 | 13.23 | Residential | No | Behind the Meter | Vivint Solar Developer, LLC | AC Electric | Accepted | 2019-11-07 | 2019-11-11 | 2020-11-11 | Hanwha | Q.PEAK BLK-G5 315 | Solar Panels |  | 0.315 | 24 | 282 | 32 |  | Fixed | Roof
Solar Registration Program | NJSRRE1543041601 | Swedesboro | 8085 | 15 | 13.23 | Residential | No | Behind the Meter | Vivint Solar Developer, LLC | AC Electric | Accepted | 2019-11-07 | 2019-11-11 | 2020-11-11 | Hanwha | Q.PEAK BLK-G5 315 | Solar Panels |  | 0.315 | 9 | 102 | 32 |  | Fixed | Roof
Solar Registration Program | NJSRRE1543041601 | Swedesboro | 8085 | 15 | 13.23 | Residential | No | Behind the Meter | Vivint Solar Developer, LLC | AC Electric | Accepted | 2019-11-07 | 2019-11-11 | 2020-11-11 | Hanwha | Q.PEAK BLK-G5 315 | Solar Panels |  | 0.315 | 9 | 102 | 32 |  | Fixed | Roof
Solar Registration Program | NJSRRE1543041601 | Swedesboro | 8085 | 15 | 13.23 | Residential | No | Behind the Meter | Vivint Solar Developer, LLC | AC Electric | Accepted | 2019-11-07 | 2019-11-11 | 2020-11-11 | Solar Edge | SE10000H-US000BNC4 | Inverters | 10000 |  | 1 |  |  | 0.992 |  | Outdoor | Near the utility meter
Solar Registration Program | NJSRRE1543041825 | Freehold | 7728 | 17 | 13.23 | Residential | Yes | Behind the Meter | Pro Custom Solar dba Momentum Solar | JCP&L | Accepted | 2019-11-06 | 2019-11-11 | 2020-11-11 | HANWHA | Q.PEAK DUO BLK-G5 315 | Solar Panels |  | 0.315 | 15 | 140 | 37 |  | Fixed | Roof
Solar Registration Program | NJSRRE1543041825 | Freehold | 7728 | 17 | 13.23 | Residential | Yes | Behind the Meter | Pro Custom Solar dba Momentum Solar | JCP&L | Accepted | 2019-11-06 | 2019-11-11 | 2020-11-11 | HANWHA | Q.PEAK DUO BLK-G5 315 | Solar Panels |  | 0.315 | 18 | 140 | 25 |  | Fixed | Roof
Solar Registration Program | NJSRRE1543041825 | Freehold | 7728 | 17 | 13.23 | Residential | Yes | Behind the Meter | Pro Custom Solar dba Momentum Solar | JCP&L | Accepted | 2019-11-06 | 2019-11-11 | 2020-11-11 | HANWHA | Q.PEAK DUO BLK-G5 315 | Solar Panels |  | 0.315 | 4 | 320 | 16 |  | Fixed | Roof
Solar Registration Program | NJSRRE1543041825 | Freehold | 7728 | 17 | 13.23 | Residential | Yes | Behind the Meter | Pro Custom Solar dba Momentum Solar | JCP&L | Accepted | 2019-11-06 | 2019-11-11 | 2020-11-11 | HANWHA | Q.PEAK DUO BLK-G5 315 | Solar Panels |  | 0.315 | 5 | 320 | 37 |  | Fixed | Roof
Solar Registration Program | NJSRRE1543041825 | Freehold | 7728 | 17 | 13.23 | Residential | Yes | Behind the Meter | Pro Custom Solar dba Momentum Solar | JCP&L | Accepted | 2019-11-06 | 2019-11-11 | 2020-11-11 | Enphase Energy | IQ6-60-2-US | Inverters | 240 |  | 26 |  |  | 0.97 |  | Outdoor | Roof
Solar Registration Program | NJSRRE1543123218 | JAMESBURG | 8831 | 11 | 13.23 | Residential | Yes | Behind the Meter | Vivint Solar Developer, LLC | JCP&L | Accepted | 2019-11-12 | 2019-11-15 | 2020-11-15 | Hanwha | Q.PEAK BLK-G5 315 | Solar Panels |  | 0.315 | 18 | 88 | 23 |  | Fixed | Roof
Solar Registration Program | NJSRRE1543123218 | JAMESBURG | 8831 | 11 | 13.23 | Residential | Yes | Behind the Meter | Vivint Solar Developer, LLC | JCP&L | Accepted | 2019-11-12 | 2019-11-15 | 2020-11-15 | Hanwha | Q.PEAK BLK-G5 315 | Solar Panels |  | 0.315 | 4 | 268 | 23 |  | Fixed | Roof
Solar Registration Program | NJSRRE1543123218 | JAMESBURG | 8831 | 11 | 13.23 | Residential | Yes | Behind the Meter | Vivint Solar Developer, LLC | JCP&L | Accepted | 2019-11-12 | 2019-11-15 | 2020-11-15 | Hanwha | Q.PEAK BLK-G5 315 | Solar Panels |  | 0.315 | 10 | 358 | 22 |  | Fixed | Roof
Solar Registration Program | NJSRRE1543123218 | JAMESBURG | 8831 | 11 | 13.23 | Residential | Yes | Behind the Meter | Vivint Solar Developer, LLC | JCP&L | Accepted | 2019-11-12 | 2019-11-15 | 2020-11-15 | Hanwha | Q.PEAK BLK-G5 315 | Solar Panels |  | 0.315 | 10 | 178 | 22 |  | Fixed | Roof
Solar Registration Program | NJSRRE1543123218 | JAMESBURG | 8831 | 11 | 13.23 | Residential | Yes | Behind the Meter | Vivint Solar Developer, LLC | JCP&L | Accepted | 2019-11-12 | 2019-11-15 | 2020-11-15 | Solar Edge | SE10000H-US000BNC4 | Inverters | 1000 |  | 1 |  |  | 0.992 |  | Outdoor | Near the utility meter
Solar Registration Program | NJSRRE1543160165 | Linden | 7036 | 10 | 13.23 | Residential | Yes | Behind the Meter | Pro Custom Solar dba Momentum Solar | PSE&G | Accepted | 2019-11-13 | 2019-11-15 | 2020-11-15 | HANWHA | Q.PEAK DUO BLK-G5 315 | Solar Panels |  | 0.315 | 15 | 137 | 24 |  | Fixed | Roof
Solar Registration Program | NJSRRE1543160165 | Linden | 7036 | 10 | 13.23 | Residential | Yes | Behind the Meter | Pro Custom Solar dba Momentum Solar | PSE&G | Accepted | 2019-11-13 | 2019-11-15 | 2020-11-15 | Enphase Energy | IQ6-60-2-US | Inverters | 240 |  | 42 |  |  | 0.97 |  | Outdoor | Roof
Solar Registration Program | NJSRRE1543160165 | Linden | 7036 | 10 | 13.23 | Residential | Yes | Behind the Meter | Pro Custom Solar dba Momentum Solar | PSE&G | Accepted | 2019-11-13 | 2019-11-15 | 2020-11-15 | HANWHA | Q.PEAK DUO BLK-G5 315 | Solar Panels |  | 0.315 | 12 | 227 | 20 |  | Fixed | Roof
Solar Registration Program | NJSRRE1543160165 | Linden | 7036 | 10 | 13.23 | Residential | Yes | Behind the Meter | Pro Custom Solar dba Momentum Solar | PSE&G | Accepted | 2019-11-13 | 2019-11-15 | 2020-11-15 | HANWHA | Q.PEAK DUO BLK-G5 315 | Solar Panels |  | 0.315 | 12 | 47 | 21 |  | Fixed | Roof
Solar Registration Program | NJSRRE1543160165 | Linden | 7036 | 10 | 13.23 | Residential | Yes | Behind the Meter | Pro Custom Solar dba Momentum Solar | PSE&G | Accepted | 2019-11-13 | 2019-11-15 | 2020-11-15 | HANWHA | Q.PEAK DUO BLK-G5 315 | Solar Panels |  | 0.315 | 3 | 317 | 22 |  | Fixed | Roof
Solar Registration Program | NJSRRE1543394268 | Roselle | 7203 | 10 | 13.23 | Residential | Yes | Behind the Meter | Vivint Solar Developer, LLC | PSE&G | Accepted | 2019-11-18 | 2019-11-20 | 2020-11-20 | Hanwha Solar | Q.PEAK BLK-G5 315 | Solar Panels |  | 0.315 | 16 | 80 | 23 |  | Fixed | Roof
Solar Registration Program | NJSRRE1543394268 | Roselle | 7203 | 10 | 13.23 | Residential | Yes | Behind the Meter | Vivint Solar Developer, LLC | PSE&G | Accepted | 2019-11-18 | 2019-11-20 | 2020-11-20 | Hanwha Solar | Q.PEAK BLK-G5 315 | Solar Panels |  | 0.315 | 26 | 260 | 23 |  | Fixed | Roof
Solar Registration Program | NJSRRE1543394268 | Roselle | 7203 | 10 | 13.23 | Residential | Yes | Behind the Meter | Vivint Solar Developer, LLC | PSE&G | Accepted | 2019-11-18 | 2019-11-20 | 2020-11-20 | Solar Edge | SE10000H-US000BNC4 | Inverters | 10000 |  | 1 |  |  | 0.992 |  | Outdoor | Near the utility meter
Solar Registration Program | NJSRRE1543436695 | LINCROFT | 7738 | 17 | 13.23 | Residential | No | Behind the Meter | Tesla Energy Operations Inc | JCP&L | Accepted | 2019-11-22 | 2019-11-26 | 2020-11-26 | Hanwha Q-Cells | Q.Peak DUO BLK-G5/SC315 | Solar Panels |  | 0.315 | 9 | 187 | 45 |  | Fixed | Roof
Solar Registration Program | NJSRRE1543436695 | LINCROFT | 7738 | 17 | 13.23 | Residential | No | Behind the Meter | Tesla Energy Operations Inc | JCP&L | Accepted | 2019-11-22 | 2019-11-26 | 2020-11-26 | Hanwha Q-Cells | Q.Peak DUO BLK-G5/SC315 | Solar Panels |  | 0.315 | 4 | 187 | 34 |  | Fixed | Roof
Solar Registration Program | NJSRRE1543436695 | LINCROFT | 7738 | 17 | 13.23 | Residential | No | Behind the Meter | Tesla Energy Operations Inc | JCP&L | Accepted | 2019-11-22 | 2019-11-26 | 2020-11-26 | Hanwha Q-Cells | Q.Peak DUO BLK-G5/SC315 | Solar Panels |  | 0.315 | 29 | 97 | 20 |  | Fixed | Roof
Solar Registration Program | NJSRRE1543436695 | LINCROFT | 7738 | 17 | 13.23 | Residential | No | Behind the Meter | Tesla Energy Operations Inc | JCP&L | Accepted | 2019-11-22 | 2019-11-26 | 2020-11-26 | SOLAREDGE | SE11400H-US000SNC2 | Inverters | 11400 |  | 1 |  |  | 0.99 |  | Outdoor | Outdoor
Solar Registration Program | NJSRRE1543474116 | Egg Harbor Township | 8234 | 19 | 13.23 | Residential | No | Behind the Meter | Trinity Solar | AC Electric | Accepted | 2019-12-03 | 2019-12-05 | 2020-12-05 | Hanwha | Q.PEAK DUO BLK-G5 315 | Solar Panels |  | 0.315 | 4 | 170 | 40 |  | Fixed | Roof
Solar Registration Program | NJSRRE1543474116 | Egg Harbor Township | 8234 | 19 | 13.23 | Residential | No | Behind the Meter | Trinity Solar | AC Electric | Accepted | 2019-12-03 | 2019-12-05 | 2020-12-05 | Hanwha | Q.PEAK DUO BLK-G5 315 | Solar Panels |  | 0.315 | 4 | 170 | 45 |  | Fixed | Roof
Solar Registration Program | NJSRRE1543474116 | Egg Harbor Township | 8234 | 19 | 13.23 | Residential | No | Behind the Meter | Trinity Solar | AC Electric | Accepted | 2019-12-03 | 2019-12-05 | 2020-12-05 | Hanwha | Q.PEAK DUO BLK-G5 315 | Solar Panels |  | 0.315 | 22 | 80 | 28 |  | Fixed | Roof
Solar Registration Program | NJSRRE1543474116 | Egg Harbor Township | 8234 | 19 | 13.23 | Residential | No | Behind the Meter | Trinity Solar | AC Electric | Accepted | 2019-12-03 | 2019-12-05 | 2020-12-05 | Hanwha | Q.PEAK DUO BLK-G5 315 | Solar Panels |  | 0.315 | 12 | 260 | 28 |  | Fixed | Roof
Solar Registration Program | NJSRRE1543474116 | Egg Harbor Township | 8234 | 19 | 13.23 | Residential | No | Behind the Meter | Trinity Solar | AC Electric | Accepted | 2019-12-03 | 2019-12-05 | 2020-12-05 | Solar Edge | SE10000 | Inverters | 10000 |  | 1 |  |  | 0.97 |  | Outside | side of home
Solar Registration Program | NJSRRE1543477980 | Mays Landing | 8330 | 19 | 13.23 | Residential | Yes | Behind the Meter | Pro Custom Solar dba Momentum Solar | AC Electric | Accepted | 2019-12-04 | 2019-12-06 | 2020-12-06 | Hanwha | Q.Peak DUO BLK-G5 315 | Solar Panels |  | 0.315 | 6 | 224 | 27 |  | Fixed | Roof
Solar Registration Program | NJSRRE1543477980 | Mays Landing | 8330 | 19 | 13.23 | Residential | Yes | Behind the Meter | Pro Custom Solar dba Momentum Solar | AC Electric | Accepted | 2019-12-04 | 2019-12-06 | 2020-12-06 | Hanwha | Q.Peak DUO BLK-G5 315 | Solar Panels |  | 0.315 | 13 | 44 | 27 |  | Fixed | Roof
Solar Registration Program | NJSRRE1543477980 | Mays Landing | 8330 | 19 | 13.23 | Residential | Yes | Behind the Meter | Pro Custom Solar dba Momentum Solar | AC Electric | Accepted | 2019-12-04 | 2019-12-06 | 2020-12-06 | Hanwha | Q.Peak DUO BLK-G5 315 | Solar Panels |  | 0.315 | 5 | 44 | 27 |  | Fixed | Roof
Solar Registration Program | NJSRRE1543477980 | Mays Landing | 8330 | 19 | 13.23 | Residential | Yes | Behind the Meter | Pro Custom Solar dba Momentum Solar | AC Electric | Accepted | 2019-12-04 | 2019-12-06 | 2020-12-06 | Hanwha | Q.Peak DUO BLK-G5 315 | Solar Panels |  | 0.315 | 18 | 224 | 27 |  | Fixed | Roof
Solar Registration Program | NJSRRE1543477980 | Mays Landing | 8330 | 19 | 13.23 | Residential | Yes | Behind the Meter | Pro Custom Solar dba Momentum Solar | AC Electric | Accepted | 2019-12-04 | 2019-12-06 | 2020-12-06 | Enphase Energy | IQ6-60-2-US | Inverters | 240 |  | 42 |  |  | 0.97 |  | Outdoor | Roof
Solar Registration Program | NJSRRE1543501996 | East Windsor | 8520 | 12 | 13.23 | Residential | Yes | Behind the Meter | Pro Custom Solar dba Momentum Solar | JCP&L | Accepted | 2019-12-09 | 2019-12-11 | 2020-12-11 | HANWHA | Q.PEAK DUO BLK-G5 315 | Solar Panels |  | 0.315 | 18 | 179 | 30 |  | Fixed | Roof
Solar Registration Program | NJSRRE1543501996 | East Windsor | 8520 | 12 | 13.23 | Residential | Yes | Behind the Meter | Pro Custom Solar dba Momentum Solar | JCP&L | Accepted | 2019-12-09 | 2019-12-11 | 2020-12-11 | HANWHA | Q.PEAK DUO BLK-G5 315 | Solar Panels |  | 0.315 | 6 | 180 | 30 |  | Fixed | Roof
Solar Registration Program | NJSRRE1543501996 | East Windsor | 8520 | 12 | 13.23 | Residential | Yes | Behind the Meter | Pro Custom Solar dba Momentum Solar | JCP&L | Accepted | 2019-12-09 | 2019-12-11 | 2020-12-11 | HANWHA | Q.PEAK DUO BLK-G5 315 | Solar Panels |  | 0.315 | 18 | 359 | 30 |  | Fixed | Roof
Solar Registration Program | NJSRRE1543501996 | East Windsor | 8520 | 12 | 13.23 | Residential | Yes | Behind the Meter | Pro Custom Solar dba Momentum Solar | JCP&L | Accepted | 2019-12-09 | 2019-12-11 | 2020-12-11 | Enphase Energy | IQ6-60-2-US | Inverters | 240 |  | 42 |  |  | 0.97 |  | Outdoor | Roof
Solar Registration Program | NJSRRE1543502072 | TOTOWA | 7512 | 6 | 13.23 | Residential | Yes | Behind the Meter | Vivint Solar Developer, LLC | PSE&G | Accepted | 2019-12-09 | 2019-12-11 | 2020-12-11 | Hanwha | Q.PEAK BLK-G5 315 | Solar Panels |  | 0.315 | 3 | 140 | 23 |  | Fixed | Roof
Solar Registration Program | NJSRRE1543502072 | TOTOWA | 7512 | 6 | 13.23 | Residential | Yes | Behind the Meter | Vivint Solar Developer, LLC | PSE&G | Accepted | 2019-12-09 | 2019-12-11 | 2020-12-11 | Hanwha | Q.PEAK BLK-G5 315 | Solar Panels |  | 0.315 | 3 | 320 | 23 |  | Fixed | Roof
Solar Registration Program | NJSRRE1543502072 | TOTOWA | 7512 | 6 | 13.23 | Residential | Yes | Behind the Meter | Vivint Solar Developer, LLC | PSE&G | Accepted | 2019-12-09 | 2019-12-11 | 2020-12-11 | Hanwha | Q.PEAK BLK-G5 315 | Solar Panels |  | 0.315 | 19 | 230 | 34 |  | Fixed | Roof
Solar Registration Program | NJSRRE1543502072 | TOTOWA | 7512 | 6 | 13.23 | Residential | Yes | Behind the Meter | Vivint Solar Developer, LLC | PSE&G | Accepted | 2019-12-09 | 2019-12-11 | 2020-12-11 | Hanwha | Q.PEAK BLK-G5 315 | Solar Panels |  | 0.315 | 17 | 50 | 34 |  | Fixed | Roof
Solar Registration Program | NJSRRE1543502072 | TOTOWA | 7512 | 6 | 13.23 | Residential | Yes | Behind the Meter | Vivint Solar Developer, LLC | PSE&G | Accepted | 2019-12-09 | 2019-12-11 | 2020-12-11 | Enphase | IQ7-60-2-US | Inverters | 230 |  | 42 |  |  | 0.976 |  | Other | Underneath each module
Solar Registration Program | NJSRRE1543509259 | Farmingdale | 7727 | 17 | 13.23 | Residential | Yes | Behind the Meter | Trinity Solar | JCP&L | Accepted | 2019-12-11 | 2019-12-13 | 2020-12-13 | Hanwha | Q.PEAK DUO BLK-G5 315 | Solar Panels |  | 0.315 | 24 | 187 | 23 |  | Fixed | Roof
Solar Registration Program | NJSRRE1543509259 | Farmingdale | 7727 | 17 | 13.23 | Residential | Yes | Behind the Meter | Trinity Solar | JCP&L | Accepted | 2019-12-11 | 2019-12-13 | 2020-12-13 | Hanwha | Q.PEAK DUO BLK-G5 315 | Solar Panels |  | 0.315 | 18 | 187 | 23 |  | Fixed | Roof
Solar Registration Program | NJSRRE1543509259 | Farmingdale | 7727 | 17 | 13.23 | Residential | Yes | Behind the Meter | Trinity Solar | JCP&L | Accepted | 2019-12-11 | 2019-12-13 | 2020-12-13 | Solar Edge | SE10000 | Inverters | 10000 |  | 1 |  |  | 0.97 |  | Outside | side of home
Solar Registration Program | NJSRRE1543513162 | Merchantville | 8109 | 14 | 13.23 | Residential | Yes | Behind the Meter | Vivint Solar Developer, LLC | PSE&G | Accepted | 2019-12-11 | 2019-12-16 | 2020-12-16 | Hanwha Solar | Q.PEAK BLK-G5 315 | Solar Panels |  | 0.315 | 20 | 255 | 26 |  | Fixed | Roof
Solar Registration Program | NJSRRE1543513162 | Merchantville | 8109 | 14 | 13.23 | Residential | Yes | Behind the Meter | Vivint Solar Developer, LLC | PSE&G | Accepted | 2019-12-11 | 2019-12-16 | 2020-12-16 | Hanwha Solar | Q.PEAK BLK-G5 315 | Solar Panels |  | 0.315 | 22 | 75 | 26 |  | Fixed | Roof
Solar Registration Program | NJSRRE1543513162 | Merchantville | 8109 | 14 | 13.23 | Residential | Yes | Behind the Meter | Vivint Solar Developer, LLC | PSE&G | Accepted | 2019-12-11 | 2019-12-16 | 2020-12-16 | SolarEdge | SE10000H-US | Inverters | 10000 |  | 1 |  |  | 0.992 |  | Outdoor | Near the Utility Meter
Solar Registration Program | NJSRRE1543532517 | Franklin Park | 8823 | 5 | 13.23 | Residential | No | Behind the Meter | Vivint Solar Developer, LLC | PSE&G | Accepted | 2019-12-12 | 2019-12-16 | 2020-12-16 | HANWHA SOLAR | Q.PEAK BLK-G5 315 | Solar Panels |  | 0.315 | 12 | 120 | 39 |  | Fixed | Roof
Solar Registration Program | NJSRRE1543532517 | Franklin Park | 8823 | 5 | 13.23 | Residential | No | Behind the Meter | Vivint Solar Developer, LLC | PSE&G | Accepted | 2019-12-12 | 2019-12-16 | 2020-12-16 | HANWHA SOLAR | Q.PEAK BLK-G5 315 | Solar Panels |  | 0.315 | 11 | 210 | 27 |  | Fixed | Roof
Solar Registration Program | NJSRRE1543532517 | Franklin Park | 8823 | 5 | 13.23 | Residential | No | Behind the Meter | Vivint Solar Developer, LLC | PSE&G | Accepted | 2019-12-12 | 2019-12-16 | 2020-12-16 | HANWHA SOLAR | Q.PEAK BLK-G5 315 | Solar Panels |  | 0.315 | 7 | 210 | 23 |  | Fixed | Roof
Solar Registration Program | NJSRRE1543532517 | Franklin Park | 8823 | 5 | 13.23 | Residential | No | Behind the Meter | Vivint Solar Developer, LLC | PSE&G | Accepted | 2019-12-12 | 2019-12-16 | 2020-12-16 | HANWHA SOLAR | Q.PEAK BLK-G5 315 | Solar Panels |  | 0.315 | 12 | 30 | 27 |  | Fixed | Roof
Solar Registration Program | NJSRRE1543532517 | Franklin Park | 8823 | 5 | 13.23 | Residential | No | Behind the Meter | Vivint Solar Developer, LLC | PSE&G | Accepted | 2019-12-12 | 2019-12-16 | 2020-12-16 | SOLAREDGE | SE7600H-US | Inverters | 7600 |  | 1 |  |  | 0.992 |  | Outdoor | Near the Utility Meter
Solar Registration Program | NJSRRE1543532517 | Franklin Park | 8823 | 5 | 13.23 | Residential | No | Behind the Meter | Vivint Solar Developer, LLC | PSE&G | Accepted | 2019-12-12 | 2019-12-16 | 2020-12-16 | SolarEdge | SE3800H-US | Inverters | 3800 |  | 1 |  |  | 0.992 |  | Outdoor | Near the Utility Meter
Solar Registration Program | NJSRRE1541432232 | Dover | 7801 | 3 | 13.26 | Residential | Yes | Behind the Meter | Pro Custom Solar dba Momentum Solar | JCP&L | Accepted | 2019-06-19 | 2019-07-01 | 2020-07-01 | LG | LG 340N1C-A5 | Solar Panels |  | 0.34 | 12 | 262 | 45 |  | Fixed | Roof
Solar Registration Program | NJSRRE1541432232 | Dover | 7801 | 3 | 13.26 | Residential | Yes | Behind the Meter | Pro Custom Solar dba Momentum Solar | JCP&L | Accepted | 2019-06-19 | 2019-07-01 | 2020-07-01 | LG | LG 340N1C-A5 | Solar Panels |  | 0.34 | 10 | 82 | 44 |  | Fixed | Roof
Solar Registration Program | NJSRRE1541432232 | Dover | 7801 | 3 | 13.26 | Residential | Yes | Behind the Meter | Pro Custom Solar dba Momentum Solar | JCP&L | Accepted | 2019-06-19 | 2019-07-01 | 2020-07-01 | LG | LG 340N1C-A5 | Solar Panels |  | 0.34 | 3 | 171 | 16 |  | Fixed | Roof
Solar Registration Program | NJSRRE1541432232 | Dover | 7801 | 3 | 13.26 | Residential | Yes | Behind the Meter | Pro Custom Solar dba Momentum Solar | JCP&L | Accepted | 2019-06-19 | 2019-07-01 | 2020-07-01 | LG | LG 340N1C-A5 | Solar Panels |  | 0.34 | 5 | 352 | 42 |  | Fixed | Roof
Solar Registration Program | NJSRRE1541432232 | Dover | 7801 | 3 | 13.26 | Residential | Yes | Behind the Meter | Pro Custom Solar dba Momentum Solar | JCP&L | Accepted | 2019-06-19 | 2019-07-01 | 2020-07-01 | LG | LG 340N1C-A5 | Solar Panels |  | 0.34 | 7 | 170 | 21 |  | Fixed | Roof
Solar Registration Program | NJSRRE1541432232 | Dover | 7801 | 3 | 13.26 | Residential | Yes | Behind the Meter | Pro Custom Solar dba Momentum Solar | JCP&L | Accepted | 2019-06-19 | 2019-07-01 | 2020-07-01 | LG | LG 340N1C-A5 | Solar Panels |  | 0.34 | 2 | 81 | 16 |  | Fixed | Roof
Solar Registration Program | NJSRRE1541432232 | Dover | 7801 | 3 | 13.26 | Residential | Yes | Behind the Meter | Pro Custom Solar dba Momentum Solar | JCP&L | Accepted | 2019-06-19 | 2019-07-01 | 2020-07-01 | ENPHASE | IQ7-60-2-US | Inverters | 250 |  | 39 |  |  | 0.97 |  | Outdoor | ROOF
Solar Registration Program | NJSRRE1540251543 | Toms River | 8755 | 18 | 13.28 | Residential | Yes | Behind the Meter | Pro Custom Solar dba Momentum Solar | JCP&L | Accepted | 2019-01-16 | 2019-01-21 | 2020-01-21 | HANWHA | Q-CELLS Q.PEAK BLK-G4.1 295 | Solar Panels |  | 0.295 | 27 | 178 | 20 |  | Fixed | Roof
Solar Registration Program | NJSRRE1540251543 | Toms River | 8755 | 18 | 13.28 | Residential | Yes | Behind the Meter | Pro Custom Solar dba Momentum Solar | JCP&L | Accepted | 2019-01-16 | 2019-01-21 | 2020-01-21 | HANWHA | Q-CELLS Q.PEAK BLK-G4.1 295 | Solar Panels |  | 0.295 | 18 | 358 | 20 |  | Fixed | Roof
Solar Registration Program | NJSRRE1540251543 | Toms River | 8755 | 18 | 13.28 | Residential | Yes | Behind the Meter | Pro Custom Solar dba Momentum Solar | JCP&L | Accepted | 2019-01-16 | 2019-01-21 | 2020-01-21 | ENPHASE | IQ7-60-2-US | Inverters | 250 |  | 45 |  |  | 0.97 |  | Outdoor | ROOF
Solar Registration Program | NJSRRE1541726646 | Mullica Hill | 8062 | 15 | 13.3 | Residential | No | Behind the Meter | SunPower Corporation, Systems | AC Electric | Accepted | 2019-08-01 | 2019-08-06 | 2020-08-06 | SUNPOWER | SPR-X21-350-BLK-E-AC | Solar Panels |  | 0.35 | 3 | 199 | 40 |  | Fixed | Roof
Solar Registration Program | NJSRRE1541726646 | Mullica Hill | 8062 | 15 | 13.3 | Residential | No | Behind the Meter | SunPower Corporation, Systems | AC Electric | Accepted | 2019-08-01 | 2019-08-06 | 2020-08-06 | SUNPOWER | SPR-X21-350-BLK-E-AC | Solar Panels |  | 0.35 | 2 | 109 | 30 |  | Fixed | Roof
Solar Registration Program | NJSRRE1541726646 | Mullica Hill | 8062 | 15 | 13.3 | Residential | No | Behind the Meter | SunPower Corporation, Systems | AC Electric | Accepted | 2019-08-01 | 2019-08-06 | 2020-08-06 | SUNPOWER | SPR-X21-350-BLK-E-AC | Solar Panels |  | 0.35 | 7 | 199 | 40 |  | Fixed | Roof
Solar Registration Program | NJSRRE1541726646 | Mullica Hill | 8062 | 15 | 13.3 | Residential | No | Behind the Meter | SunPower Corporation, Systems | AC Electric | Accepted | 2019-08-01 | 2019-08-06 | 2020-08-06 | SUNPOWER | SPR-X21-350-BLK-E-AC | Solar Panels |  | 0.35 | 26 | 289 | 30 |  | Fixed | Roof
Solar Registration Program | NJSRRE1541726646 | Mullica Hill | 8062 | 15 | 13.3 | Residential | No | Behind the Meter | SunPower Corporation, Systems | AC Electric | Accepted | 2019-08-01 | 2019-08-06 | 2020-08-06 | SUNPOWER | SPR-X21-350-BLK-E-AC | Inverters | 320 |  | 38 |  |  | 0.96 |  | Other | under each panel
Solar Registration Program | NJSRRE1542412560 | Estell Manor | 8319 | 19 | 13.3 | Residential | No | Behind the Meter | Kaitanna Solar, LLC | AC Electric | Accepted | 2019-09-17 | 2019-09-19 | 2020-09-19 | Trina Solar | 380 | Solar Panels |  | 0.38 | 15 | 149 | 30 |  | Fixed | Ground
Solar Registration Program | NJSRRE1542412560 | Estell Manor | 8319 | 19 | 13.3 | Residential | No | Behind the Meter | Kaitanna Solar, LLC | AC Electric | Accepted | 2019-09-17 | 2019-09-19 | 2020-09-19 | Trina Solar | 380 | Solar Panels |  | 0.38 | 20 | 149 | 30 |  | Fixed | Ground
Solar Registration Program | NJSRRE1542412560 | Estell Manor | 8319 | 19 | 13.3 | Residential | No | Behind the Meter | Kaitanna Solar, LLC | AC Electric | Accepted | 2019-09-17 | 2019-09-19 | 2020-09-19 | Enphase | IQ7+ | Inverters | 290 |  | 35 |  |  | 0.97 |  | Outside | Under Module
Solar Registration Program | NJSRRE1542434146 | Columbus | 8022 | 13 | 13.3 | Residential | No | Behind the Meter | Bahamian Solar Management Group LLC. | PSE&G | Accepted | 2019-09-25 | 2019-09-27 | 2020-09-27 | LG | LG350Q1E-A5 | Solar Panels |  | 0.35 | 38 | 162 | 35 |  | Fixed | Roof
Solar Registration Program | NJSRRE1542434146 | Columbus | 8022 | 13 | 13.3 | Residential | No | Behind the Meter | Bahamian Solar Management Group LLC. | PSE&G | Accepted | 2019-09-25 | 2019-09-27 | 2020-09-27 | Fronius Primo | Primo 12.5-1 | Inverters | 12500 |  | 1 |  |  | 0.967 |  | Outside | South East portion of home, on the side
Solar Registration Program | NJSRRE1542434146 | Columbus | 8022 | 13 | 13.3 | Residential | No | Behind the Meter | Bahamian Solar Management Group LLC. | PSE&G | Accepted | 2019-09-25 | 2019-09-27 | 2020-09-27 | Hialeah | CL200 | Meters |  |  | 1 |  |  |  | Yes | Outdoor
Solar Registration Program | NJSRRE1542538880 | Marmora | 8223 | 21 | 13.3 | Residential | No | Behind the Meter | SunPower Capital, LLC | AC Electric | Accepted | 2019-10-17 | 2019-10-17 | 2020-10-17 | SunPower | SPR-X21-350-BLK-E-AC | Solar Panels |  | 0.35 | 11 | 39 | 16 |  | Fixed | Roof
Solar Registration Program | NJSRRE1542538880 | Marmora | 8223 | 21 | 13.3 | Residential | No | Behind the Meter | SunPower Capital, LLC | AC Electric | Accepted | 2019-10-17 | 2019-10-17 | 2020-10-17 | SunPower | SPR-X21-350-BLK-E-AC | Solar Panels |  | 0.35 | 27 | 219 | 45 |  | Fixed | Roof
Solar Registration Program | NJSRRE1542538880 | Marmora | 8223 | 21 | 13.3 | Residential | No | Behind the Meter | SunPower Capital, LLC | AC Electric | Accepted | 2019-10-17 | 2019-10-17 | 2020-10-17 | SunPower | SPR-X21-350-BLK-E-AC Type E | Inverters | 320 |  | 38 |  |  | 0.975 |  | Outside | on the rooftop under each solar panel
Solar Registration Program | NJSRRE1540378440 | Egg Harbor Township | 8234 | 19 | 13.32 | Residential | Yes | Behind the Meter | Sun Up Zero Down | AC Electric | Accepted | 2019-02-19 | 2019-02-21 | 2020-02-21 | Sunpower | SPR-X22-360-BLK-C-AC | Solar Panels |  | 0.36 | 21 | 102 | 33 |  | Fixed | Roof
Solar Registration Program | NJSRRE1540378440 | Egg Harbor Township | 8234 | 19 | 13.32 | Residential | Yes | Behind the Meter | Sun Up Zero Down | AC Electric | Accepted | 2019-02-19 | 2019-02-21 | 2020-02-21 | Sunpower | SPR-X22-360-BLK-C-AC | Solar Panels |  | 0.36 | 6 | 282 | 34 |  | Fixed | Roof
Solar Registration Program | NJSRRE1540378440 | Egg Harbor Township | 8234 | 19 | 13.32 | Residential | Yes | Behind the Meter | Sun Up Zero Down | AC Electric | Accepted | 2019-02-19 | 2019-02-21 | 2020-02-21 | Sunpower | SPR-X22-360-BLK-C-AC | Solar Panels |  | 0.36 | 3 | 282 | 30 |  | Fixed | Roof
Solar Registration Program | NJSRRE1540378440 | Egg Harbor Township | 8234 | 19 | 13.32 | Residential | Yes | Behind the Meter | Sun Up Zero Down | AC Electric | Accepted | 2019-02-19 | 2019-02-21 | 2020-02-21 | Sunpower | SPR-X22-360-BLK-C-AC | Solar Panels |  | 0.36 | 3 | 192 | 25 |  | Fixed | Roof
Solar Registration Program | NJSRRE1540378440 | Egg Harbor Township | 8234 | 19 | 13.32 | Residential | Yes | Behind the Meter | Sun Up Zero Down | AC Electric | Accepted | 2019-02-19 | 2019-02-21 | 2020-02-21 | Sunpower | SPR-X22-360-BLK-C-AC | Solar Panels |  | 0.36 | 4 | 192 | 37 |  | Fixed | Roof
Solar Registration Program | NJSRRE1540378440 | Egg Harbor Township | 8234 | 19 | 13.32 | Residential | Yes | Behind the Meter | Sun Up Zero Down | AC Electric | Accepted | 2019-02-19 | 2019-02-21 | 2020-02-21 | SPR-X22-360-BLK-C-AC | Sunpower | Inverters | 11840 |  | 37 |  |  | 0.96 |  | Outside | behind panel
Solar Registration Program | NJSRRE1540413233 | Jamesburg | 8831 | 11 | 13.32 | Residential | No | Behind the Meter | RGS Energy | JCP&L | Accepted | 2019-03-06 | 2019-03-07 | 2020-03-07 | LG | LG360Q1C-A5 | Solar Panels |  | 0.36 | 17 | 151 | 34 |  | Fixed | Roof
Solar Registration Program | NJSRRE1540413233 | Jamesburg | 8831 | 11 | 13.32 | Residential | No | Behind the Meter | RGS Energy | JCP&L | Accepted | 2019-03-06 | 2019-03-07 | 2020-03-07 | LG | LG360Q1C-A5 | Solar Panels |  | 0.36 | 20 | 151 | 34 |  | Fixed | Roof
Solar Registration Program | NJSRRE1540413233 | Jamesburg | 8831 | 11 | 13.32 | Residential | No | Behind the Meter | RGS Energy | JCP&L | Accepted | 2019-03-06 | 2019-03-07 | 2020-03-07 | Enphase | Envoy | Meters |  |  | 1 |  |  |  |  | Outdoor
Solar Registration Program | NJSRRE1540413233 | Jamesburg | 8831 | 11 | 13.32 | Residential | No | Behind the Meter | RGS Energy | JCP&L | Accepted | 2019-03-06 | 2019-03-07 | 2020-03-07 | Enphase Energy | IQ7PLUS-72-2-US | Inverters | 0.29 |  | 37 |  |  | 0.975 |  | Outside | Under Panels
Solar Registration Program | NJSRRE1540413233 | Jamesburg | 8831 | 11 | 13.32 | Residential | No | Behind the Meter | RGS Energy | JCP&L | Accepted | 2019-03-06 | 2019-03-07 | 2020-03-07 | Sonnen | Eco 14 | Electric Storage Battery |  |  | 1 |  |  |  | Lithium Ion |  | Inside
Solar Registration Program | NJSRRE1540457669 | Willingboro | 8046 | 13 | 13.32 | Residential | Yes | Behind the Meter | Vantage Home Solar LLC | PSE&G | Accepted | 2019-03-06 | 2019-03-08 | 2020-03-08 | SunPower | SPR-X22-360-D-AC | Solar Panels |  | 0.36 | 23 | 297 | 43 |  | Fixed | Roof
Solar Registration Program | NJSRRE1540457669 | Willingboro | 8046 | 13 | 13.32 | Residential | Yes | Behind the Meter | Vantage Home Solar LLC | PSE&G | Accepted | 2019-03-06 | 2019-03-08 | 2020-03-08 | SunPower | SPR-X22-360-D-AC | Solar Panels |  | 0.36 | 14 | 117 | 43 |  | Fixed | Roof
Solar Registration Program | NJSRRE1540457669 | Willingboro | 8046 | 13 | 13.32 | Residential | Yes | Behind the Meter | Vantage Home Solar LLC | PSE&G | Accepted | 2019-03-06 | 2019-03-08 | 2020-03-08 | SunPower | PVS5x | Meters |  |  | 1 |  |  |  |  | Outdoor
Solar Registration Program | NJSRRE1540457669 | Willingboro | 8046 | 13 | 13.32 | Residential | Yes | Behind the Meter | Vantage Home Solar LLC | PSE&G | Accepted | 2019-03-06 | 2019-03-08 | 2020-03-08 | SunPower | SPR-X22-360-D-AC | Inverters | 0.32 |  | 37 |  |  | 0.222 |  | Other | Roof Mounted AC Modules
Solar Registration Program | NJSRRE1540510210 | Ventnor City | 8406 | 19 | 13.32 | Residential | No | Behind the Meter | Green Power Energy | AC Electric | Accepted | 2019-03-21 | 2019-03-22 | 2020-03-22 | S-Energy | SN360M-10 | Solar Panels |  | 0.36 | 8 | 328 | 37 |  | Fixed | Roof
Solar Registration Program | NJSRRE1540510210 | Ventnor City | 8406 | 19 | 13.32 | Residential | No | Behind the Meter | Green Power Energy | AC Electric | Accepted | 2019-03-21 | 2019-03-22 | 2020-03-22 | S-Energy | SN360M-10 | Solar Panels |  | 0.36 | 17 | 152 | 37 |  | Fixed | Roof
Solar Registration Program | NJSRRE1540510210 | Ventnor City | 8406 | 19 | 13.32 | Residential | No | Behind the Meter | Green Power Energy | AC Electric | Accepted | 2019-03-21 | 2019-03-22 | 2020-03-22 | S-Energy | SN360M-10 | Solar Panels |  | 0.36 | 6 | 238 | 37 |  | Fixed | Roof
Solar Registration Program | NJSRRE1540510210 | Ventnor City | 8406 | 19 | 13.32 | Residential | No | Behind the Meter | Green Power Energy | AC Electric | Accepted | 2019-03-21 | 2019-03-22 | 2020-03-22 | S-Energy | SN360M-10 | Solar Panels |  | 0.36 | 6 | 58 | 37 |  | Fixed | Roof
Solar Registration Program | NJSRRE1540510210 | Ventnor City | 8406 | 19 | 13.32 | Residential | No | Behind the Meter | Green Power Energy | AC Electric | Accepted | 2019-03-21 | 2019-03-22 | 2020-03-22 | Solar Edge | SE7600H-US | Inverters | 7600 |  | 2 |  |  | 0.97 |  | Outside | next to meter
Solar Registration Program | NJSRRE1542515877 | NORTH HALEDON | 7508 | 6 | 13.32 | Residential | No | Behind the Meter | SEA BRIGHT SOLAR, LLC | PSE&G | Accepted | 2019-10-08 | 2019-10-11 | 2020-10-11 | SUNPOWER | SPR-X22-370-AC | Solar Panels |  | 0.37 | 19 | 166 | 37 |  | Fixed | Roof | SE
Solar Registration Program | NJSRRE1542515877 | NORTH HALEDON | 7508 | 6 | 13.32 | Residential | No | Behind the Meter | SEA BRIGHT SOLAR, LLC | PSE&G | Accepted | 2019-10-08 | 2019-10-11 | 2020-10-11 | SUNPOWER | SPR-X22-370-AC | Solar Panels |  | 0.37 | 17 | 346 | 9 |  | Fixed | Roof | NW
Solar Registration Program | NJSRRE1542515877 | NORTH HALEDON | 7508 | 6 | 13.32 | Residential | No | Behind the Meter | SEA BRIGHT SOLAR, LLC | PSE&G | Accepted | 2019-10-08 | 2019-10-11 | 2020-10-11 | SUNPOWER | SPR-X22-370-AC | Inverters | 320 |  | 36 |  |  | 0.96 |  | Outside | BENEATH ARRAY
Solar Registration Program | NJSRRE1543058940 | CEDARVILLE | 8311 | 20 | 13.32 | Residential | No | Behind the Meter | Amped On Solar LLC | AC Electric | Accepted | 2019-11-08 | 2019-11-19 | 2020-11-19 | HYUNDAI | HIS-S370RI | Solar Panels |  | 0.37 | 36 | 224 | 25 |  | Fixed | Ground
Solar Registration Program | NJSRRE1543058940 | CEDARVILLE | 8311 | 20 | 13.32 | Residential | No | Behind the Meter | Amped On Solar LLC | AC Electric | Accepted | 2019-11-08 | 2019-11-19 | 2020-11-19 | ENPHASE | IQ7X | Inverters | 11340 |  | 36 |  |  | 0.975 |  | Outside | ON RACKING
Solar Registration Program | NJSRRE1543065263 | Egg Harbor Township | 8234 | 19 | 13.32 | Residential | No | Behind the Meter | Green Power Energy | AC Electric | Accepted | 2019-11-11 | 2019-11-13 | 2020-11-13 | S-ENERGY | SN360M-10 | Solar Panels |  | 0.36 | 15 | 158 | 27 |  | Fixed | Roof
Solar Registration Program | NJSRRE1543065263 | Egg Harbor Township | 8234 | 19 | 13.32 | Residential | No | Behind the Meter | Green Power Energy | AC Electric | Accepted | 2019-11-11 | 2019-11-13 | 2020-11-13 | S-ENERGY | SN360M-10 | Solar Panels |  | 0.36 | 4 | 157 | 30 |  | Fixed | Roof
Solar Registration Program | NJSRRE1543065263 | Egg Harbor Township | 8234 | 19 | 13.32 | Residential | No | Behind the Meter | Green Power Energy | AC Electric | Accepted | 2019-11-11 | 2019-11-13 | 2020-11-13 | S-ENERGY | SN360M-10 | Solar Panels |  | 0.36 | 18 | 157 | 27 |  | Fixed | Roof
Solar Registration Program | NJSRRE1543065263 | Egg Harbor Township | 8234 | 19 | 13.32 | Residential | No | Behind the Meter | Green Power Energy | AC Electric | Accepted | 2019-11-11 | 2019-11-13 | 2020-11-13 | SolarEdge | SE11400H-US | Inverters | 11400 |  | 1 |  |  | 0.97 |  | Outside | Next to meter
Solar Registration Program | NJSRRE1543421356 | Rutherford | 7070 | 7 | 13.32 | Residential | No | Behind the Meter | Maier Solar Engineering dba Solar Me | PSE&G | Accepted | 2019-11-19 | 2019-11-21 | 2020-11-21 | LG | LG360Q1C-A5 | Solar Panels |  | 0.36 | 18 | 295 | 34 |  | Fixed | Roof
Solar Registration Program | NJSRRE1543421356 | Rutherford | 7070 | 7 | 13.32 | Residential | No | Behind the Meter | Maier Solar Engineering dba Solar Me | PSE&G | Accepted | 2019-11-19 | 2019-11-21 | 2020-11-21 | LG | LG360Q1C-A5 | Solar Panels |  | 0.36 | 16 | 115 | 34 |  | Fixed | Roof
Solar Registration Program | NJSRRE1543421356 | Rutherford | 7070 | 7 | 13.32 | Residential | No | Behind the Meter | Maier Solar Engineering dba Solar Me | PSE&G | Accepted | 2019-11-19 | 2019-11-21 | 2020-11-21 | LG | LG360Q1C-A5 | Solar Panels |  | 0.36 | 1 | 205 | 34 |  | Fixed | Roof
Solar Registration Program | NJSRRE1543421356 | Rutherford | 7070 | 7 | 13.32 | Residential | No | Behind the Meter | Maier Solar Engineering dba Solar Me | PSE&G | Accepted | 2019-11-19 | 2019-11-21 | 2020-11-21 | LG | LG360Q1C-A5 | Solar Panels |  | 0.36 | 2 | 205 | 34 |  | Fixed | Roof
Solar Registration Program | NJSRRE1543421356 | Rutherford | 7070 | 7 | 13.32 | Residential | No | Behind the Meter | Maier Solar Engineering dba Solar Me | PSE&G | Accepted | 2019-11-19 | 2019-11-21 | 2020-11-21 | Enphase | IQ7+ | Inverters | 290 |  | 37 |  |  | 0.96 |  | Outdoor | Next to meter
Solar Registration Program | NJSRRE1543446570 | GREEN BROOK | 8812 | 11 | 13.32 | Residential | No | Behind the Meter | Infinity Solar Systems | PSE&G | Accepted | 2019-11-26 | 2019-12-02 | 2020-12-02 | LG | LG370Q1C-V5 | Solar Panels |  | 0.37 | 36 | 151 | 30 |  | Fixed | Roof
Solar Registration Program | NJSRRE1543446570 | GREEN BROOK | 8812 | 11 | 13.32 | Residential | No | Behind the Meter | Infinity Solar Systems | PSE&G | Accepted | 2019-11-26 | 2019-12-02 | 2020-12-02 | ENPHASE | IQ7-60-X-US | Inverters | 240 |  | 36 |  |  | 0.97 |  | Outside | MICROINVERTERS
Solar Registration Program | NJSRRE1541135046 | Manchester Township | 8759 | 18 | 13.33 | Residential | Yes | Behind the Meter | Suntuity Solar LLC | JCP&L | Accepted | 2019-06-12 | 2019-06-14 | 2020-06-14 | Yingli Green Energy | YL310D-30b | Solar Panels |  | 0.31 | 39 | 179 | 32 |  | Fixed | Roof
Solar Registration Program | NJSRRE1541135046 | Manchester Township | 8759 | 18 | 13.33 | Residential | Yes | Behind the Meter | Suntuity Solar LLC | JCP&L | Accepted | 2019-06-12 | 2019-06-14 | 2020-06-14 | Yingli Green Energy | YL310D-30b | Solar Panels |  | 0.31 | 4 | 179 | 32 |  | Fixed | Roof
Solar Registration Program | NJSRRE1541135046 | Manchester Township | 8759 | 18 | 13.33 | Residential | Yes | Behind the Meter | Suntuity Solar LLC | JCP&L | Accepted | 2019-06-12 | 2019-06-14 | 2020-06-14 | Enphase Energy | IQ7-60-2-US | Inverters | 240 |  | 43 |  |  | 0.97 |  | Outdoor | Behind the PV modules
Solar Registration Program | NJSRRE1541614527 | Newfield | 8344 | 15 | 13.33 | Residential | Yes | Behind the Meter | Suntuity Solar LLC | AC Electric | Accepted | 2019-07-05 | 2019-07-15 | 2020-07-15 | Yingli Green Energy | YL310D-30b | Solar Panels |  | 0.31 | 28 | 209 | 30 |  | Fixed | Roof
Solar Registration Program | NJSRRE1541614527 | Newfield | 8344 | 15 | 13.33 | Residential | Yes | Behind the Meter | Suntuity Solar LLC | AC Electric | Accepted | 2019-07-05 | 2019-07-15 | 2020-07-15 | Yingli Green Energy | YL310D-30b | Solar Panels |  | 0.31 | 15 | 29 | 30 |  | Fixed | Roof
Solar Registration Program | NJSRRE1541614527 | Newfield | 8344 | 15 | 13.33 | Residential | Yes | Behind the Meter | Suntuity Solar LLC | AC Electric | Accepted | 2019-07-05 | 2019-07-15 | 2020-07-15 | Enphase Energy | IQ7-60-2-US | Inverters | 240 |  | 43 |  |  | 0.97 |  | Outdoor | Behind the PV Modules
Solar Registration Program | NJSRRE1541642865 | West Creek | 8092 | 18 | 13.33 | Residential | Yes | Behind the Meter | Suntuity Solar LLC | AC Electric | Accepted | 2019-07-13 | 2019-07-16 | 2020-07-16 | Yingli Green Energy | YL310D-30b | Solar Panels |  | 0.31 | 11 | 197 | 27 |  | Fixed | Roof
Solar Registration Program | NJSRRE1541642865 | West Creek | 8092 | 18 | 13.33 | Residential | Yes | Behind the Meter | Suntuity Solar LLC | AC Electric | Accepted | 2019-07-13 | 2019-07-16 | 2020-07-16 | Yingli Green Energy | YL310D-30b | Solar Panels |  | 0.31 | 28 | 107 | 27 |  | Fixed | Roof
Solar Registration Program | NJSRRE1541642865 | West Creek | 8092 | 18 | 13.33 | Residential | Yes | Behind the Meter | Suntuity Solar LLC | AC Electric | Accepted | 2019-07-13 | 2019-07-16 | 2020-07-16 | Yingli Green Energy | YL310D-30b | Solar Panels |  | 0.31 | 4 | 287 | 27 |  | Fixed | Roof
Solar Registration Program | NJSRRE1541642865 | West Creek | 8092 | 18 | 13.33 | Residential | Yes | Behind the Meter | Suntuity Solar LLC | AC Electric | Accepted | 2019-07-13 | 2019-07-16 | 2020-07-16 | Enphase Energy | IQ7-60-2-US | Inverters | 240 |  | 43 |  |  | 0.97 |  | Outdoor | Behind the PV Modules
Solar Registration Program | NJSRRE1541699061 | Monroe Township | 8831 | 11 | 13.33 | Residential | No | Behind the Meter | Green Power Energy | JCP&L | Final As-Built Received | 2019-07-24 | 2019-07-26 | 2020-07-26 | Panasonic | VBHN325KA03 | Solar Panels |  | 0.325 | 41 | 161 | 23 |  | Fixed | Roof
Solar Registration Program | NJSRRE1541699061 | Monroe Township | 8831 | 11 | 13.33 | Residential | No | Behind the Meter | Green Power Energy | JCP&L | Final As-Built Received | 2019-07-24 | 2019-07-26 | 2020-07-26 | Solar Edge | SE11400H-US | Inverters | 11400 |  | 1 |  |  | 0.97 |  | Outside | next to meter
Solar Registration Program | NJSRRE1541699061 | Monroe Township | 8831 | 11 | 13.33 | Residential | No | Behind the Meter | Green Power Energy | JCP&L | Final As-Built Received | 2019-07-24 | 2019-07-26 | 2020-07-26 | Itron | CL200 | Meters |  |  | 1 |  |  |  | Yes | Outdoor
Solar Registration Program | NJSRRE1541938660 | Mullica Hill | 8062 | 15 | 13.33 | Residential | No | Behind the Meter | NJ Solar Power, LLC | AC Electric | Accepted | 2019-08-29 | 2019-09-10 | 2020-09-10 | Panasonic | VBHN325KA03 | Solar Panels |  | 0.325 | 17 | 186 | 37 |  | Fixed | Roof
Solar Registration Program | NJSRRE1541938660 | Mullica Hill | 8062 | 15 | 13.33 | Residential | No | Behind the Meter | NJ Solar Power, LLC | AC Electric | Accepted | 2019-08-29 | 2019-09-10 | 2020-09-10 | Panasonic | VBHN325KA03 | Solar Panels |  | 0.325 | 15 | 185 | 37 |  | Fixed | Roof
Solar Registration Program | NJSRRE1541938660 | Mullica Hill | 8062 | 15 | 13.33 | Residential | No | Behind the Meter | NJ Solar Power, LLC | AC Electric | Accepted | 2019-08-29 | 2019-09-10 | 2020-09-10 | Panasonic | VBHN325KA03 | Solar Panels |  | 0.325 | 4 | 95 | 45 |  | Fixed | Roof
Solar Registration Program | NJSRRE1541938660 | Mullica Hill | 8062 | 15 | 13.33 | Residential | No | Behind the Meter | NJ Solar Power, LLC | AC Electric | Accepted | 2019-08-29 | 2019-09-10 | 2020-09-10 | Panasonic | VBHN325KA03 | Solar Panels |  | 0.325 | 3 | 276 | 45 |  | Fixed | Roof
Solar Registration Program | NJSRRE1541938660 | Mullica Hill | 8062 | 15 | 13.33 | Residential | No | Behind the Meter | NJ Solar Power, LLC | AC Electric | Accepted | 2019-08-29 | 2019-09-10 | 2020-09-10 | Panasonic | VBHN325KA03 | Solar Panels |  | 0.325 | 2 | 186 | 37 |  | Fixed | Roof
Solar Registration Program | NJSRRE1541938660 | Mullica Hill | 8062 | 15 | 13.33 | Residential | No | Behind the Meter | NJ Solar Power, LLC | AC Electric | Accepted | 2019-08-29 | 2019-09-10 | 2020-09-10 | Solaredge | SE11400H-US | Inverters | 11400 |  | 1 |  |  | 0.99 |  | Indoor | garage
Solar Registration Program | NJSRRE1541938680 | Roxbury | 7852 | 3 | 13.33 | Residential | Yes | Behind the Meter | Solar Energy World | JCP&L | Final As-Built Received | 2019-08-29 | 2019-09-04 | 2020-09-04 | LONGi Green Energy Technology | LR6-60PE-310M | Solar Panels |  | 0.31 | 37 | 180 | 37 |  | Fixed | Roof
Solar Registration Program | NJSRRE1541938680 | Roxbury | 7852 | 3 | 13.33 | Residential | Yes | Behind the Meter | Solar Energy World | JCP&L | Final As-Built Received | 2019-08-29 | 2019-09-04 | 2020-09-04 | LONGi Green Energy Technology | LR6-60PE-310M | Solar Panels |  | 0.31 | 3 | 269 | 37 |  | Fixed | Roof
Solar Registration Program | NJSRRE1541938680 | Roxbury | 7852 | 3 | 13.33 | Residential | Yes | Behind the Meter | Solar Energy World | JCP&L | Final As-Built Received | 2019-08-29 | 2019-09-04 | 2020-09-04 | LONGi Green Energy Technology | LR6-60PE-310M | Solar Panels |  | 0.31 | 3 | 89 | 37 |  | Fixed | Roof
Solar Registration Program | NJSRRE1541938680 | Roxbury | 7852 | 3 | 13.33 | Residential | Yes | Behind the Meter | Solar Energy World | JCP&L | Final As-Built Received | 2019-08-29 | 2019-09-04 | 2020-09-04 | Solar Ege | SE11400H-USRGM | Meters |  |  | 1 |  |  |  | Yes | Outdoor
Solar Registration Program | NJSRRE1541938680 | Roxbury | 7852 | 3 | 13.33 | Residential | Yes | Behind the Meter | Solar Energy World | JCP&L | Final As-Built Received | 2019-08-29 | 2019-09-04 | 2020-09-04 | Solar Edge | SE11400H-USRGM | Inverters | 11400 |  | 1 |  |  | 0.98 |  | Outside | near meter
Solar Registration Program | NJSRRE1542452068 | Cranbury | 8512 | 11 | 13.33 | Residential | No | Behind the Meter | Green Sun Energy Services, LLC | PSE&G | Final As-Built Received | 2019-09-27 | 2019-10-01 | 2020-10-01 | Panasonic | VBHN325KA03 | Solar Panels |  | 0.325 | 17 | 180 | 35 |  | Fixed | Roof | Roof
Solar Registration Program | NJSRRE1542452068 | Cranbury | 8512 | 11 | 13.33 | Residential | No | Behind the Meter | Green Sun Energy Services, LLC | PSE&G | Final As-Built Received | 2019-09-27 | 2019-10-01 | 2020-10-01 | Panasonic | VBHN325KA03 | Solar Panels |  | 0.325 | 24 | 270 | 41 |  | Fixed | Roof | Roof
Solar Registration Program | NJSRRE1542452068 | Cranbury | 8512 | 11 | 13.33 | Residential | No | Behind the Meter | Green Sun Energy Services, LLC | PSE&G | Final As-Built Received | 2019-09-27 | 2019-10-01 | 2020-10-01 | SolarEdge | SE11400H-US | Inverters | 11400 |  | 1 |  |  | 0.99 |  | Indoor | Indoors (Next To Service Panel In Basement)
Solar Registration Program | NJSRRE1542452068 | Cranbury | 8512 | 11 | 13.33 | Residential | No | Behind the Meter | Green Sun Energy Services, LLC | PSE&G | Final As-Built Received | 2019-09-27 | 2019-10-01 | 2020-10-01 | SolarEdge | SE11400H-US | Meters | 11400 |  | 1 |  |  |  | Yes
Solar Registration Program | NJSRRE1542513025 | Mullica Hill | 8062 | 15 | 13.33 | Residential | No | Behind the Meter | NJ Solar Power, LLC | AC Electric | Final As-Built Received | 2019-10-07 | 2019-10-10 | 2020-10-10 | Panasonic | VBHN325KA03 | Solar Panels |  | 0.325 | 9 | 204 | 35 |  | Fixed | Roof
Solar Registration Program | NJSRRE1542513025 | Mullica Hill | 8062 | 15 | 13.33 | Residential | No | Behind the Meter | NJ Solar Power, LLC | AC Electric | Final As-Built Received | 2019-10-07 | 2019-10-10 | 2020-10-10 | Panasonic | VBHN325KA03 | Solar Panels |  | 0.325 | 4 | 204 | 35 |  | Fixed | Roof
Solar Registration Program | NJSRRE1542513025 | Mullica Hill | 8062 | 15 | 13.33 | Residential | No | Behind the Meter | NJ Solar Power, LLC | AC Electric | Final As-Built Received | 2019-10-07 | 2019-10-10 | 2020-10-10 | Panasonic | VBHN325KA03 | Solar Panels |  | 0.325 | 28 | 294 | 35 |  | Fixed | Roof
Solar Registration Program | NJSRRE1542513025 | Mullica Hill | 8062 | 15 | 13.33 | Residential | No | Behind the Meter | NJ Solar Power, LLC | AC Electric | Final As-Built Received | 2019-10-07 | 2019-10-10 | 2020-10-10 | SolarEdge | SE11400H-US | Inverters | 11400 |  | 1 |  |  | 0.99 |  | Outside | Next to Meter
Solar Registration Program | NJSRRE1542513025 | Mullica Hill | 8062 | 15 | 13.33 | Residential | No | Behind the Meter | NJ Solar Power, LLC | AC Electric | Final As-Built Received | 2019-10-07 | 2019-10-10 | 2020-10-10 | SolarEdge | 1D-240C-A | Meters |  |  | 1 |  |  |  | Yes | Outdoor
Solar Registration Program | NJSRRE1542523658 | Denville | 7834 | 3 | 13.33 | Residential | No | Behind the Meter | Maier Solar Engineering dba Solar Me | JCP&L | Accepted | 2019-10-10 | 2019-10-11 | 2020-10-11 | Canadian | CS1H-325W | Solar Panels |  | 0.325 | 41 | 315 | 18 |  | Fixed | Roof
Solar Registration Program | NJSRRE1542523658 | Denville | 7834 | 3 | 13.33 | Residential | No | Behind the Meter | Maier Solar Engineering dba Solar Me | JCP&L | Accepted | 2019-10-10 | 2019-10-11 | 2020-10-11 | Enphase | IQ7 | Inverters | 240 |  | 41 |  |  | 0.96 |  | Outdoor | Next to meter
Solar Registration Program | NJSRRE1542557009 | SEWELL | 8080 | 15 | 13.33 | Residential | No | Behind the Meter | Sunny Corp | AC Electric | Accepted | 2019-10-22 | 2019-10-22 | 2020-10-22 | PANASONIC | VBHN325KA03 | Solar Panels |  | 0.325 | 26 | 135 | 20 |  | Fixed | Roof
Solar Registration Program | NJSRRE1542557009 | SEWELL | 8080 | 15 | 13.33 | Residential | No | Behind the Meter | Sunny Corp | AC Electric | Accepted | 2019-10-22 | 2019-10-22 | 2020-10-22 | PANASONIC | VBHN325KA03 | Solar Panels |  | 0.325 | 15 | 135 | 21 |  | Fixed | Roof
Solar Registration Program | NJSRRE1542557009 | SEWELL | 8080 | 15 | 13.33 | Residential | No | Behind the Meter | Sunny Corp | AC Electric | Accepted | 2019-10-22 | 2019-10-22 | 2020-10-22 | SOLAREDGE | SE10000H-US | Inverters | 10000 |  | 1 |  |  | 0.992 |  | Outside | GARAGE
Solar Registration Program | NJSRRE1542575022 | Westampton | 8060 | 13 | 13.33 | Residential | No | Behind the Meter | Orbit Energy & Power, LLC | PSE&G | Accepted | 2019-10-22 | 2019-10-24 | 2020-10-24 | trina | tsm 310 | Solar Panels |  | 0.31 | 14 | 104 | 30 |  | Fixed | Roof
Solar Registration Program | NJSRRE1542575022 | Westampton | 8060 | 13 | 13.33 | Residential | No | Behind the Meter | Orbit Energy & Power, LLC | PSE&G | Accepted | 2019-10-22 | 2019-10-24 | 2020-10-24 | trina | tsm 310 | Solar Panels |  | 0.31 | 14 | 284 | 30 |  | Fixed | Roof
Solar Registration Program | NJSRRE1542575022 | Westampton | 8060 | 13 | 13.33 | Residential | No | Behind the Meter | Orbit Energy & Power, LLC | PSE&G | Accepted | 2019-10-22 | 2019-10-24 | 2020-10-24 | trina | tsm 310 | Solar Panels |  | 0.31 | 15 | 194 | 30 |  | Fixed | Roof
Solar Registration Program | NJSRRE1542575022 | Westampton | 8060 | 13 | 13.33 | Residential | No | Behind the Meter | Orbit Energy & Power, LLC | PSE&G | Accepted | 2019-10-22 | 2019-10-24 | 2020-10-24 | enphase | iq7 | Inverters | 240 |  | 43 |  |  | 0.986 |  | Outside | panel
Solar Registration Program | NJSRRE1542683679 | Mullica Hill | 8062 | 15 | 13.33 | Residential | No | Behind the Meter | Advanced Renewable Solutions | AC Electric | Accepted | 2019-10-27 | 2019-10-29 | 2020-10-29 | TRINA SOLAR | TSM-310DD05A.05 | Solar Panels |  | 0.31 | 43 | 256 | 30 |  | Fixed | Roof
Solar Registration Program | NJSRRE1542683679 | Mullica Hill | 8062 | 15 | 13.33 | Residential | No | Behind the Meter | Advanced Renewable Solutions | AC Electric | Accepted | 2019-10-27 | 2019-10-29 | 2020-10-29 | SOLAR EDGE | SE10000H-US000N-NC2 | Inverters | 10000 |  | 1 |  |  | 0.992 |  | Outdoor | Wall mounted, adjacent to Utility Meter and Disconnect
Solar Registration Program | NJSRRE1543209582 | Edison | 8837 | 11 | 13.33 | Residential | No | Behind the Meter | Green Power Energy | PSE&G | Accepted | 2019-11-13 | 2019-11-18 | 2020-11-18 | Panasonic | VBHN325KA03 | Solar Panels |  | 0.325 | 14 | 286 | 23 |  | Fixed | Roof
Solar Registration Program | NJSRRE1543209582 | Edison | 8837 | 11 | 13.33 | Residential | No | Behind the Meter | Green Power Energy | PSE&G | Accepted | 2019-11-13 | 2019-11-18 | 2020-11-18 | Panasonic | VBHN325KA03 | Solar Panels |  | 0.325 | 27 | 106 | 23 |  | Fixed | Roof
Solar Registration Program | NJSRRE1543209582 | Edison | 8837 | 11 | 13.33 | Residential | No | Behind the Meter | Green Power Energy | PSE&G | Accepted | 2019-11-13 | 2019-11-18 | 2020-11-18 | SolarEdge | SE11400H-US | Inverters | 11400 |  | 1 |  |  | 0.97 |  | Outside | Next to meter
Solar Registration Program | NJSRRE1543437105 | Young | 8088 | 13 | 13.33 | Residential | Yes | Behind the Meter | Orbit Energy & Power, LLC | AC Electric | Accepted | 2019-11-22 | 2019-11-26 | 2020-11-26 | TRINA SOLAR | TSM-DD05A.08(II) 310W | Solar Panels |  | 0.31 | 22 | 223 | 29 |  | Fixed | Roof
Solar Registration Program | NJSRRE1543437105 | Young | 8088 | 13 | 13.33 | Residential | Yes | Behind the Meter | Orbit Energy & Power, LLC | AC Electric | Accepted | 2019-11-22 | 2019-11-26 | 2020-11-26 | TRINA SOLAR | TSM-DD05A.08(II)310W | Solar Panels |  | 0.31 | 21 | 43 | 29 |  | Fixed | Roof
Solar Registration Program | NJSRRE1543437105 | Young | 8088 | 13 | 13.33 | Residential | Yes | Behind the Meter | Orbit Energy & Power, LLC | AC Electric | Accepted | 2019-11-22 | 2019-11-26 | 2020-11-26 | ENPHASE | IQ7-60-2-US | Inverters | 0.24 |  | 43 |  |  | 0.99 |  | Outside | ROOF
Solar Registration Program | NJSRRE1543458381 | Lakewood | 8701 | 18 | 13.33 | Residential | Yes | Behind the Meter | Powerlutions | JCP&L | Accepted | 2019-11-28 | 2019-12-03 | 2020-12-03 | Trina | TSM-310 DD05A | Solar Panels |  | 0.31 | 26 | 96 | 27 |  | Fixed | Roof
Solar Registration Program | NJSRRE1543458381 | Lakewood | 8701 | 18 | 13.33 | Residential | Yes | Behind the Meter | Powerlutions | JCP&L | Accepted | 2019-11-28 | 2019-12-03 | 2020-12-03 | Trina | TSM-310 DD05A | Solar Panels |  | 0.31 | 10 | 276 | 26 |  | Fixed | Roof
Solar Registration Program | NJSRRE1543458381 | Lakewood | 8701 | 18 | 13.33 | Residential | Yes | Behind the Meter | Powerlutions | JCP&L | Accepted | 2019-11-28 | 2019-12-03 | 2020-12-03 | Trina | TSM-310 DD05A | Solar Panels |  | 0.31 | 7 | 186 | 36 |  | Fixed | Roof
Solar Registration Program | NJSRRE1543458381 | Lakewood | 8701 | 18 | 13.33 | Residential | Yes | Behind the Meter | Powerlutions | JCP&L | Accepted | 2019-11-28 | 2019-12-03 | 2020-12-03 | Enphase | IQ7-60-2-US | Inverters | 240 |  | 43 |  |  | 0.99 |  | Outdoor | near panel
Solar Registration Program | NJSRRE1543459194 | Lakewood | 8701 | 18 | 13.33 | Residential | No | Behind the Meter | Powerlutions | JCP&L | Accepted | 2019-11-28 | 2019-12-04 | 2020-12-04 | Trina | TSM-310 DD05A | Solar Panels |  | 0.31 | 43 | 172 | 30 |  | Fixed | Roof
Solar Registration Program | NJSRRE1543459194 | Lakewood | 8701 | 18 | 13.33 | Residential | No | Behind the Meter | Powerlutions | JCP&L | Accepted | 2019-11-28 | 2019-12-04 | 2020-12-04 | Solar Edge | SE10000H-US | Inverters | 10 |  | 1 |  |  | 0.99 |  | Outdoor | near meter
Solar Registration Program | NJSRRE1543501675 | Toms River | 8755 | 18 | 13.33 | Residential | No | Behind the Meter | Powerlutions | JCP&L | Accepted | 2019-12-09 | 2019-12-11 | 2020-12-11 | Trina | TSM-310 DD05A | Solar Panels |  | 0.31 | 7 | 166 | 23 |  | Fixed | Roof
Solar Registration Program | NJSRRE1543501675 | Toms River | 8755 | 18 | 13.33 | Residential | No | Behind the Meter | Powerlutions | JCP&L | Accepted | 2019-12-09 | 2019-12-11 | 2020-12-11 | Trina | TSM-310 DD05A | Solar Panels |  | 0.31 | 9 | 165 | 33 |  | Fixed | Roof
Solar Registration Program | NJSRRE1543501675 | Toms River | 8755 | 18 | 13.33 | Residential | No | Behind the Meter | Powerlutions | JCP&L | Accepted | 2019-12-09 | 2019-12-11 | 2020-12-11 | Trina | TSM-310 DD05A | Solar Panels |  | 0.31 | 27 | 165 | 33 |  | Fixed | Roof
Solar Registration Program | NJSRRE1543501675 | Toms River | 8755 | 18 | 13.33 | Residential | No | Behind the Meter | Powerlutions | JCP&L | Accepted | 2019-12-09 | 2019-12-11 | 2020-12-11 | Solar Edge | SE10000H-US | Inverters | 10 |  | 1 |  |  | 0.99 |  | Outdoor | near panel
Solar Registration Program | NJSRRE1543502024 | Jackson | 8527 | 18 | 13.33 | Residential | Yes | Behind the Meter | Solar Energy World | JCP&L | Accepted | 2019-12-09 | 2019-12-11 | 2020-12-11 | LONGi Green Energy Technology | LR6-60HPB-310M | Solar Panels |  | 0.31 | 43 | 230 | 33 |  | Fixed | Roof
Solar Registration Program | NJSRRE1543502024 | Jackson | 8527 | 18 | 13.33 | Residential | Yes | Behind the Meter | Solar Energy World | JCP&L | Accepted | 2019-12-09 | 2019-12-11 | 2020-12-11 | Solar Edge | SE7600H-USRGM | Inverters | 7600 |  | 2 |  |  | 0.98 |  | Outdoor | near meter
Solar Registration Program | NJSRRE1543557337 | Jackson | 8527 | 18 | 13.33 | Residential | No | Behind the Meter | Powerlutions | JCP&L | Accepted | 2019-12-17 | 2019-12-20 | 2020-12-20 | Silfab | SLA 310M | Solar Panels |  | 0.31 | 9 | 222 | 18 |  | Fixed | Roof
Solar Registration Program | NJSRRE1543557337 | Jackson | 8527 | 18 | 13.33 | Residential | No | Behind the Meter | Powerlutions | JCP&L | Accepted | 2019-12-17 | 2019-12-20 | 2020-12-20 | Silfab | SLA 310M | Solar Panels |  | 0.31 | 34 | 222 | 39 |  | Fixed | Roof
Solar Registration Program | NJSRRE1543557337 | Jackson | 8527 | 18 | 13.33 | Residential | No | Behind the Meter | Powerlutions | JCP&L | Accepted | 2019-12-17 | 2019-12-20 | 2020-12-20 | Solar Edge | SE10000H-US | Inverters | 10 |  | 1 |  |  | 0.99 |  | Outdoor | near meter
Solar Registration Program | NJSRRE1543672451 | Turnersville | 8012 | 14 | 13.33 | Residential | No | Behind the Meter | 1st Light Energy Inc | AC Electric | Accepted | 2019-12-23 | 2019-12-30 | 2020-12-30 | Longi | LR6-60HPB-310M | Solar Panels |  | 0.31 | 26 | 158 | 30 |  | Fixed | Roof
Solar Registration Program | NJSRRE1543672451 | Turnersville | 8012 | 14 | 13.33 | Residential | No | Behind the Meter | 1st Light Energy Inc | AC Electric | Accepted | 2019-12-23 | 2019-12-30 | 2020-12-30 | Longi | LR6-60HPB-310M | Solar Panels |  | 0.31 | 10 | 68 | 27 |  | Fixed | Roof
Solar Registration Program | NJSRRE1543672451 | Turnersville | 8012 | 14 | 13.33 | Residential | No | Behind the Meter | 1st Light Energy Inc | AC Electric | Accepted | 2019-12-23 | 2019-12-30 | 2020-12-30 | Longi | LR6-60HPB-310M | Solar Panels |  | 0.31 | 7 | 338 | 30 |  | Fixed | Roof
Solar Registration Program | NJSRRE1543672451 | Turnersville | 8012 | 14 | 13.33 | Residential | No | Behind the Meter | 1st Light Energy Inc | AC Electric | Accepted | 2019-12-23 | 2019-12-30 | 2020-12-30 | SMA | SB 5.0-1SP-US-41 (240V) | Inverters | 5000 |  | 1 |  |  | 0.97 |  | Outside | within 10 feet of meter
Solar Registration Program | NJSRRE1543672451 | Turnersville | 8012 | 14 | 13.33 | Residential | No | Behind the Meter | 1st Light Energy Inc | AC Electric | Accepted | 2019-12-23 | 2019-12-30 | 2020-12-30 | SMA | SB 6.0-1SP-US-41 (240V) | Inverters | 6000 |  | 1 |  |  | 0.97 |  | Outside | within 10 feet of meter
Solar Registration Program | NJSRRE1540177795 | Secaucus Town | 7094 | 8 | 13.34 | Residential | Yes | Behind the Meter | Sunrun Installation Services, Inc. | PSE&G | Accepted | 2019-01-02 | 2019-01-07 | 2020-01-07 | REC Solar | REC290TP2 BLK | Solar Panels |  | 0.29 | 23 | 221 | 27 |  | Fixed | Roof
Solar Registration Program | NJSRRE1540177795 | Secaucus Town | 7094 | 8 | 13.34 | Residential | Yes | Behind the Meter | Sunrun Installation Services, Inc. | PSE&G | Accepted | 2019-01-02 | 2019-01-07 | 2020-01-07 | REC Solar | REC290TP2 BLK | Solar Panels |  | 0.29 | 11 | 41 | 27 |  | Fixed | Roof
Solar Registration Program | NJSRRE1540177795 | Secaucus Town | 7094 | 8 | 13.34 | Residential | Yes | Behind the Meter | Sunrun Installation Services, Inc. | PSE&G | Accepted | 2019-01-02 | 2019-01-07 | 2020-01-07 | REC Solar | REC290TP2 BLK | Solar Panels |  | 0.29 | 12 | 132 | 27 |  | Fixed | Roof
Solar Registration Program | NJSRRE1540177795 | Secaucus Town | 7094 | 8 | 13.34 | Residential | Yes | Behind the Meter | Sunrun Installation Services, Inc. | PSE&G | Accepted | 2019-01-02 | 2019-01-07 | 2020-01-07 | SolarEdge Technologies | SE11400H-USRGM | Inverters | 11400 |  | 1 |  |  | 0.96 |  | Outdoor | Next To Meter
Solar Registration Program | NJSRRE1540356026 | Pennsauken Township | 8110 | 14 | 13.34 | Residential | Yes | Behind the Meter | Sunrun Installation Services, Inc. | PSE&G | Accepted | 2019-02-12 | 2019-02-14 | 2020-02-14 | REC Solar | REC290TP2 BLK | Solar Panels |  | 0.29 | 18 | 229 | 40 |  | Fixed | Roof
Solar Registration Program | NJSRRE1540356026 | Pennsauken Township | 8110 | 14 | 13.34 | Residential | Yes | Behind the Meter | Sunrun Installation Services, Inc. | PSE&G | Accepted | 2019-02-12 | 2019-02-14 | 2020-02-14 | REC Solar | REC290TP2 BLK | Solar Panels |  | 0.29 | 14 | 49 | 40 |  | Fixed | Roof
Solar Registration Program | NJSRRE1540356026 | Pennsauken Township | 8110 | 14 | 13.34 | Residential | Yes | Behind the Meter | Sunrun Installation Services, Inc. | PSE&G | Accepted | 2019-02-12 | 2019-02-14 | 2020-02-14 | REC Solar | REC290TP2 BLK | Solar Panels |  | 0.29 | 8 | 48 | 18 |  | Fixed | Roof
Solar Registration Program | NJSRRE1540356026 | Pennsauken Township | 8110 | 14 | 13.34 | Residential | Yes | Behind the Meter | Sunrun Installation Services, Inc. | PSE&G | Accepted | 2019-02-12 | 2019-02-14 | 2020-02-14 | REC Solar | REC290TP2 BLK | Solar Panels |  | 0.29 | 6 | 230 | 18 |  | Fixed | Roof
Solar Registration Program | NJSRRE1540356026 | Pennsauken Township | 8110 | 14 | 13.34 | Residential | Yes | Behind the Meter | Sunrun Installation Services, Inc. | PSE&G | Accepted | 2019-02-12 | 2019-02-14 | 2020-02-14 | SolarEdge Technologies | SE11400H-USRGM | Inverters | 11400 |  | 1 |  |  | 0.96 |  | Outdoor | Next To Meter
Solar Registration Program | NJSRRE1541676400 | Hackensack City | 7601 | 7 | 13.34 | Residential | Yes | Behind the Meter | Sunrun Installation Services, Inc. | PSE&G | Accepted | 2019-07-17 | 2019-07-18 | 2020-07-18 | REC Solar | REC290TP2 BLK | Solar Panels |  | 0.29 | 26 | 128 | 40 |  | Fixed | Roof
Solar Registration Program | NJSRRE1541676400 | Hackensack City | 7601 | 7 | 13.34 | Residential | Yes | Behind the Meter | Sunrun Installation Services, Inc. | PSE&G | Accepted | 2019-07-17 | 2019-07-18 | 2020-07-18 | REC Solar | REC290TP2 BLK | Solar Panels |  | 0.29 | 16 | 308 | 40 |  | Fixed | Roof
Solar Registration Program | NJSRRE1541676400 | Hackensack City | 7601 | 7 | 13.34 | Residential | Yes | Behind the Meter | Sunrun Installation Services, Inc. | PSE&G | Accepted | 2019-07-17 | 2019-07-18 | 2020-07-18 | REC Solar | REC290TP2 BLK | Solar Panels |  | 0.29 | 2 | 219 | 50 |  | Fixed | Roof
Solar Registration Program | NJSRRE1541676400 | Hackensack City | 7601 | 7 | 13.34 | Residential | Yes | Behind the Meter | Sunrun Installation Services, Inc. | PSE&G | Accepted | 2019-07-17 | 2019-07-18 | 2020-07-18 | REC Solar | REC290TP2 BLK | Solar Panels |  | 0.29 | 2 | 221 | 40 |  | Fixed | Roof
Solar Registration Program | NJSRRE1541676400 | Hackensack City | 7601 | 7 | 13.34 | Residential | Yes | Behind the Meter | Sunrun Installation Services, Inc. | PSE&G | Accepted | 2019-07-17 | 2019-07-18 | 2020-07-18 | SolarEdge Technologies | SE11400H-USRGM | Inverters | 11400 |  | 1 |  |  | 0.96 |  | Outdoor | Next To Meter
Solar Registration Program | NJSRRE1542431577 | East Brunswick | 8816 | 11 | 13.34 | Residential | No | Behind the Meter | Sunrun Installation Services, Inc. | PSE&G | Accepted | 2019-09-24 | 2019-09-26 | 2020-09-26 | REC Solar | REC290TP2 BLK | Solar Panels |  | 0.29 | 18 | 141 | 18 |  | Fixed | Roof
Solar Registration Program | NJSRRE1542431577 | East Brunswick | 8816 | 11 | 13.34 | Residential | No | Behind the Meter | Sunrun Installation Services, Inc. | PSE&G | Accepted | 2019-09-24 | 2019-09-26 | 2020-09-26 | REC Solar | REC290TP2 BLK | Solar Panels |  | 0.29 | 28 | 321 | 18 |  | Fixed | Roof
Solar Registration Program | NJSRRE1542431577 | East Brunswick | 8816 | 11 | 13.34 | Residential | No | Behind the Meter | Sunrun Installation Services, Inc. | PSE&G | Accepted | 2019-09-24 | 2019-09-26 | 2020-09-26 | SolarEdge Technologies | SE7600A-USS2RGM | Inverters | 7600 |  | 1 |  |  | 0.96 |  | Outdoor | Next To Meter
Solar Registration Program | NJSRRE1542431577 | East Brunswick | 8816 | 11 | 13.34 | Residential | No | Behind the Meter | Sunrun Installation Services, Inc. | PSE&G | Accepted | 2019-09-24 | 2019-09-26 | 2020-09-26 | SolarEdge Technologies | SE3800A-USS2RGM | Inverters | 3800 |  | 1 |  |  | 0.96 |  | Outdoor | Next To Meter
Solar Registration Program | NJSRRE1542431577 | East Brunswick | 8816 | 11 | 13.34 | Residential | No | Behind the Meter | Sunrun Installation Services, Inc. | PSE&G | Accepted | 2019-09-24 | 2019-09-26 | 2020-09-26 | LG Chem | RESU 10H SEG | Electric Storage Battery |  |  | 1 |  |  |  | Lithium Ion |  | outside
Solar Registration Program | NJSRRE1542460973 | Ridgefield | 7657 | 7 | 13.34 | Residential | Yes | Behind the Meter | Sunrun Installation Services, Inc. | PSE&G | Accepted | 2019-09-30 | 2019-10-02 | 2020-10-02 | REC Solar | REC290TP2 BLK | Solar Panels |  | 0.29 | 18 | 127 | 27 |  | Fixed | Roof
Solar Registration Program | NJSRRE1542460973 | Ridgefield | 7657 | 7 | 13.34 | Residential | Yes | Behind the Meter | Sunrun Installation Services, Inc. | PSE&G | Accepted | 2019-09-30 | 2019-10-02 | 2020-10-02 | REC Solar | REC290TP2 BLK | Solar Panels |  | 0.29 | 13 | 38 | 23 |  | Fixed | Roof
Solar Registration Program | NJSRRE1542460973 | Ridgefield | 7657 | 7 | 13.34 | Residential | Yes | Behind the Meter | Sunrun Installation Services, Inc. | PSE&G | Accepted | 2019-09-30 | 2019-10-02 | 2020-10-02 | REC Solar | REC290TP2 BLK | Solar Panels |  | 0.29 | 15 | 218 | 23 |  | Fixed | Roof
Solar Registration Program | NJSRRE1542460973 | Ridgefield | 7657 | 7 | 13.34 | Residential | Yes | Behind the Meter | Sunrun Installation Services, Inc. | PSE&G | Accepted | 2019-09-30 | 2019-10-02 | 2020-10-02 | Ningbo Ginlong Technologies | Solis-1P10K-4G-US | Inverters | 10000 |  | 1 |  |  | 0.96 |  | Outdoor | Next To Meter
Solar Registration Program | NJSRRE1542460973 | Ridgefield | 7657 | 7 | 13.34 | Residential | Yes | Behind the Meter | Sunrun Installation Services, Inc. | PSE&G | Accepted | 2019-09-30 | 2019-10-02 | 2020-10-02 | Ningbo Ginlong Technologies | Solis-1P3K-4G-US | Inverters | 3000 |  | 1 |  |  | 0.96 |  | Outdoor | Next To Meter
Solar Registration Program | NJSRRE1542461030 | Burlington | 8016 | 13 | 13.34 | Residential | Yes | Behind the Meter | Sunrun Installation Services, Inc. | PSE&G | Accepted | 2019-09-30 | 2019-10-02 | 2020-10-02 | REC Solar | REC290TP2 BLK | Solar Panels |  | 0.29 | 26 | 32 | 27 |  | Fixed | Roof
Solar Registration Program | NJSRRE1542461030 | Burlington | 8016 | 13 | 13.34 | Residential | Yes | Behind the Meter | Sunrun Installation Services, Inc. | PSE&G | Accepted | 2019-09-30 | 2019-10-02 | 2020-10-02 | REC Solar | REC290TP2 BLK | Solar Panels |  | 0.29 | 20 | 211 | 27 |  | Fixed | Roof
Solar Registration Program | NJSRRE1542461030 | Burlington | 8016 | 13 | 13.34 | Residential | Yes | Behind the Meter | Sunrun Installation Services, Inc. | PSE&G | Accepted | 2019-09-30 | 2019-10-02 | 2020-10-02 | Ningbo Ginlong Technologies | Solis-1P9K-4G-US | Inverters | 9000 |  | 1 |  |  | 0.96 |  | Outdoor | Next To Meter
Solar Registration Program | NJSRRE1542461030 | Burlington | 8016 | 13 | 13.34 | Residential | Yes | Behind the Meter | Sunrun Installation Services, Inc. | PSE&G | Accepted | 2019-09-30 | 2019-10-02 | 2020-10-02 | Ningbo Ginlong Technologies | Solis-1P5K-4G-US | Inverters | 5000 |  | 1 |  |  | 0.96 |  | Outdoor | Next To Meter
Solar Registration Program | NJSRRE1542582542 | Mays Landing | 8330 | 19 | 13.34 | Residential | Yes | Behind the Meter | Sunrun Installation Services, Inc. | AC Electric | Accepted | 2019-10-24 | 2019-10-28 | 2020-10-28 | REC Solar | REC290TP2 BLK | Solar Panels |  | 0.29 | 30 | 130 | 27 |  | Fixed | Roof
Solar Registration Program | NJSRRE1542582542 | Mays Landing | 8330 | 19 | 13.34 | Residential | Yes | Behind the Meter | Sunrun Installation Services, Inc. | AC Electric | Accepted | 2019-10-24 | 2019-10-28 | 2020-10-28 | REC Solar | REC290TP2 BLK | Solar Panels |  | 0.29 | 16 | 309 | 27 |  | Fixed | Roof
Solar Registration Program | NJSRRE1542582542 | Mays Landing | 8330 | 19 | 13.34 | Residential | Yes | Behind the Meter | Sunrun Installation Services, Inc. | AC Electric | Accepted | 2019-10-24 | 2019-10-28 | 2020-10-28 | SolarEdge Technologies | SE11400H-USRGM | Inverters | 11400 |  | 1 |  |  | 0.96 |  | Outdoor | Next To Meter
Solar Registration Program | NJSRRE1543426110 | Tenafly | 7670 | 7 | 13.34 | Residential | Yes | Behind the Meter | Sunrun Installation Services, Inc. | PSE&G | Accepted | 2019-11-20 | 2019-11-25 | 2020-11-25 | REC Solar | REC290TP2 BLK | Solar Panels |  | 0.29 | 9 | 176 | 28 |  | Fixed | Roof
Solar Registration Program | NJSRRE1543426110 | Tenafly | 7670 | 7 | 13.34 | Residential | Yes | Behind the Meter | Sunrun Installation Services, Inc. | PSE&G | Accepted | 2019-11-20 | 2019-11-25 | 2020-11-25 | REC Solar | REC290TP2 BLK | Solar Panels |  | 0.29 | 6 | 266 | 27 |  | Fixed | Roof
Solar Registration Program | NJSRRE1543426110 | Tenafly | 7670 | 7 | 13.34 | Residential | Yes | Behind the Meter | Sunrun Installation Services, Inc. | PSE&G | Accepted | 2019-11-20 | 2019-11-25 | 2020-11-25 | REC Solar | REC290TP2 BLK | Solar Panels |  | 0.29 | 5 | 266 | 27 |  | Fixed | Roof
Solar Registration Program | NJSRRE1543426110 | Tenafly | 7670 | 7 | 13.34 | Residential | Yes | Behind the Meter | Sunrun Installation Services, Inc. | PSE&G | Accepted | 2019-11-20 | 2019-11-25 | 2020-11-25 | REC Solar | REC290TP2 BLK | Solar Panels |  | 0.29 | 26 | 86 | 27 |  | Fixed | Roof
Solar Registration Program | NJSRRE1543426110 | Tenafly | 7670 | 7 | 13.34 | Residential | Yes | Behind the Meter | Sunrun Installation Services, Inc. | PSE&G | Accepted | 2019-11-20 | 2019-11-25 | 2020-11-25 | Delta Electronics | M4-TL-US | Inverters | 3840 |  | 1 |  |  | 0.96 |  | Outdoor | Next To Meter
Solar Registration Program | NJSRRE1543426110 | Tenafly | 7670 | 7 | 13.34 | Residential | Yes | Behind the Meter | Sunrun Installation Services, Inc. | PSE&G | Accepted | 2019-11-20 | 2019-11-25 | 2020-11-25 | Delta Electronics | M8-TL-US | Inverters | 7680 |  | 1 |  |  | 0.96 |  | Outdoor | Next To Meter
Solar Registration Program | NJSRRE1543547800 | Sicklerville | 8081 | 14 | 13.34 | Residential | Yes | Behind the Meter | Sunrun Installation Services, Inc. | AC Electric | Accepted | 2019-12-13 | 2019-12-18 | 2020-12-18 | REC Solar | REC290TP2 BLK | Solar Panels |  | 0.29 | 9 | 309 | 27 |  | Fixed | Roof
Solar Registration Program | NJSRRE1543547800 | Sicklerville | 8081 | 14 | 13.34 | Residential | Yes | Behind the Meter | Sunrun Installation Services, Inc. | AC Electric | Accepted | 2019-12-13 | 2019-12-18 | 2020-12-18 | REC Solar | REC290TP2 BLK | Solar Panels |  | 0.29 | 6 | 129 | 18 |  | Fixed | Roof
Solar Registration Program | NJSRRE1543547800 | Sicklerville | 8081 | 14 | 13.34 | Residential | Yes | Behind the Meter | Sunrun Installation Services, Inc. | AC Electric | Accepted | 2019-12-13 | 2019-12-18 | 2020-12-18 | REC Solar | REC290TP2 BLK | Solar Panels |  | 0.29 | 13 | 129 | 27 |  | Fixed | Roof
Solar Registration Program | NJSRRE1543547800 | Sicklerville | 8081 | 14 | 13.34 | Residential | Yes | Behind the Meter | Sunrun Installation Services, Inc. | AC Electric | Accepted | 2019-12-13 | 2019-12-18 | 2020-12-18 | REC Solar | REC290TP2 BLK | Solar Panels |  | 0.29 | 8 | 129 | 27 |  | Fixed | Roof
Solar Registration Program | NJSRRE1543547800 | Sicklerville | 8081 | 14 | 13.34 | Residential | Yes | Behind the Meter | Sunrun Installation Services, Inc. | AC Electric | Accepted | 2019-12-13 | 2019-12-18 | 2020-12-18 | REC Solar | REC290TP2 BLK | Solar Panels |  | 0.29 | 10 | 309 | 27 |  | Fixed | Roof
Solar Registration Program | NJSRRE1543547800 | Sicklerville | 8081 | 14 | 13.34 | Residential | Yes | Behind the Meter | Sunrun Installation Services, Inc. | AC Electric | Accepted | 2019-12-13 | 2019-12-18 | 2020-12-18 | Delta Electronics | M4-TL-US | Inverters | 3840 |  | 1 |  |  | 0.96 |  | Outdoor | Next To Meter
Solar Registration Program | NJSRRE1543547800 | Sicklerville | 8081 | 14 | 13.34 | Residential | Yes | Behind the Meter | Sunrun Installation Services, Inc. | AC Electric | Accepted | 2019-12-13 | 2019-12-18 | 2020-12-18 | Delta Electronics | M8-TL-US | Inverters | 7680 |  | 1 |  |  | 0.96 |  | Outdoor | Next To Meter
Solar Registration Program | NJSRRE1541047600 | Mount Holly | 8060 | 13 | 13.4 | Residential | No | Behind the Meter | Raynor Electric | PSE&G | Accepted | 2019-05-30 | 2019-05-31 | 2020-05-31 | Panasonic | VH335 | Solar Panels |  | 0.335 | 8 | 150 | 20 |  | Fixed | Roof
Solar Registration Program | NJSRRE1541047600 | Mount Holly | 8060 | 13 | 13.4 | Residential | No | Behind the Meter | Raynor Electric | PSE&G | Accepted | 2019-05-30 | 2019-05-31 | 2020-05-31 | Panasonic | VH335 | Solar Panels |  | 0.335 | 6 | 330 | 20 |  | Fixed | Roof
Solar Registration Program | NJSRRE1541047600 | Mount Holly | 8060 | 13 | 13.4 | Residential | No | Behind the Meter | Raynor Electric | PSE&G | Accepted | 2019-05-30 | 2019-05-31 | 2020-05-31 | Panasonic | VH335 | Solar Panels |  | 0.335 | 6 | 150 | 20 |  | Fixed | Roof
Solar Registration Program | NJSRRE1541047600 | Mount Holly | 8060 | 13 | 13.4 | Residential | No | Behind the Meter | Raynor Electric | PSE&G | Accepted | 2019-05-30 | 2019-05-31 | 2020-05-31 | Panasonic | VH335 | Solar Panels |  | 0.335 | 12 | 220 | 33 |  | Fixed | Roof
Solar Registration Program | NJSRRE1541047600 | Mount Holly | 8060 | 13 | 13.4 | Residential | No | Behind the Meter | Raynor Electric | PSE&G | Accepted | 2019-05-30 | 2019-05-31 | 2020-05-31 | Panasonic | VH335 | Solar Panels |  | 0.335 | 8 | 330 | 20 |  | Fixed | Roof
Solar Registration Program | NJSRRE1541047600 | Mount Holly | 8060 | 13 | 13.4 | Residential | No | Behind the Meter | Raynor Electric | PSE&G | Accepted | 2019-05-30 | 2019-05-31 | 2020-05-31 | Solar Edge | SE10000-USHD | Inverters | 10000 |  | 1 |  |  | 0.99 |  | Outside | Next to utility meter
Solar Registration Program | NJSRRE1541047600 | Mount Holly | 8060 | 13 | 13.4 | Residential | No | Behind the Meter | Raynor Electric | PSE&G | Accepted | 2019-05-30 | 2019-05-31 | 2020-05-31 | Solar edge | SE10000-USHD | Meters |  |  | 1 |  |  |  |  | Outdoor
Solar Registration Program | NJSRRE1541580158 | HACKENSACK | 7601 | 7 | 13.4 | Residential | Yes | Behind the Meter | Pro Custom Solar dba Momentum Solar | PSE&G | Accepted | 2019-07-03 | 2019-07-08 | 2020-07-08 | LG ELECTRONICS | LG 335N1C-A5 | Solar Panels |  | 0.335 | 7 | 127 | 22 |  | Fixed | Roof
Solar Registration Program | NJSRRE1541580158 | HACKENSACK | 7601 | 7 | 13.4 | Residential | Yes | Behind the Meter | Pro Custom Solar dba Momentum Solar | PSE&G | Accepted | 2019-07-03 | 2019-07-08 | 2020-07-08 | LG ELECTRONICS | LG 335N1C-A5 | Solar Panels |  | 0.335 | 9 | 218 | 38 |  | Fixed | Roof
Solar Registration Program | NJSRRE1541580158 | HACKENSACK | 7601 | 7 | 13.4 | Residential | Yes | Behind the Meter | Pro Custom Solar dba Momentum Solar | PSE&G | Accepted | 2019-07-03 | 2019-07-08 | 2020-07-08 | LG ELECTRONICS | LG 335N1C-A5 | Solar Panels |  | 0.335 | 19 | 218 | 22 |  | Fixed | Roof
Solar Registration Program | NJSRRE1541580158 | HACKENSACK | 7601 | 7 | 13.4 | Residential | Yes | Behind the Meter | Pro Custom Solar dba Momentum Solar | PSE&G | Accepted | 2019-07-03 | 2019-07-08 | 2020-07-08 | LG ELECTRONICS | LG 335N1C-A5 | Solar Panels |  | 0.335 | 5 | 38 | 38 |  | Fixed | Roof
Solar Registration Program | NJSRRE1541580158 | HACKENSACK | 7601 | 7 | 13.4 | Residential | Yes | Behind the Meter | Pro Custom Solar dba Momentum Solar | PSE&G | Accepted | 2019-07-03 | 2019-07-08 | 2020-07-08 | LG ELECTRONICS | LG 335N1C-A5 | Inverters | 250 |  | 40 |  |  | 0.97 |  | Outdoor | Roof
Solar Registration Program | NJSRRE1541623601 | SOUTH PLAINFIELD | 7080 | 11 | 13.4 | Residential | Yes | Behind the Meter | Pro Custom Solar dba Momentum Solar | PSE&G | Accepted | 2019-07-09 | 2019-07-11 | 2020-07-11 | LG ELECTRONICS | LG 335N1C-A5 | Solar Panels |  | 0.335 | 11 | 258 | 20 |  | Fixed | Roof
Solar Registration Program | NJSRRE1541623601 | SOUTH PLAINFIELD | 7080 | 11 | 13.4 | Residential | Yes | Behind the Meter | Pro Custom Solar dba Momentum Solar | PSE&G | Accepted | 2019-07-09 | 2019-07-11 | 2020-07-11 | LG ELECTRONICS | LG 335N1C-A5 | Solar Panels |  | 0.335 | 10 | 78 | 20 |  | Fixed | Roof
Solar Registration Program | NJSRRE1541623601 | SOUTH PLAINFIELD | 7080 | 11 | 13.4 | Residential | Yes | Behind the Meter | Pro Custom Solar dba Momentum Solar | PSE&G | Accepted | 2019-07-09 | 2019-07-11 | 2020-07-11 | LG ELECTRONICS | LG 335N1C-A5 | Solar Panels |  | 0.335 | 6 | 168 | 17 |  | Fixed | Roof
Solar Registration Program | NJSRRE1541623601 | SOUTH PLAINFIELD | 7080 | 11 | 13.4 | Residential | Yes | Behind the Meter | Pro Custom Solar dba Momentum Solar | PSE&G | Accepted | 2019-07-09 | 2019-07-11 | 2020-07-11 | LG ELECTRONICS | LG 335N1C-A5 | Solar Panels |  | 0.335 | 10 | 348 | 5 |  | Fixed | Roof
Solar Registration Program | NJSRRE1541623601 | SOUTH PLAINFIELD | 7080 | 11 | 13.4 | Residential | Yes | Behind the Meter | Pro Custom Solar dba Momentum Solar | PSE&G | Accepted | 2019-07-09 | 2019-07-11 | 2020-07-11 | LG ELECTRONICS | LG 335N1C-A5 | Solar Panels |  | 0.335 | 3 | 258 | 20 |  | Fixed | Roof
Solar Registration Program | NJSRRE1541623601 | SOUTH PLAINFIELD | 7080 | 11 | 13.4 | Residential | Yes | Behind the Meter | Pro Custom Solar dba Momentum Solar | PSE&G | Accepted | 2019-07-09 | 2019-07-11 | 2020-07-11 | ENPHASE | IQ7-60-2-US | Inverters | 250 |  | 40 |  |  | 0.97 |  | Outdoor | Roof
Solar Registration Program | NJSRRE1541676257 | Dumont | 7628 | 7 | 13.4 | Residential | Yes | Behind the Meter | Pro Custom Solar dba Momentum Solar | PSE&G | Accepted | 2019-07-17 | 2019-07-18 | 2020-07-18 | LG | lg 335N1C-A5 | Solar Panels |  | 0.335 | 16 | 269 | 32 |  | Fixed | Roof
Solar Registration Program | NJSRRE1541676257 | Dumont | 7628 | 7 | 13.4 | Residential | Yes | Behind the Meter | Pro Custom Solar dba Momentum Solar | PSE&G | Accepted | 2019-07-17 | 2019-07-18 | 2020-07-18 | LG | lg 335N1C-A5 | Solar Panels |  | 0.335 | 5 | 89 | 16 |  | Fixed | Roof
Solar Registration Program | NJSRRE1541676257 | Dumont | 7628 | 7 | 13.4 | Residential | Yes | Behind the Meter | Pro Custom Solar dba Momentum Solar | PSE&G | Accepted | 2019-07-17 | 2019-07-18 | 2020-07-18 | LG | lg 335N1C-A5 | Solar Panels |  | 0.335 | 19 | 89 | 34 |  | Fixed | Roof
Solar Registration Program | NJSRRE1541676257 | Dumont | 7628 | 7 | 13.4 | Residential | Yes | Behind the Meter | Pro Custom Solar dba Momentum Solar | PSE&G | Accepted | 2019-07-17 | 2019-07-18 | 2020-07-18 | ENPHASE | IQ7-60-2-US | Inverters | 250 |  | 40 |  |  | 0.97 |  | Outdoor | ROOF
Solar Registration Program | NJSRRE1541891154 | Linwood | 8221 | 19 | 13.4 | Residential | No | Behind the Meter | Geoscape Solar | AC Electric | Final As-Built Received | 2019-08-28 | 2019-09-03 | 2020-09-03 | LG Electronics | LG335N1C-A5 | Solar Panels |  | 0.335 | 40 | 118 | 9 |  | Fixed | Roof
Solar Registration Program | NJSRRE1541891154 | Linwood | 8221 | 19 | 13.4 | Residential | No | Behind the Meter | Geoscape Solar | AC Electric | Final As-Built Received | 2019-08-28 | 2019-09-03 | 2020-09-03 | Solar Edge | SE10000H-US | Inverters | 10000 |  | 1 |  |  | 0.98 |  | Outside | adj to utility meter
Solar Registration Program | NJSRRE1542346091 | Lawrence Twp | 8648 | 12 | 13.4 | Residential | Yes | Behind the Meter | Pro Custom Solar dba Momentum Solar | PSE&G | Accepted | 2019-09-06 | 2019-09-11 | 2020-09-11 | lg | LG 335N1C-V5 | Solar Panels |  | 0.335 | 18 | 184 | 20 |  | Fixed | Pole
Solar Registration Program | NJSRRE1542346091 | Lawrence Twp | 8648 | 12 | 13.4 | Residential | Yes | Behind the Meter | Pro Custom Solar dba Momentum Solar | PSE&G | Accepted | 2019-09-06 | 2019-09-11 | 2020-09-11 | lg | LG 335N1C-V5 | Solar Panels |  | 0.335 | 22 | 4 | 20 |  | Fixed | Roof
Solar Registration Program | NJSRRE1542346091 | Lawrence Twp | 8648 | 12 | 13.4 | Residential | Yes | Behind the Meter | Pro Custom Solar dba Momentum Solar | PSE&G | Accepted | 2019-09-06 | 2019-09-11 | 2020-09-11 | enphase | IQ7-60-2-US | Inverters | 250 |  | 40 |  |  | 0.97 |  | Outdoor | roof
Solar Registration Program | NJSRRE1542393418 | Colonia | 7067 | 10 | 13.4 | Residential | Yes | Behind the Meter | Pro Custom Solar dba Momentum Solar | PSE&G | Accepted | 2019-09-12 | 2019-09-16 | 2020-09-16 | LG ELECTRONICS | LG 335N1C-V5 | Solar Panels |  | 0.335 | 10 | 129 | 30 |  | Fixed | Roof
Solar Registration Program | NJSRRE1542393418 | Colonia | 7067 | 10 | 13.4 | Residential | Yes | Behind the Meter | Pro Custom Solar dba Momentum Solar | PSE&G | Accepted | 2019-09-12 | 2019-09-16 | 2020-09-16 | LG ELECTRONICS | LG 335N1C-V5 | Solar Panels |  | 0.335 | 6 | 219 | 27 |  | Fixed | Roof
Solar Registration Program | NJSRRE1542393418 | Colonia | 7067 | 10 | 13.4 | Residential | Yes | Behind the Meter | Pro Custom Solar dba Momentum Solar | PSE&G | Accepted | 2019-09-12 | 2019-09-16 | 2020-09-16 | LG ELECTRONICS | LG 335N1C-V5 | Solar Panels |  | 0.335 | 4 | 130 | 31 |  | Fixed | Roof
Solar Registration Program | NJSRRE1542393418 | Colonia | 7067 | 10 | 13.4 | Residential | Yes | Behind the Meter | Pro Custom Solar dba Momentum Solar | PSE&G | Accepted | 2019-09-12 | 2019-09-16 | 2020-09-16 | LG ELECTRONICS | LG 335N1C-V5 | Solar Panels |  | 0.335 | 14 | 309 | 32 |  | Fixed | Roof
Solar Registration Program | NJSRRE1542393418 | Colonia | 7067 | 10 | 13.4 | Residential | Yes | Behind the Meter | Pro Custom Solar dba Momentum Solar | PSE&G | Accepted | 2019-09-12 | 2019-09-16 | 2020-09-16 | LG ELECTRONICS | LG 335N1C-V5 | Solar Panels |  | 0.335 | 6 | 39 | 27 |  | Fixed | Roof
Solar Registration Program | NJSRRE1542393418 | Colonia | 7067 | 10 | 13.4 | Residential | Yes | Behind the Meter | Pro Custom Solar dba Momentum Solar | PSE&G | Accepted | 2019-09-12 | 2019-09-16 | 2020-09-16 | Enphase Energy | IQ7-60-2-US | Inverters | 250 |  | 40 |  |  | 0.97 |  | Outdoor | Roof
Solar Registration Program | NJSRRE1542507780 | Willingboro | 8046 | 13 | 13.4 | Residential | Yes | Behind the Meter | Pro Custom Solar dba Momentum Solar | PSE&G | Accepted | 2019-10-04 | 2019-10-09 | 2020-10-09 | LG ELECTRONICS | LG 335N1C-A5 | Solar Panels |  | 0.335 | 21 | 198 | 28 |  | Fixed | Roof
Solar Registration Program | NJSRRE1542507780 | Willingboro | 8046 | 13 | 13.4 | Residential | Yes | Behind the Meter | Pro Custom Solar dba Momentum Solar | PSE&G | Accepted | 2019-10-04 | 2019-10-09 | 2020-10-09 | LG ELECTRONICS | LG 335N1C-A5 | Solar Panels |  | 0.335 | 19 | 18 | 25 |  | Fixed | Roof
Solar Registration Program | NJSRRE1542507780 | Willingboro | 8046 | 13 | 13.4 | Residential | Yes | Behind the Meter | Pro Custom Solar dba Momentum Solar | PSE&G | Accepted | 2019-10-04 | 2019-10-09 | 2020-10-09 | Enphase Energy | IQ7-60-2-US | Inverters | 250 |  | 40 |  |  | 0.97 |  | Outdoor | Roof
Solar Registration Program | NJSRRE1542763464 | Netcong | 7857 | 3 | 13.4 | Residential | No | Behind the Meter | APEX Roofing, LLC. | JCP&L | Accepted | 2019-10-30 | 2019-11-04 | 2020-11-04 | LG Electronics | LG 335N1C-A5 | Solar Panels |  | 0.335 | 40 | Portrait | 22 |  | Fixed | Roof
Solar Registration Program | NJSRRE1542763464 | Netcong | 7857 | 3 | 13.4 | Residential | No | Behind the Meter | APEX Roofing, LLC. | JCP&L | Accepted | 2019-10-30 | 2019-11-04 | 2020-11-04 | Solar Edge | SE 11400A-US | Inverters | 11.4 |  | 1 |  |  | 0.98 |  | Outside | N/A
Solar Registration Program | NJSRRE1543065779 | Voorhees | 8043 | 14 | 13.4 | Residential | Yes | Behind the Meter | Pro Custom Solar dba Momentum Solar | AC Electric | Accepted | 2019-11-11 | 2019-11-13 | 2020-11-13 | LG Electronics | LG 335N1C-V5 | Solar Panels |  | 0.335 | 7 | 94 | 37 |  | Fixed | Roof
Solar Registration Program | NJSRRE1543065779 | Voorhees | 8043 | 14 | 13.4 | Residential | Yes | Behind the Meter | Pro Custom Solar dba Momentum Solar | AC Electric | Accepted | 2019-11-11 | 2019-11-13 | 2020-11-13 | LG Electronics | LG 335N1C-V5 | Solar Panels |  | 0.335 | 15 | 274 | 41 |  | Fixed | Roof
Solar Registration Program | NJSRRE1543065779 | Voorhees | 8043 | 14 | 13.4 | Residential | Yes | Behind the Meter | Pro Custom Solar dba Momentum Solar | AC Electric | Accepted | 2019-11-11 | 2019-11-13 | 2020-11-13 | LG Electronics | LG 335N1C-V5 | Solar Panels |  | 0.335 | 9 | 183 | 45 |  | Fixed | Roof
Solar Registration Program | NJSRRE1543065779 | Voorhees | 8043 | 14 | 13.4 | Residential | Yes | Behind the Meter | Pro Custom Solar dba Momentum Solar | AC Electric | Accepted | 2019-11-11 | 2019-11-13 | 2020-11-13 | LG Electronics | LG 335N1C-V5 | Solar Panels |  | 0.335 | 9 | 184 | 44 |  | Fixed | Roof
Solar Registration Program | NJSRRE1543065779 | Voorhees | 8043 | 14 | 13.4 | Residential | Yes | Behind the Meter | Pro Custom Solar dba Momentum Solar | AC Electric | Accepted | 2019-11-11 | 2019-11-13 | 2020-11-13 | Enphase | IQ7-60-2-US | Inverters | 250 |  | 40 |  |  | 0.97 |  | Outdoor | Roof
Solar Registration Program | NJSRRE1543182782 | West Berlin | 8402 | 19 | 13.4 | Residential | No | Behind the Meter | Maier Solar Engineering dba Solar Me | AC Electric | Accepted | 2019-11-13 | 2019-11-18 | 2020-11-18 | LG | LG335N1K-V5 | Solar Panels |  | 0.335 | 40 | 216 | 25 |  | Fixed | Roof
Solar Registration Program | NJSRRE1543182782 | West Berlin | 8402 | 19 | 13.4 | Residential | No | Behind the Meter | Maier Solar Engineering dba Solar Me | AC Electric | Accepted | 2019-11-13 | 2019-11-18 | 2020-11-18 | Solar Edge | SE11400H-US | Inverters | 11400 |  | 1 |  |  | 0.97 |  | Outside | Next to meter
Solar Registration Program | NJSRRE1543450956 | Hillsborough | 8844 | 5 | 13.4 | Residential | No | Behind the Meter | Green House Solar | PSE&G | Accepted | 2019-12-03 | 2019-12-03 | 2020-12-03 | Sunpower | X21-335-E-AC | Solar Panels |  | 0.335 | 23 | 186 | 40 |  | Fixed | Roof
Solar Registration Program | NJSRRE1543450956 | Hillsborough | 8844 | 5 | 13.4 | Residential | No | Behind the Meter | Green House Solar | PSE&G | Accepted | 2019-12-03 | 2019-12-03 | 2020-12-03 | Sunpower | X21-335-E-AC | Solar Panels |  | 0.335 | 17 | 97 | 18 |  | Fixed | Roof
Solar Registration Program | NJSRRE1543450956 | Hillsborough | 8844 | 5 | 13.4 | Residential | No | Behind the Meter | Green House Solar | PSE&G | Accepted | 2019-12-03 | 2019-12-03 | 2020-12-03 | Enphase | IQ7XS | Inverters | 315 |  | 40 |  |  | 0.975 |  | Other | Panel Mounted
Solar Registration Program | NJSRRE1540835570 | Delran | 8075 | 13 | 13.41 | Residential | Yes | Behind the Meter | Vision Solar LLC | PSE&G | Accepted | 2019-04-10 | 2019-04-11 | 2020-04-11 | sunpower | e20-327-e-ac | Solar Panels |  | 0.327 | 14 | 52 | 32 |  | Fixed | Roof
Solar Registration Program | NJSRRE1540835570 | Delran | 8075 | 13 | 13.41 | Residential | Yes | Behind the Meter | Vision Solar LLC | PSE&G | Accepted | 2019-04-10 | 2019-04-11 | 2020-04-11 | Sunpower | e20-327-e-ac | Solar Panels |  | 0.327 | 3 | 142 | 30 |  | Fixed | Roof
Solar Registration Program | NJSRRE1540835570 | Delran | 8075 | 13 | 13.41 | Residential | Yes | Behind the Meter | Vision Solar LLC | PSE&G | Accepted | 2019-04-10 | 2019-04-11 | 2020-04-11 | sunpower | e20-327-e-ac | Solar Panels |  | 0.327 | 24 | 232 | 32 |  | Fixed | Roof
Solar Registration Program | NJSRRE1540835570 | Delran | 8075 | 13 | 13.41 | Residential | Yes | Behind the Meter | Vision Solar LLC | PSE&G | Accepted | 2019-04-10 | 2019-04-11 | 2020-04-11 | Sunpower | e20-327-e-ac | Inverters | 0.327 |  | 41 |  |  | 0.96 |  | Other | behind panels
Solar Registration Program | NJSRRE1541041056 | Pennsauken Township | 8110 | 14 | 13.41 | Residential | Yes | Behind the Meter | SunnyMac LLC | PSE&G | Accepted | 2019-05-28 | 2019-05-29 | 2020-05-29 | Sunpower | SPR-E20-327 | Solar Panels |  | 0.327 | 14 | 151 | 22 |  | Fixed | Roof
Solar Registration Program | NJSRRE1541041056 | Pennsauken Township | 8110 | 14 | 13.41 | Residential | Yes | Behind the Meter | SunnyMac LLC | PSE&G | Accepted | 2019-05-28 | 2019-05-29 | 2020-05-29 | Sunpower | SPR-E20-327 | Solar Panels |  | 0.327 | 6 | 241 | 22 |  | Fixed | Roof
Solar Registration Program | NJSRRE1541041056 | Pennsauken Township | 8110 | 14 | 13.41 | Residential | Yes | Behind the Meter | SunnyMac LLC | PSE&G | Accepted | 2019-05-28 | 2019-05-29 | 2020-05-29 | Sunpower | SPR-E20-327 | Solar Panels |  | 0.327 | 9 | 331 | 22 |  | Fixed | Roof
Solar Registration Program | NJSRRE1541041056 | Pennsauken Township | 8110 | 14 | 13.41 | Residential | Yes | Behind the Meter | SunnyMac LLC | PSE&G | Accepted | 2019-05-28 | 2019-05-29 | 2020-05-29 | Sunpower | SPR-E20-327 | Solar Panels |  | 0.327 | 12 | 61 | 22 |  | Fixed | Roof
Solar Registration Program | NJSRRE1541041056 | Pennsauken Township | 8110 | 14 | 13.41 | Residential | Yes | Behind the Meter | SunnyMac LLC | PSE&G | Accepted | 2019-05-28 | 2019-05-29 | 2020-05-29 | Sunpower | SPR-E20-327 | Inverters | 0.32 |  | 41 |  |  | 0.99 |  | Outdoor | roof
Solar Registration Program | NJSRRE1541673211 | Paramus | 7652 | 7 | 13.41 | Residential | Yes | Behind the Meter | Ad Energy | PSE&G | Accepted | 2019-07-16 | 2019-07-18 | 2020-07-18 | SunPower | SPR-E20-327-E-AC | Solar Panels |  | 0.327 | 6 | 112 | 23 |  | Fixed | Roof
Solar Registration Program | NJSRRE1541673211 | Paramus | 7652 | 7 | 13.41 | Residential | Yes | Behind the Meter | Ad Energy | PSE&G | Accepted | 2019-07-16 | 2019-07-18 | 2020-07-18 | SunPower | SPR-E20-327-E-AC | Solar Panels |  | 0.327 | 16 | 202 | 23 |  | Fixed | Roof
Solar Registration Program | NJSRRE1541673211 | Paramus | 7652 | 7 | 13.41 | Residential | Yes | Behind the Meter | Ad Energy | PSE&G | Accepted | 2019-07-16 | 2019-07-18 | 2020-07-18 | SunPower | SPR-E20-327-E-AC | Solar Panels |  | 0.327 | 9 | 292 | 23 |  | Fixed | Roof
Solar Registration Program | NJSRRE1541673211 | Paramus | 7652 | 7 | 13.41 | Residential | Yes | Behind the Meter | Ad Energy | PSE&G | Accepted | 2019-07-16 | 2019-07-18 | 2020-07-18 | SunPower | SPR-E20-327-E-AC | Solar Panels |  | 0.327 | 10 | 112 | 23 |  | Fixed | Roof
Solar Registration Program | NJSRRE1541673211 | Paramus | 7652 | 7 | 13.41 | Residential | Yes | Behind the Meter | Ad Energy | PSE&G | Accepted | 2019-07-16 | 2019-07-18 | 2020-07-18 | Enphase Energy | IQ7XS-96-ACM-US | Inverters | 315 |  | 41 |  |  | 0.975 |  | Outdoor | At each panel
Solar Registration Program | NJSRRE1541673211 | Paramus | 7652 | 7 | 13.41 | Residential | Yes | Behind the Meter | Ad Energy | PSE&G | Accepted | 2019-07-16 | 2019-07-18 | 2020-07-18 | SunPower | PVS6 | Meters |  |  | 1 |  |  |  | Yes | Outdoor
Solar Registration Program | NJSRRE1541862162 | Irvington | 7111 | 9 | 13.41 | Residential | Yes | Behind the Meter | Kamtech Solar Solutions | PSE&G | Accepted | 2019-08-20 | 2019-10-22 | 2020-10-22 | Sunpower Corporation | SPR-E20-327-E-AC | Solar Panels |  | 0.327 | 24 | 227 | 32 |  | Fixed | Roof | Roof of home
Solar Registration Program | NJSRRE1541862162 | Irvington | 7111 | 9 | 13.41 | Residential | Yes | Behind the Meter | Kamtech Solar Solutions | PSE&G | Accepted | 2019-08-20 | 2019-10-22 | 2020-10-22 | Sunpower Corporation | SPR-E20-327-E-AC | Solar Panels |  | 0.327 | 17 | 47 | 32 |  | Fixed | Roof | Roof of home
Solar Registration Program | NJSRRE1541862162 | Irvington | 7111 | 9 | 13.41 | Residential | Yes | Behind the Meter | Kamtech Solar Solutions | PSE&G | Accepted | 2019-08-20 | 2019-10-22 | 2020-10-22 | Enphase Energy | IQ-7X | Inverters | 315 |  | 41 |  |  | 0.975 |  | Outdoor | underneath each PV module
Solar Registration Program | NJSRRE1542421595 | Deptford TWP | 8096 | 15 | 13.41 | Residential | Yes | Behind the Meter | Vision Solar LLC | PSE&G | Accepted | 2019-09-19 | 2019-09-23 | 2020-09-23 | sunpower | e20-327-e-ac | Solar Panels |  | 0.327 | 2 | 291 | 14 |  | Fixed | Roof
Solar Registration Program | NJSRRE1542421595 | Deptford TWP | 8096 | 15 | 13.41 | Residential | Yes | Behind the Meter | Vision Solar LLC | PSE&G | Accepted | 2019-09-19 | 2019-09-23 | 2020-09-23 | sunpower | e20-327-e-ac | Solar Panels |  | 0.327 | 2 | 111 | 14 |  | Fixed | Roof
Solar Registration Program | NJSRRE1542421595 | Deptford TWP | 8096 | 15 | 13.41 | Residential | Yes | Behind the Meter | Vision Solar LLC | PSE&G | Accepted | 2019-09-19 | 2019-09-23 | 2020-09-23 | sunpower | e20-327-e-ac | Solar Panels |  | 0.327 | 4 | 201 | 8 |  | Fixed | Pole
Solar Registration Program | NJSRRE1542421595 | Deptford TWP | 8096 | 15 | 13.41 | Residential | Yes | Behind the Meter | Vision Solar LLC | PSE&G | Accepted | 2019-09-19 | 2019-09-23 | 2020-09-23 | sunpower | e20-327-e-ac | Solar Panels |  | 0.327 | 15 | 111 | 30 |  | Fixed | Roof
Solar Registration Program | NJSRRE1542421595 | Deptford TWP | 8096 | 15 | 13.41 | Residential | Yes | Behind the Meter | Vision Solar LLC | PSE&G | Accepted | 2019-09-19 | 2019-09-23 | 2020-09-23 | sunpower | e20-327-e-ac | Solar Panels |  | 0.327 | 18 | 291 | 30 |  | Fixed | Roof
Solar Registration Program | NJSRRE1542421595 | Deptford TWP | 8096 | 15 | 13.41 | Residential | Yes | Behind the Meter | Vision Solar LLC | PSE&G | Accepted | 2019-09-19 | 2019-09-23 | 2020-09-23 | sunpower | e20-327-e-ac | Inverters | 0.32 |  | 41 |  |  | 0.96 |  | Other | behind panels
Solar Registration Program | NJSRRE1542515163 | Williamstown | 8094 | 15 | 13.41 | Residential | Yes | Behind the Meter | SunnyMac LLC | AC Electric | Accepted | 2019-10-08 | 2019-10-10 | 2020-10-10 | SunPower | SPR-E20-327 | Solar Panels |  | 0.327 | 18 | 164 | 18 |  | Fixed | Roof
Solar Registration Program | NJSRRE1542515163 | Williamstown | 8094 | 15 | 13.41 | Residential | Yes | Behind the Meter | SunnyMac LLC | AC Electric | Accepted | 2019-10-08 | 2019-10-10 | 2020-10-10 | SunPower | SPR-E20-327 | Solar Panels |  | 0.327 | 11 | 74 | 18 |  | Fixed | Roof
Solar Registration Program | NJSRRE1542515163 | Williamstown | 8094 | 15 | 13.41 | Residential | Yes | Behind the Meter | SunnyMac LLC | AC Electric | Accepted | 2019-10-08 | 2019-10-10 | 2020-10-10 | SunPower | SPR-E20-327 | Solar Panels |  | 0.327 | 12 | 254 | 18 |  | Fixed | Roof
Solar Registration Program | NJSRRE1542515163 | Williamstown | 8094 | 15 | 13.41 | Residential | Yes | Behind the Meter | SunnyMac LLC | AC Electric | Accepted | 2019-10-08 | 2019-10-10 | 2020-10-10 | Enphase | IQ7XS-96-ACM-US | Inverters | 0.315 |  | 41 |  |  | 0.99 |  | Outdoor | Roof
Solar Registration Program | NJSRRE1542518885 | Basking Ridge | 7920 | 5 | 13.41 | Residential | Yes | Behind the Meter | Vision Solar LLC | JCP&L | Final As-Built Received | 2019-10-09 | 2019-10-11 | 2020-10-11 | sunpower | e20-327-e-ac | Solar Panels |  | 0.327 | 30 | 167 | 37 |  | Double Axis | Roof
Solar Registration Program | NJSRRE1542518885 | Basking Ridge | 7920 | 5 | 13.41 | Residential | Yes | Behind the Meter | Vision Solar LLC | JCP&L | Final As-Built Received | 2019-10-09 | 2019-10-11 | 2020-10-11 | sunpower | e20-327-e-ac | Solar Panels |  | 0.327 | 11 | 167 | 24 |  | Fixed | Roof
Solar Registration Program | NJSRRE1542518885 | Basking Ridge | 7920 | 5 | 13.41 | Residential | Yes | Behind the Meter | Vision Solar LLC | JCP&L | Final As-Built Received | 2019-10-09 | 2019-10-11 | 2020-10-11 | sunpower | e20-327-e-ac | Inverters | 0.32 |  | 41 |  |  | 0.96 |  | Other | behind panels
Solar Registration Program | NJSRRE1542832973 | Mansfield | 8022 | 13 | 13.41 | Residential | No | Behind the Meter | Ad Energy | PSE&G | Accepted | 2019-10-30 | 2019-11-01 | 2020-11-01 | SunPower | SPR-E20-327-E-AC | Solar Panels |  | 0.327 | 6 | 68 | 27 |  | Fixed | Roof
Solar Registration Program | NJSRRE1542832973 | Mansfield | 8022 | 13 | 13.41 | Residential | No | Behind the Meter | Ad Energy | PSE&G | Accepted | 2019-10-30 | 2019-11-01 | 2020-11-01 | SunPower | SPR-E20-327-E-AC | Solar Panels |  | 0.327 | 2 | 158 | 27 |  | Fixed | Roof
Solar Registration Program | NJSRRE1542832973 | Mansfield | 8022 | 13 | 13.41 | Residential | No | Behind the Meter | Ad Energy | PSE&G | Accepted | 2019-10-30 | 2019-11-01 | 2020-11-01 | SunPower | SPR-E20-327-E-AC | Solar Panels |  | 0.327 | 3 | 158 | 27 |  | Fixed | Roof
Solar Registration Program | NJSRRE1542832973 | Mansfield | 8022 | 13 | 13.41 | Residential | No | Behind the Meter | Ad Energy | PSE&G | Accepted | 2019-10-30 | 2019-11-01 | 2020-11-01 | SunPower | SPR-E20-327-E-AC | Solar Panels |  | 0.327 | 14 | 158 | 27 |  | Fixed | Roof
Solar Registration Program | NJSRRE1542832973 | Mansfield | 8022 | 13 | 13.41 | Residential | No | Behind the Meter | Ad Energy | PSE&G | Accepted | 2019-10-30 | 2019-11-01 | 2020-11-01 | SunPower | SPR-E20-327-E-AC | Solar Panels |  | 0.327 | 4 | 68 | 27 |  | Fixed | Roof
Solar Registration Program | NJSRRE1542832973 | Mansfield | 8022 | 13 | 13.41 | Residential | No | Behind the Meter | Ad Energy | PSE&G | Accepted | 2019-10-30 | 2019-11-01 | 2020-11-01 | SunPower | SPR-E20-327-E-AC | Solar Panels |  | 0.327 | 9 | 248 | 27 |  | Fixed | Roof
Solar Registration Program | NJSRRE1542832973 | Mansfield | 8022 | 13 | 13.41 | Residential | No | Behind the Meter | Ad Energy | PSE&G | Accepted | 2019-10-30 | 2019-11-01 | 2020-11-01 | SunPower | SPR-E20-327-E-AC | Solar Panels |  | 0.327 | 3 | 158 | 27 |  | Fixed | Roof
Solar Registration Program | NJSRRE1542832973 | Mansfield | 8022 | 13 | 13.41 | Residential | No | Behind the Meter | Ad Energy | PSE&G | Accepted | 2019-10-30 | 2019-11-01 | 2020-11-01 | SunPower | SPR-E20-327-E-AC | Inverters | 315 |  | 41 |  |  | 0.975 |  | Outdoor | At each panel
Solar Registration Program | NJSRRE1543191469 | Leonia | 7605 | 7 | 13.41 | Residential | Yes | Behind the Meter | SunPower Corporation, Systems | PSE&G | Accepted | 2019-11-13 | 2019-11-18 | 2020-11-18 | SUNPOWER | SPR-E20-327-E-AC | Solar Panels |  | 0.327 | 21 | 205 | 40 |  | Fixed | Roof
Solar Registration Program | NJSRRE1543191469 | Leonia | 7605 | 7 | 13.41 | Residential | Yes | Behind the Meter | SunPower Corporation, Systems | PSE&G | Accepted | 2019-11-13 | 2019-11-18 | 2020-11-18 | SUNPOWER | SPR-E20-327-E-AC | Solar Panels |  | 0.327 | 20 | 25 | 40 |  | Fixed | Roof
Solar Registration Program | NJSRRE1543474379 | Sandyston | 7826 | 1 | 13.41 | Residential | Yes | Behind the Meter | Seabright Solar | JCP&L | Accepted | 2019-12-03 | 2019-12-05 | 2020-12-05 | Sunpower | SPR-E20-327 | Solar Panels |  | 0.327 | 2 | 113 | 23 |  | Fixed | Roof
Solar Registration Program | NJSRRE1543474379 | Sandyston | 7826 | 1 | 13.41 | Residential | Yes | Behind the Meter | Seabright Solar | JCP&L | Accepted | 2019-12-03 | 2019-12-05 | 2020-12-05 | Sunpower | SPR-E20-327 | Solar Panels |  | 0.327 | 16 | 113 | 23 |  | Fixed | Roof
Solar Registration Program | NJSRRE1543474379 | Sandyston | 7826 | 1 | 13.41 | Residential | Yes | Behind the Meter | Seabright Solar | JCP&L | Accepted | 2019-12-03 | 2019-12-05 | 2020-12-05 | Sunpower | SPR-E20-327 | Solar Panels |  | 0.327 | 23 | 293 | 23 |  | Fixed | Roof
Solar Registration Program | NJSRRE1543474379 | Sandyston | 7826 | 1 | 13.41 | Residential | Yes | Behind the Meter | Seabright Solar | JCP&L | Accepted | 2019-12-03 | 2019-12-05 | 2020-12-05 | Sunpower | SPR-E20-327 | Inverters | 0.32 |  | 41 |  |  | 0.99 |  | Outside | Roof
Solar Registration Program | NJSRRE1540486043 | Bridgeton | 8302 | 20 | 13.42 | Residential | Yes | Behind the Meter | Solar Energy World | AC Electric | Accepted | 2019-03-14 | 2019-03-15 | 2020-03-15 | Longi Green Energy Technolgoy | LR6-60PB-305M | Solar Panels |  | 0.305 | 44 | 138 | 18 |  | Fixed | Roof
Solar Registration Program | NJSRRE1540486043 | Bridgeton | 8302 | 20 | 13.42 | Residential | Yes | Behind the Meter | Solar Energy World | AC Electric | Accepted | 2019-03-14 | 2019-03-15 | 2020-03-15 | Solar Edge Technologies | SE10000A-USRGM | Inverters | 10000 |  | 1 |  |  | 0.975 |  | Outdoor | near meter
Solar Registration Program | NJSRRE1540486043 | Bridgeton | 8302 | 20 | 13.42 | Residential | Yes | Behind the Meter | Solar Energy World | AC Electric | Accepted | 2019-03-14 | 2019-03-15 | 2020-03-15 | Solar Edge Technologies | SE3000H-USRGM | Inverters | 3000 |  | 1 |  |  | 0.99 |  | Outdoor | near meter
Solar Registration Program | NJSRRE1542202698 | Voorhees | 8043 | 14 | 13.42 | Residential | Yes | Behind the Meter | All Season Solar | AC Electric | Final As-Built Received | 2019-09-04 | 2019-09-09 | 2020-09-09 | Trina | TSMDD05AII 305w | Solar Panels |  | 0.305 | 44 | 163 | 24 |  | Fixed | Roof
Solar Registration Program | NJSRRE1542202698 | Voorhees | 8043 | 14 | 13.42 | Residential | Yes | Behind the Meter | All Season Solar | AC Electric | Final As-Built Received | 2019-09-04 | 2019-09-09 | 2020-09-09 | Itron | Centron | Meters |  |  | 1 |  |  |  | Yes | Outdoor
Solar Registration Program | NJSRRE1542202698 | Voorhees | 8043 | 14 | 13.42 | Residential | Yes | Behind the Meter | All Season Solar | AC Electric | Final As-Built Received | 2019-09-04 | 2019-09-09 | 2020-09-09 | Enphase | IQ7 | Inverters | 240 |  | 44 |  |  | 0.97 |  | Outdoor | under modules
Solar Registration Program | NJSRRE1542394375 | Hopatcong | 7843 | 1 | 13.42 | Residential | Yes | Behind the Meter | 1st Light Energy Inc | JCP&L | Accepted | 2019-09-12 | 2019-09-18 | 2020-09-18 | Trina | TSM-305DD05A.05 | Solar Panels |  | 0.305 | 24 | 252 | 30 |  | Fixed | Roof
Solar Registration Program | NJSRRE1542394375 | Hopatcong | 7843 | 1 | 13.42 | Residential | Yes | Behind the Meter | 1st Light Energy Inc | JCP&L | Accepted | 2019-09-12 | 2019-09-18 | 2020-09-18 | Trina | TSM-305DD05A.05 | Solar Panels |  | 0.305 | 20 | 73 | 30 |  | Fixed | Roof
Solar Registration Program | NJSRRE1542394375 | Hopatcong | 7843 | 1 | 13.42 | Residential | Yes | Behind the Meter | 1st Light Energy Inc | JCP&L | Accepted | 2019-09-12 | 2019-09-18 | 2020-09-18 | SMA | SB 5.0-US | Inverters | 5000 |  | 2 |  |  | 0.97 |  | Outside | within 10 feet from meter
Solar Registration Program | NJSRRE1542578690 | Roseland Boro | 7068 | 9 | 13.42 | Residential | No | Behind the Meter | EMT Renewables | PSE&G | Accepted | 2019-10-23 | 2019-10-25 | 2020-10-25 | Trina | TSM-305-Allmax-BLK | Solar Panels |  | 0.305 | 5 | 121 | 24 |  | Fixed | Roof
Solar Registration Program | NJSRRE1542578690 | Roseland Boro | 7068 | 9 | 13.42 | Residential | No | Behind the Meter | EMT Renewables | PSE&G | Accepted | 2019-10-23 | 2019-10-25 | 2020-10-25 | Trina | TSM-305-Allmax-BLK | Solar Panels |  | 0.305 | 31 | 211 | 24 |  | Fixed | Roof
Solar Registration Program | NJSRRE1542578690 | Roseland Boro | 7068 | 9 | 13.42 | Residential | No | Behind the Meter | EMT Renewables | PSE&G | Accepted | 2019-10-23 | 2019-10-25 | 2020-10-25 | Trina | TSM-305-Allmax-BLK | Solar Panels |  | 0.305 | 8 | 121 | 24 |  | Fixed | Roof
Solar Registration Program | NJSRRE1542578690 | Roseland Boro | 7068 | 9 | 13.42 | Residential | No | Behind the Meter | EMT Renewables | PSE&G | Accepted | 2019-10-23 | 2019-10-25 | 2020-10-25 | SolarEdge | SE10000H-US | Inverters | 10000 |  | 1 |  |  | 0.95 |  | Other | next to meter
Solar Registration Program | NJSRRE1541676435 | Pleasantville | 8232 | 19 | 13.44 | Residential | Yes | Behind the Meter | Castle Energy, LLC | AC Electric | Accepted | 2019-07-17 | 2019-07-22 | 2020-07-22 | LG Electronics | LG320-N1K-A5 | Solar Panels |  | 0.32 | 11 | 115 | 20 |  | Fixed | Roof
Solar Registration Program | NJSRRE1541676435 | Pleasantville | 8232 | 19 | 13.44 | Residential | Yes | Behind the Meter | Castle Energy, LLC | AC Electric | Accepted | 2019-07-17 | 2019-07-22 | 2020-07-22 | LG Electronics | LG320N1K-A5 | Solar Panels |  | 0.32 | 12 | 296 | 20 |  | Fixed | Roof
Solar Registration Program | NJSRRE1541676435 | Pleasantville | 8232 | 19 | 13.44 | Residential | Yes | Behind the Meter | Castle Energy, LLC | AC Electric | Accepted | 2019-07-17 | 2019-07-22 | 2020-07-22 | LG Electronics | LG320N1K-A5 | Solar Panels |  | 0.32 | 3 | 116 | 20 |  | Fixed | Roof
Solar Registration Program | NJSRRE1541676435 | Pleasantville | 8232 | 19 | 13.44 | Residential | Yes | Behind the Meter | Castle Energy, LLC | AC Electric | Accepted | 2019-07-17 | 2019-07-22 | 2020-07-22 | LG Electronics | LG320N1K-A5 | Solar Panels |  | 0.32 | 8 | 295 | 20 |  | Fixed | Roof
Solar Registration Program | NJSRRE1541676435 | Pleasantville | 8232 | 19 | 13.44 | Residential | Yes | Behind the Meter | Castle Energy, LLC | AC Electric | Accepted | 2019-07-17 | 2019-07-22 | 2020-07-22 | LG Electronics | LG320N1K-A5 | Solar Panels |  | 0.32 | 8 | 116 | 20 |  | Fixed | Roof
Solar Registration Program | NJSRRE1541676435 | Pleasantville | 8232 | 19 | 13.44 | Residential | Yes | Behind the Meter | Castle Energy, LLC | AC Electric | Accepted | 2019-07-17 | 2019-07-22 | 2020-07-22 | Enphase Energy | IQ7-60-2-US | Inverters | 240 |  | 42 |  |  | 0.967 |  | Outside | on the rooftop under each solar panel
Solar Registration Program | NJSRRE1541680495 | Pleasantville | 8232 | 19 | 13.44 | Residential | Yes | Behind the Meter | Castle Energy, LLC | AC Electric | Accepted | 2019-07-18 | 2019-07-22 | 2020-07-22 | LG Electronics | LG320E1K-A5 | Solar Panels |  | 0.32 | 21 | 298 | 34 |  | Fixed | Roof
Solar Registration Program | NJSRRE1541680495 | Pleasantville | 8232 | 19 | 13.44 | Residential | Yes | Behind the Meter | Castle Energy, LLC | AC Electric | Accepted | 2019-07-18 | 2019-07-22 | 2020-07-22 | LG Electronics | LG320E1K-A5 | Solar Panels |  | 0.32 | 15 | 118 | 34 |  | Fixed | Roof
Solar Registration Program | NJSRRE1541680495 | Pleasantville | 8232 | 19 | 13.44 | Residential | Yes | Behind the Meter | Castle Energy, LLC | AC Electric | Accepted | 2019-07-18 | 2019-07-22 | 2020-07-22 | LG Electronics | LG320E1K-A5 | Solar Panels |  | 0.32 | 3 | 118 | 13 |  | Fixed | Roof
Solar Registration Program | NJSRRE1541680495 | Pleasantville | 8232 | 19 | 13.44 | Residential | Yes | Behind the Meter | Castle Energy, LLC | AC Electric | Accepted | 2019-07-18 | 2019-07-22 | 2020-07-22 | LG Electronics | LG320E1K-A5 | Solar Panels |  | 0.32 | 3 | 208 | 16 |  | Fixed | Roof
Solar Registration Program | NJSRRE1541680495 | Pleasantville | 8232 | 19 | 13.44 | Residential | Yes | Behind the Meter | Castle Energy, LLC | AC Electric | Accepted | 2019-07-18 | 2019-07-22 | 2020-07-22 | Enphase Energy | IQ7-60-2-US | Inverters | 240 |  | 42 |  |  | 0.967 |  | Outside | on the rooftop under each solar panel
Solar Registration Program | NJSRRE1542440544 | East Brunswick | 8816 | 11 | 13.46 | Residential | Yes | Behind the Meter | Pro Custom Solar dba Momentum Solar | PSE&G | Accepted | 2019-09-25 | 2019-09-27 | 2020-09-27 | LG ELECTRONICS | LG 345N1C-V5 | Solar Panels |  | 0.345 | 4 | 219 | 19 |  | Fixed | Roof
Solar Registration Program | NJSRRE1542440544 | East Brunswick | 8816 | 11 | 13.46 | Residential | Yes | Behind the Meter | Pro Custom Solar dba Momentum Solar | PSE&G | Accepted | 2019-09-25 | 2019-09-27 | 2020-09-27 | LG ELECTRONICS | LG 345N1C-V5 | Solar Panels |  | 0.345 | 6 | 129 | 16 |  | Fixed | Roof
Solar Registration Program | NJSRRE1542440544 | East Brunswick | 8816 | 11 | 13.46 | Residential | Yes | Behind the Meter | Pro Custom Solar dba Momentum Solar | PSE&G | Accepted | 2019-09-25 | 2019-09-27 | 2020-09-27 | LG ELECTRONICS | LG 345N1C-V5 | Solar Panels |  | 0.345 | 4 | 219 | 15 |  | Fixed | Roof
Solar Registration Program | NJSRRE1542440544 | East Brunswick | 8816 | 11 | 13.46 | Residential | Yes | Behind the Meter | Pro Custom Solar dba Momentum Solar | PSE&G | Accepted | 2019-09-25 | 2019-09-27 | 2020-09-27 | LG ELECTRONICS | LG 345N1C-V5 | Solar Panels |  | 0.345 | 4 | 219 | 10 |  | Fixed | Roof
Solar Registration Program | NJSRRE1542440544 | East Brunswick | 8816 | 11 | 13.46 | Residential | Yes | Behind the Meter | Pro Custom Solar dba Momentum Solar | PSE&G | Accepted | 2019-09-25 | 2019-09-27 | 2020-09-27 | LG ELECTRONICS | LG 345N1C-V5 | Solar Panels |  | 0.345 | 10 | 220 | 17 |  | Fixed | Roof
Solar Registration Program | NJSRRE1542440544 | East Brunswick | 8816 | 11 | 13.46 | Residential | Yes | Behind the Meter | Pro Custom Solar dba Momentum Solar | PSE&G | Accepted | 2019-09-25 | 2019-09-27 | 2020-09-27 | LG ELECTRONICS | LG 345N1C-V5 | Solar Panels |  | 0.345 | 6 | 309 | 17 |  | Fixed | Roof
Solar Registration Program | NJSRRE1542440544 | East Brunswick | 8816 | 11 | 13.46 | Residential | Yes | Behind the Meter | Pro Custom Solar dba Momentum Solar | PSE&G | Accepted | 2019-09-25 | 2019-09-27 | 2020-09-27 | LG ELECTRONICS | LG 345N1C-V5 | Solar Panels |  | 0.345 | 5 | 39 | 17 |  | Fixed | Roof
Solar Registration Program | NJSRRE1542440544 | East Brunswick | 8816 | 11 | 13.46 | Residential | Yes | Behind the Meter | Pro Custom Solar dba Momentum Solar | PSE&G | Accepted | 2019-09-25 | 2019-09-27 | 2020-09-27 | Enphase Energy | IQ7-60-2-US | Inverters | 250 |  | 39 |  |  | 0.97 |  | Outdoor | Roof
Solar Registration Program | NJSRRE1542461230 | Newton | 7860 | 1 | 13.46 | Residential | Yes | Behind the Meter | Pro Custom Solar dba Momentum Solar | JCP&L | Accepted | 2019-09-30 | 2019-10-02 | 2020-10-02 | LG ELECTRONICS | LG 345N1C-V5 | Solar Panels |  | 0.345 | 22 | 229 | 23 |  | Fixed | Roof
Solar Registration Program | NJSRRE1542461230 | Newton | 7860 | 1 | 13.46 | Residential | Yes | Behind the Meter | Pro Custom Solar dba Momentum Solar | JCP&L | Accepted | 2019-09-30 | 2019-10-02 | 2020-10-02 | LG ELECTRONICS | LG 345N1C-V5 | Solar Panels |  | 0.345 | 17 | 49 | 25 |  | Fixed | Roof
Solar Registration Program | NJSRRE1542461230 | Newton | 7860 | 1 | 13.46 | Residential | Yes | Behind the Meter | Pro Custom Solar dba Momentum Solar | JCP&L | Accepted | 2019-09-30 | 2019-10-02 | 2020-10-02 | Enphase Energy | IQ7-60-2-US | Inverters | 250 |  | 39 |  |  | 0.97 |  | Outdoor | Roof
Solar Registration Program | NJSRRE1542494086 | Plainfield | 7060 | 10 | 13.46 | Residential | Yes | Behind the Meter | Pro Custom Solar dba Momentum Solar | PSE&G | Accepted | 2019-10-02 | 2019-10-04 | 2020-10-04 | LG ELECTRONICS | LG 345N1C-V5 | Solar Panels |  | 0.345 | 19 | 266 | 32 |  | Fixed | Roof
Solar Registration Program | NJSRRE1542494086 | Plainfield | 7060 | 10 | 13.46 | Residential | Yes | Behind the Meter | Pro Custom Solar dba Momentum Solar | PSE&G | Accepted | 2019-10-02 | 2019-10-04 | 2020-10-04 | LG ELECTRONICS | LG 345N1C-V5 | Solar Panels |  | 0.345 | 20 | 86 | 32 |  | Fixed | Roof
Solar Registration Program | NJSRRE1542494086 | Plainfield | 7060 | 10 | 13.46 | Residential | Yes | Behind the Meter | Pro Custom Solar dba Momentum Solar | PSE&G | Accepted | 2019-10-02 | 2019-10-04 | 2020-10-04 | Enphase Energy | IQ7-60-2-US | Inverters | 250 |  | 39 |  |  | 0.97 |  | Outdoor | Roof
Solar Registration Program | NJSRRE1542687341 | Perth Amboy | 8861 | 11 | 13.46 | Residential | Yes | Behind the Meter | Pro Custom Solar dba Momentum Solar | PSE&G | Accepted | 2019-10-29 | 2019-10-31 | 2020-10-31 | LG Electronics | LG 345N1C-V5 | Solar Panels |  | 0.345 | 21 | 25 | 24 |  | Fixed | Roof
Solar Registration Program | NJSRRE1542687341 | Perth Amboy | 8861 | 11 | 13.46 | Residential | Yes | Behind the Meter | Pro Custom Solar dba Momentum Solar | PSE&G | Accepted | 2019-10-29 | 2019-10-31 | 2020-10-31 | Enphase Energy | IQ7PLUS-72-2-US | Inverters | 295 |  | 39 |  |  | 0.97 |  | Outdoor | Roof
Solar Registration Program | NJSRRE1542687341 | Perth Amboy | 8861 | 11 | 13.46 | Residential | Yes | Behind the Meter | Pro Custom Solar dba Momentum Solar | PSE&G | Accepted | 2019-10-29 | 2019-10-31 | 2020-10-31 | LG Electronics | LG 345N1C-V5 | Solar Panels |  | 0.345 | 18 | 205 | 23 |  | Fixed | Roof
Solar Registration Program | NJSRRE1543514794 | SAYREVILLE | 8859 | 11 | 13.46 | Residential | No | Behind the Meter | Pro Custom Solar dba Momentum Solar | JCP&L | Accepted | 2019-12-11 | 2019-12-16 | 2020-12-16 | LG ELECTRONICS | LG 345N1C-V5 | Solar Panels |  | 0.345 | 6 | 109 | 33 |  | Fixed | Roof
Solar Registration Program | NJSRRE1543514794 | SAYREVILLE | 8859 | 11 | 13.46 | Residential | No | Behind the Meter | Pro Custom Solar dba Momentum Solar | JCP&L | Accepted | 2019-12-11 | 2019-12-16 | 2020-12-16 | LG ELECTRONICS | LG 345N1C-V5 | Solar Panels |  | 0.345 | 22 | 289 | 33 |  | Fixed | Roof
Solar Registration Program | NJSRRE1543514794 | SAYREVILLE | 8859 | 11 | 13.46 | Residential | No | Behind the Meter | Pro Custom Solar dba Momentum Solar | JCP&L | Accepted | 2019-12-11 | 2019-12-16 | 2020-12-16 | LG ELECTRONICS | LG 345N1C-V5 | Solar Panels |  | 0.345 | 11 | 109 | 39 |  | Fixed | Roof
Solar Registration Program | NJSRRE1543514794 | SAYREVILLE | 8859 | 11 | 13.46 | Residential | No | Behind the Meter | Pro Custom Solar dba Momentum Solar | JCP&L | Accepted | 2019-12-11 | 2019-12-16 | 2020-12-16 | Enphase Energy | IQ7Plus-72-2-US | Inverters | 290 |  | 39 |  |  | 0.97 |  | Outdoor | Roof
Solar Registration Program | NJSRRE1540457068 | Hillsborough | 8844 | 5 | 13.5 | Commercial | No | Behind the Meter | Ampericon | JCP&L | Accepted | 2019-03-06 | 2019-03-25 | 2020-03-25 | Trina | TSM-300DD05A | Solar Panels |  | 0.3 | 45 | 180 | 25 |  | Fixed | Ground
Solar Registration Program | NJSRRE1540457068 | Hillsborough | 8844 | 5 | 13.5 | Commercial | No | Behind the Meter | Ampericon | JCP&L | Accepted | 2019-03-06 | 2019-03-25 | 2020-03-25 | EnPhase | IQ7-60-2-INT | Inverters | 250 |  | 45 |  |  | 0.965 |  | Other | Ground
Solar Registration Program | NJSRRE1541877966 | Hillsborough TWP | 8844 | 5 | 13.5 | Residential | No | Behind the Meter | 1st Light Energy Inc | PSE&G | Accepted | 2019-08-22 | 2019-08-27 | 2020-08-27 | Trina | 300DD05A.05 | Solar Panels |  | 0.3 | 6 | 285 | 18 |  | Fixed | Roof
Solar Registration Program | NJSRRE1541877966 | Hillsborough TWP | 8844 | 5 | 13.5 | Residential | No | Behind the Meter | 1st Light Energy Inc | PSE&G | Accepted | 2019-08-22 | 2019-08-27 | 2020-08-27 | Trina | 300DD05A.05 | Solar Panels |  | 0.3 | 21 | 105 | 18 |  | Fixed | Roof
Solar Registration Program | NJSRRE1541877966 | Hillsborough TWP | 8844 | 5 | 13.5 | Residential | No | Behind the Meter | 1st Light Energy Inc | PSE&G | Accepted | 2019-08-22 | 2019-08-27 | 2020-08-27 | Trina | 300DD05A.05 | Solar Panels |  | 0.3 | 18 | 105 | 18 |  | Fixed | Roof
Solar Registration Program | NJSRRE1541877966 | Hillsborough TWP | 8844 | 5 | 13.5 | Residential | No | Behind the Meter | 1st Light Energy Inc | PSE&G | Accepted | 2019-08-22 | 2019-08-27 | 2020-08-27 | Solaredge | SE11400H-USRGM | Inverters | 11400 |  | 1 |  |  | 0.99 |  | Outdoor | withing 10 feet from meter
Solar Registration Program | NJSRRE1542408464 | Sickerville | 8081 | 14 | 13.5 | Residential | Yes | Behind the Meter | Bright Planet Solar | AC Electric | Accepted | 2019-09-15 | 2019-09-18 | 2020-09-18 | Trina Solar | TSM-DD05A.18(II) 300W | Solar Panels |  | 0.3 | 23 | 34 | 27 |  | Fixed | Roof
Solar Registration Program | NJSRRE1542408464 | Sickerville | 8081 | 14 | 13.5 | Residential | Yes | Behind the Meter | Bright Planet Solar | AC Electric | Accepted | 2019-09-15 | 2019-09-18 | 2020-09-18 | Trina Solar | TSM-DD05A.18(II) 300W | Solar Panels |  | 0.3 | 22 | 214 | 27 |  | Fixed | Roof
Solar Registration Program | NJSRRE1542408464 | Sickerville | 8081 | 14 | 13.5 | Residential | Yes | Behind the Meter | Bright Planet Solar | AC Electric | Accepted | 2019-09-15 | 2019-09-18 | 2020-09-18 | Solar Edge | SE11400H-USRGM | Inverters | 11400 |  | 1 |  |  | 0.98 |  | Outdoor | Next to Meter
Solar Registration Program | NJSRRE1542561538 | Little Egg Harbor | 8087 | 18 | 13.5 | Residential | No | Behind the Meter | Self Install | AC Electric | Accepted | 2019-10-20 | 2019-10-23 | 2020-10-23 | Mission Solar | MSE375SQ9S | Solar Panels |  | 0.375 | 36 | Portrait | 22 |  | Fixed | Roof
Solar Registration Program | NJSRRE1542561538 | Little Egg Harbor | 8087 | 18 | 13.5 | Residential | No | Behind the Meter | Self Install | AC Electric | Accepted | 2019-10-20 | 2019-10-23 | 2020-10-23 | Solaredge | SE10000H-US000BNC4 | Inverters | 10000 |  | 1 |  |  | 0.992 |  | Outside | Roof
Solar Registration Program | NJSRRE1542575993 | Howell | 7731 | 17 | 13.5 | Residential | No | Behind the Meter | EMT Renewables | JCP&L | Accepted | 2019-10-22 | 2019-10-24 | 2020-10-24 | Trina | TSM - 300 - Allmax - BLK | Solar Panels |  | 0.3 | 45 | 245 | 20 |  | Fixed | Roof
Solar Registration Program | NJSRRE1542575993 | Howell | 7731 | 17 | 13.5 | Residential | No | Behind the Meter | EMT Renewables | JCP&L | Accepted | 2019-10-22 | 2019-10-24 | 2020-10-24 | SolarEdge | SE11400H-US | Inverters | 11400 |  | 1 |  |  | 0.95 |  | Other | Next to meter.
Solar Registration Program | NJSRRE1543586364 | Salem | 8079 | 16 | 13.5 | Residential | Yes | Behind the Meter | RCL Enterprises Inc. | AC Electric | Accepted | 2019-12-20 | 2019-12-26 | 2020-12-26 | jinko | JKM300M-60 | Solar Panels |  | 0.3 | 42 | 193 | 32 |  | Fixed | Roof
Solar Registration Program | NJSRRE1543586364 | Salem | 8079 | 16 | 13.5 | Residential | Yes | Behind the Meter | RCL Enterprises Inc. | AC Electric | Accepted | 2019-12-20 | 2019-12-26 | 2020-12-26 | jinko | JKM300M-60 | Solar Panels |  | 0.3 | 3 | 193 | 11 |  | Fixed | Roof
Solar Registration Program | NJSRRE1543586364 | Salem | 8079 | 16 | 13.5 | Residential | Yes | Behind the Meter | RCL Enterprises Inc. | AC Electric | Accepted | 2019-12-20 | 2019-12-26 | 2020-12-26 | enphase | iq7 | Inverters | 12600 |  | 42 |  |  | 0.96 |  | Outside | under panels
Solar Registration Program | NJSRRE1543586364 | Salem | 8079 | 16 | 13.5 | Residential | Yes | Behind the Meter | RCL Enterprises Inc. | AC Electric | Accepted | 2019-12-20 | 2019-12-26 | 2020-12-26 | enphase | iq7 | Inverters | 900 |  | 3 |  |  | 0.96 |  | Outside | under panels
Solar Registration Program | NJSRRE1540285854 | Woodland Park | 7424 | 6 | 13.52 | Residential | Yes | Behind the Meter | Vivint Solar Developer, LLC | PSE&G | Accepted | 2019-01-28 | 2019-01-29 | 2020-01-29 | Trina Solar | TSM-260 PD05.08 | Solar Panels |  | 0.26 | 16 | 112 | 31 |  | Fixed | Roof
Solar Registration Program | NJSRRE1540285854 | Woodland Park | 7424 | 6 | 13.52 | Residential | Yes | Behind the Meter | Vivint Solar Developer, LLC | PSE&G | Accepted | 2019-01-28 | 2019-01-29 | 2020-01-29 | Trina Solar | TSM-260 PD05.08 | Solar Panels |  | 0.26 | 13 | 202 | 31 |  | Fixed | Roof
Solar Registration Program | NJSRRE1540285854 | Woodland Park | 7424 | 6 | 13.52 | Residential | Yes | Behind the Meter | Vivint Solar Developer, LLC | PSE&G | Accepted | 2019-01-28 | 2019-01-29 | 2020-01-29 | Trina Solar | TSM-260 PD05.08 | Solar Panels |  | 0.26 | 15 | 112 | 31 |  | Fixed | Roof
Solar Registration Program | NJSRRE1540285854 | Woodland Park | 7424 | 6 | 13.52 | Residential | Yes | Behind the Meter | Vivint Solar Developer, LLC | PSE&G | Accepted | 2019-01-28 | 2019-01-29 | 2020-01-29 | Trina Solar | TSM-260 PD05.08 | Solar Panels |  | 0.26 | 8 | 112 | 31 |  | Fixed | Roof
Solar Registration Program | NJSRRE1540285854 | Woodland Park | 7424 | 6 | 13.52 | Residential | Yes | Behind the Meter | Vivint Solar Developer, LLC | PSE&G | Accepted | 2019-01-28 | 2019-01-29 | 2020-01-29 | Enphase Energy | M215-60-2LL-S2x | Inverters | 215 |  | 52 |  |  | 0.96 |  | Other | Underneath each module.
Solar Registration Program | NJSRRE1541814994 | WAYNE | 7470 | 6 | 13.52 | Residential | Yes | Behind the Meter | Vivint Solar Developer, LLC | PSE&G | Accepted | 2019-08-13 | 2019-08-23 | 2020-08-23 | Trina Solar | TSM-260 PD05.08 | Solar Panels |  | 0.26 | 25 | 141 | 36 |  | Fixed | Roof
Solar Registration Program | NJSRRE1541814994 | WAYNE | 7470 | 6 | 13.52 | Residential | Yes | Behind the Meter | Vivint Solar Developer, LLC | PSE&G | Accepted | 2019-08-13 | 2019-08-23 | 2020-08-23 | Trina Solar | TSM-260 PD05.08 | Solar Panels |  | 0.26 | 12 | 321 | 21 |  | Fixed | Roof
Solar Registration Program | NJSRRE1541814994 | WAYNE | 7470 | 6 | 13.52 | Residential | Yes | Behind the Meter | Vivint Solar Developer, LLC | PSE&G | Accepted | 2019-08-13 | 2019-08-23 | 2020-08-23 | Trina Solar | TSM-260 PD05.08 | Solar Panels |  | 0.26 | 15 | 141 | 21 |  | Fixed | Roof
Solar Registration Program | NJSRRE1541814994 | WAYNE | 7470 | 6 | 13.52 | Residential | Yes | Behind the Meter | Vivint Solar Developer, LLC | PSE&G | Accepted | 2019-08-13 | 2019-08-23 | 2020-08-23 | Enphase Energy | M215-60-2LL-S22-IG | Inverters | 215 |  | 52 |  |  | 0.96 |  | Other | Underneath Each Module
Solar Registration Program | NJSRRE1540305156 | Sewell | 8080 | 15 | 13.53 | Residential | No | Behind the Meter | NJ Solar Power, LLC | AC Electric | Accepted | 2019-01-31 | 2019-02-01 | 2020-02-01 | Panasonic | VBHN330SA17 | Solar Panels |  | 0.33 | 15 | 106 | 35 |  | Fixed | Roof
Solar Registration Program | NJSRRE1540305156 | Sewell | 8080 | 15 | 13.53 | Residential | No | Behind the Meter | NJ Solar Power, LLC | AC Electric | Accepted | 2019-01-31 | 2019-02-01 | 2020-02-01 | Panasonic | VBHN330SA17 | Solar Panels |  | 0.33 | 12 | 106 | 35 |  | Fixed | Roof
Solar Registration Program | NJSRRE1540305156 | Sewell | 8080 | 15 | 13.53 | Residential | No | Behind the Meter | NJ Solar Power, LLC | AC Electric | Accepted | 2019-01-31 | 2019-02-01 | 2020-02-01 | Panasonic | VBHN330SA17 | Solar Panels |  | 0.33 | 14 | 196 | 25 |  | Fixed | Roof
Solar Registration Program | NJSRRE1540305156 | Sewell | 8080 | 15 | 13.53 | Residential | No | Behind the Meter | NJ Solar Power, LLC | AC Electric | Accepted | 2019-01-31 | 2019-02-01 | 2020-02-01 | Solaredge | SE11400H-US | Inverters | 11400 |  | 1 |  |  | 0.99 |  | Indoor | basement
Solar Registration Program | NJSRRE1540768065 | Bedminster | 7921 | 5 | 13.53 | Residential | No | Behind the Meter | Helios Solar Energy, LLC | JCP&L | Accepted | 2019-04-02 | 2019-04-03 | 2020-04-03 | Solar Edge | SE7600H-US | Inverters | 7600 |  | 2 |  |  | 0.97 |  | Outside | next to meter
Solar Registration Program | NJSRRE1540768065 | Bedminster | 7921 | 5 | 13.53 | Residential | No | Behind the Meter | Helios Solar Energy, LLC | JCP&L | Accepted | 2019-04-02 | 2019-04-03 | 2020-04-03 | Panasonic | VBHN330SA17 | Solar Panels |  | 0.33 | 41 | 197 | 34 |  | Fixed | Roof
Solar Registration Program | NJSRRE1541016376 | Sparta | 7871 | 1 | 13.53 | Residential | No | Behind the Meter | Green Power Energy | JCP&L | Accepted | 2019-05-17 | 2019-05-21 | 2020-05-21 | Panasonic | VBHN330SA17 | Solar Panels |  | 0.33 | 27 | 256 | 23 |  | Fixed | Roof
Solar Registration Program | NJSRRE1541016376 | Sparta | 7871 | 1 | 13.53 | Residential | No | Behind the Meter | Green Power Energy | JCP&L | Accepted | 2019-05-17 | 2019-05-21 | 2020-05-21 | Panasonic | VBHN330SA17 | Solar Panels |  | 0.33 | 14 | 168 | 18 |  | Fixed | Roof
Solar Registration Program | NJSRRE1541016376 | Sparta | 7871 | 1 | 13.53 | Residential | No | Behind the Meter | Green Power Energy | JCP&L | Accepted | 2019-05-17 | 2019-05-21 | 2020-05-21 | Solar Edge | SE11400H-US | Inverters | 11400 |  | 1 |  |  | 0.97 |  | Outside | next to meter
Solar Registration Program | NJSRRE1541862620 | Franklin Township | 8873 | 5 | 13.53 | Residential | No | Behind the Meter | NJ Solar Power, LLC | PSE&G | Accepted | 2019-08-20 | 2019-08-30 | 2020-08-30 | Panasonic | VBHN330SA17 | Solar Panels |  | 0.33 | 18 | 108 | 25 |  | Fixed | Roof
Solar Registration Program | NJSRRE1541862620 | Franklin Township | 8873 | 5 | 13.53 | Residential | No | Behind the Meter | NJ Solar Power, LLC | PSE&G | Accepted | 2019-08-20 | 2019-08-30 | 2020-08-30 | Panasonic | VBHN330SA17 | Solar Panels |  | 0.33 | 3 | 198 | 35 |  | Fixed | Roof
Solar Registration Program | NJSRRE1541862620 | Franklin Township | 8873 | 5 | 13.53 | Residential | No | Behind the Meter | NJ Solar Power, LLC | PSE&G | Accepted | 2019-08-20 | 2019-08-30 | 2020-08-30 | Panasonic | VBHN330SA17 | Solar Panels |  | 0.33 | 10 | 108 | 25 |  | Fixed | Roof
Solar Registration Program | NJSRRE1541862620 | Franklin Township | 8873 | 5 | 13.53 | Residential | No | Behind the Meter | NJ Solar Power, LLC | PSE&G | Accepted | 2019-08-20 | 2019-08-30 | 2020-08-30 | Panasonic | VBHN330SA17 | Solar Panels |  | 0.33 | 10 | 108 | 25 |  | Fixed | Roof
Solar Registration Program | NJSRRE1541862620 | Franklin Township | 8873 | 5 | 13.53 | Residential | No | Behind the Meter | NJ Solar Power, LLC | PSE&G | Accepted | 2019-08-20 | 2019-08-30 | 2020-08-30 | Solaredge | SE11400H-US | Inverters | 11400 |  | 1 |  |  | 0.99 |  | Indoor | garage
Solar Registration Program | NJSRRE1542412414 | Edison | 8820 | 11 | 13.53 | Residential | No | Behind the Meter | Sunrun Installation Services, Inc. | PSE&G | Accepted | 2019-09-17 | 2019-09-19 | 2020-09-19 | LG Electronics | LG330N1C-A5 | Solar Panels |  | 0.33 | 30 | 163 | 30 |  | Fixed | Roof
Solar Registration Program | NJSRRE1542412414 | Edison | 8820 | 11 | 13.53 | Residential | No | Behind the Meter | Sunrun Installation Services, Inc. | PSE&G | Accepted | 2019-09-17 | 2019-09-19 | 2020-09-19 | LG Electronics | LG330N1C-A5 | Solar Panels |  | 0.33 | 11 | 163 | 30 |  | Fixed | Roof
Solar Registration Program | NJSRRE1542412414 | Edison | 8820 | 11 | 13.53 | Residential | No | Behind the Meter | Sunrun Installation Services, Inc. | PSE&G | Accepted | 2019-09-17 | 2019-09-19 | 2020-09-19 | Ningbo Ginlong Technologies | Solis-1P7.6K-4G-US | Inverters | 7600 |  | 1 |  |  | 0.96 |  | Outdoor | Next To Meter
Solar Registration Program | NJSRRE1542412414 | Edison | 8820 | 11 | 13.53 | Residential | No | Behind the Meter | Sunrun Installation Services, Inc. | PSE&G | Accepted | 2019-09-17 | 2019-09-19 | 2020-09-19 | Ningbo Ginlong Technologies | Solis-1P3K-4G-US | Inverters | 3000 |  | 1 |  |  | 0.96 |  | Outdoor | Next To Meter
Solar Registration Program | NJSRRE1543446420 | Bass River | 8224 | 13 | 13.53 | Residential | No | Behind the Meter | Whitman Construction, LLC | AC Electric | Accepted | 2019-11-26 | 2019-12-02 | 2020-12-02 | Panasonic | VBHN330SA17 | Solar Panels |  | 0.33 | 41 | 215 | 20 |  | Fixed | Roof
Solar Registration Program | NJSRRE1543446420 | Bass River | 8224 | 13 | 13.53 | Residential | No | Behind the Meter | Whitman Construction, LLC | AC Electric | Accepted | 2019-11-26 | 2019-12-02 | 2020-12-02 | Panasonic | VBHN330SA17 | Solar Panels |  | 0.33 | 41 | 215 | 20 |  | Fixed | Roof
Solar Registration Program | NJSRRE1543446420 | Bass River | 8224 | 13 | 13.53 | Residential | No | Behind the Meter | Whitman Construction, LLC | AC Electric | Accepted | 2019-11-26 | 2019-12-02 | 2020-12-02 | Panasonic | VBHN330SA17 | Solar Panels |  | 0.33 | 41 | 215 | 20 |  | Fixed | Roof
Solar Registration Program | NJSRRE1543446420 | Bass River | 8224 | 13 | 13.53 | Residential | No | Behind the Meter | Whitman Construction, LLC | AC Electric | Accepted | 2019-11-26 | 2019-12-02 | 2020-12-02 | Panasonic | VBHN330SA17 | Solar Panels |  | 0.33 | 41 | 215 | 20 |  | Fixed | Roof
Solar Registration Program | NJSRRE1543446420 | Bass River | 8224 | 13 | 13.53 | Residential | No | Behind the Meter | Whitman Construction, LLC | AC Electric | Accepted | 2019-11-26 | 2019-12-02 | 2020-12-02 | Enphase Energy | IQ7X-96-2-US | Inverters | 0.24 |  | 41 |  |  | 0.975 |  | Outside | roof
Solar Registration Program | NJSRRE1543446420 | Bass River | 8224 | 13 | 13.53 | Residential | No | Behind the Meter | Whitman Construction, LLC | AC Electric | Accepted | 2019-11-26 | 2019-12-02 | 2020-12-02 | Enphase Energy | IQ7X-96-2-US | Inverters | 0.24 |  | 41 |  |  | 0.975 |  | Outside | roof
Solar Registration Program | NJSRRE1543446420 | Bass River | 8224 | 13 | 13.53 | Residential | No | Behind the Meter | Whitman Construction, LLC | AC Electric | Accepted | 2019-11-26 | 2019-12-02 | 2020-12-02 | Enphase Energy | IQ7X-96-2-US | Inverters | 0.24 |  | 41 |  |  | 0.975 |  | Outside | roof
Solar Registration Program | NJSRRE1543446420 | Bass River | 8224 | 13 | 13.53 | Residential | No | Behind the Meter | Whitman Construction, LLC | AC Electric | Accepted | 2019-11-26 | 2019-12-02 | 2020-12-02 | Enphase Energy | IQ7X-96-2-US | Inverters | 0.24 |  | 41 |  |  | 0.975 |  | Outside | roof
Solar Registration Program | NJSRRE1543552469 | Egg Harbor City | 8215 | 19 | 13.53 | Residential | No | Behind the Meter | Maier Solar Engineering dba Solar Me | AC Electric | Accepted | 2019-12-16 | 2019-12-30 | 2020-12-30 | Canadian | CS1H-330 | Solar Panels |  | 0.33 | 3 | 990 | 30 |  | Fixed | Roof
Solar Registration Program | NJSRRE1543552469 | Egg Harbor City | 8215 | 19 | 13.53 | Residential | No | Behind the Meter | Maier Solar Engineering dba Solar Me | AC Electric | Accepted | 2019-12-16 | 2019-12-30 | 2020-12-30 | Canadian | CS1H-330 | Solar Panels |  | 0.33 | 16 | 1363 | 20 |  | Fixed | Roof
Solar Registration Program | NJSRRE1543552469 | Egg Harbor City | 8215 | 19 | 13.53 | Residential | No | Behind the Meter | Maier Solar Engineering dba Solar Me | AC Electric | Accepted | 2019-12-16 | 2019-12-30 | 2020-12-30 | Canadian | CS1H-330 | Solar Panels |  | 0.33 | 4 | 223 | 23 |  | Fixed | Roof
Solar Registration Program | NJSRRE1543552469 | Egg Harbor City | 8215 | 19 | 13.53 | Residential | No | Behind the Meter | Maier Solar Engineering dba Solar Me | AC Electric | Accepted | 2019-12-16 | 2019-12-30 | 2020-12-30 | Canadian | CS1H-330 | Solar Panels |  | 0.33 | 18 | 313 | 20 |  | Fixed | Roof
Solar Registration Program | NJSRRE1543552469 | Egg Harbor City | 8215 | 19 | 13.53 | Residential | No | Behind the Meter | Maier Solar Engineering dba Solar Me | AC Electric | Accepted | 2019-12-16 | 2019-12-30 | 2020-12-30 | Enphase | IQ7 | Inverters | 240 |  | 41 |  |  | 0.96 |  | Outdoor | Next to meter
Solar Registration Program | NJSRRE1540287785 | SOUTH AMBOY | 8879 | 11 | 13.55 | Residential | Yes | Behind the Meter | Vivint Solar Developer, LLC | JCP&L | Accepted | 2019-01-25 | 2019-01-29 | 2020-01-29 | Hanwha Solar | Q.PEAK DUO BLK-G5 315 | Solar Panels |  | 0.315 | 31 | 238 | 33 |  | Fixed | Roof
Solar Registration Program | NJSRRE1540287785 | SOUTH AMBOY | 8879 | 11 | 13.55 | Residential | Yes | Behind the Meter | Vivint Solar Developer, LLC | JCP&L | Accepted | 2019-01-25 | 2019-01-29 | 2020-01-29 | Hanwha Solar | Q.PEAK DUO BLK-G5 315 | Solar Panels |  | 0.315 | 12 | 58 | 33 |  | Fixed | Roof
Solar Registration Program | NJSRRE1540287785 | SOUTH AMBOY | 8879 | 11 | 13.55 | Residential | Yes | Behind the Meter | Vivint Solar Developer, LLC | JCP&L | Accepted | 2019-01-25 | 2019-01-29 | 2020-01-29 | Solar Edge | SE10000H-US | Inverters | 10000 |  | 1 |  |  | 0.992 |  | Outdoor | Near the Utility Meter
Solar Registration Program | NJSRRE1540300840 | Randolph | 7869 | 3 | 13.55 | Residential | No | Behind the Meter | Bright Planet Solar | JCP&L | Accepted | 2019-01-30 | 2019-01-31 | 2020-01-31 | Hanwha Q-Cells | Q.Peak-G5 | Solar Panels |  | 0.315 | 11 | 197 | 20 |  | Fixed | Roof
Solar Registration Program | NJSRRE1540300840 | Randolph | 7869 | 3 | 13.55 | Residential | No | Behind the Meter | Bright Planet Solar | JCP&L | Accepted | 2019-01-30 | 2019-01-31 | 2020-01-31 | Hanwha Q-Cells | Q.Peak-G5 | Solar Panels |  | 0.315 | 12 | 107 | 30 |  | Fixed | Roof
Solar Registration Program | NJSRRE1540300840 | Randolph | 7869 | 3 | 13.55 | Residential | No | Behind the Meter | Bright Planet Solar | JCP&L | Accepted | 2019-01-30 | 2019-01-31 | 2020-01-31 | Hanwha Q-Cells | Q.Peak-G5 | Solar Panels |  | 0.315 | 20 | 287 | 30 |  | Fixed | Roof
Solar Registration Program | NJSRRE1540300840 | Randolph | 7869 | 3 | 13.55 | Residential | No | Behind the Meter | Bright Planet Solar | JCP&L | Accepted | 2019-01-30 | 2019-01-31 | 2020-01-31 | Solar Edge | SE10000H-USRGM | Inverters | 10000 |  | 1 |  |  | 0.98 |  | Outside | next to meter
Solar Registration Program | NJSRRE1540474069 | Deptford Township | 8096 | 15 | 13.55 | Residential | Yes | Behind the Meter | Suntuity Solar LLC | PSE&G | Accepted | 2019-03-11 | 2019-03-12 | 2020-03-12 | Hanwha Solar | Q-Cells 315 Mono | Solar Panels |  | 0.315 | 22 | 155 | 22 |  | Fixed | Roof
Solar Registration Program | NJSRRE1540474069 | Deptford Township | 8096 | 15 | 13.55 | Residential | Yes | Behind the Meter | Suntuity Solar LLC | PSE&G | Accepted | 2019-03-11 | 2019-03-12 | 2020-03-12 | Hanwha Solar | Q-Cells 315 Mono | Solar Panels |  | 0.315 | 5 | 335 | 22 |  | Fixed | Roof
Solar Registration Program | NJSRRE1540474069 | Deptford Township | 8096 | 15 | 13.55 | Residential | Yes | Behind the Meter | Suntuity Solar LLC | PSE&G | Accepted | 2019-03-11 | 2019-03-12 | 2020-03-12 | Hanwha Solar | Q-Cells 315 Mono | Solar Panels |  | 0.315 | 16 | 245 | 22 |  | Fixed | Roof
Solar Registration Program | NJSRRE1540474069 | Deptford Township | 8096 | 15 | 13.55 | Residential | Yes | Behind the Meter | Suntuity Solar LLC | PSE&G | Accepted | 2019-03-11 | 2019-03-12 | 2020-03-12 | Enphase Energy | IQ7-60-2-US | Inverters | 240 |  | 43 |  |  | 0.97 |  | Outdoor | Behind the PV Modules
Solar Registration Program | NJSRRE1540484242 | Hawthorne | 7506 | 6 | 13.55 | Residential | Yes | Behind the Meter | Suntuity Solar LLC | PSE&G | Accepted | 2019-03-14 | 2019-03-15 | 2020-03-15 | Hanwha Solar | Q-Cells 315 Mono | Solar Panels |  | 0.315 | 10 | 173 | 39 |  | Fixed | Roof
Solar Registration Program | NJSRRE1540484242 | Hawthorne | 7506 | 6 | 13.55 | Residential | Yes | Behind the Meter | Suntuity Solar LLC | PSE&G | Accepted | 2019-03-14 | 2019-03-15 | 2020-03-15 | Hanwha Solar | Q-Cells 315 Mono | Solar Panels |  | 0.315 | 2 | 83 | 25 |  | Fixed | Roof
Solar Registration Program | NJSRRE1540484242 | Hawthorne | 7506 | 6 | 13.55 | Residential | Yes | Behind the Meter | Suntuity Solar LLC | PSE&G | Accepted | 2019-03-14 | 2019-03-15 | 2020-03-15 | Hanwha Solar | Q-Cells 315 Mono | Solar Panels |  | 0.315 | 29 | 353 | 38 |  | Fixed | Roof
Solar Registration Program | NJSRRE1540484242 | Hawthorne | 7506 | 6 | 13.55 | Residential | Yes | Behind the Meter | Suntuity Solar LLC | PSE&G | Accepted | 2019-03-14 | 2019-03-15 | 2020-03-15 | Hanwha Solar | Q-Cells 315 Mono | Solar Panels |  | 0.315 | 2 | 263 | 25 |  | Fixed | Roof
Solar Registration Program | NJSRRE1540484242 | Hawthorne | 7506 | 6 | 13.55 | Residential | Yes | Behind the Meter | Suntuity Solar LLC | PSE&G | Accepted | 2019-03-14 | 2019-03-15 | 2020-03-15 | Enphase Energy | IQ7-60-2-US | Inverters | 240 |  | 43 |  |  | 0.97 |  | Outdoor | Behind the PV Modules
Solar Registration Program | NJSRRE1540485564 | Saddle Brook | 7663 | 7 | 13.55 | Residential | Yes | Behind the Meter | Vivint Solar Developer, LLC | PSE&G | Accepted | 2019-03-15 | 2019-03-15 | 2020-03-15 | Hanwha Solar | Q.Peak BLK-G5 315 | Solar Panels |  | 0.315 | 6 | 70 | 23 |  | Fixed | Roof
Solar Registration Program | NJSRRE1540485564 | Saddle Brook | 7663 | 7 | 13.55 | Residential | Yes | Behind the Meter | Vivint Solar Developer, LLC | PSE&G | Accepted | 2019-03-15 | 2019-03-15 | 2020-03-15 | Hanwha Solar | Q.Peak BLK-G5 315 | Solar Panels |  | 0.315 | 17 | 160 | 23 |  | Fixed | Roof
Solar Registration Program | NJSRRE1540485564 | Saddle Brook | 7663 | 7 | 13.55 | Residential | Yes | Behind the Meter | Vivint Solar Developer, LLC | PSE&G | Accepted | 2019-03-15 | 2019-03-15 | 2020-03-15 | Hanwha Solar | Q.Peak BLK-G5 315 | Solar Panels |  | 0.315 | 6 | 250 | 23 |  | Fixed | Roof
Solar Registration Program | NJSRRE1540485564 | Saddle Brook | 7663 | 7 | 13.55 | Residential | Yes | Behind the Meter | Vivint Solar Developer, LLC | PSE&G | Accepted | 2019-03-15 | 2019-03-15 | 2020-03-15 | Hanwha Solar | Q.Peak BLK-G5 315 | Solar Panels |  | 0.315 | 14 | 340 | 23 |  | Fixed | Roof
Solar Registration Program | NJSRRE1540485564 | Saddle Brook | 7663 | 7 | 13.55 | Residential | Yes | Behind the Meter | Vivint Solar Developer, LLC | PSE&G | Accepted | 2019-03-15 | 2019-03-15 | 2020-03-15 | Solar Edge | SE10000H-US | Inverters | 10000 |  | 1 |  |  | 0.992 |  | Outdoor | Near the Utility Meter.
Solar Registration Program | NJSRRE1540817110 | EDISON | 8820 | 11 | 13.55 | Residential | Yes | Behind the Meter | Vivint Solar Developer, LLC | PSE&G | Accepted | 2019-04-04 | 2019-04-11 | 2020-04-11 | Hanwha Solar | Q.PEAK BLK-G5 315 | Solar Panels |  | 0.315 | 6 | 89 | 37 |  | Fixed | Roof
Solar Registration Program | NJSRRE1540817110 | EDISON | 8820 | 11 | 13.55 | Residential | Yes | Behind the Meter | Vivint Solar Developer, LLC | PSE&G | Accepted | 2019-04-04 | 2019-04-11 | 2020-04-11 | Hanwha Solar | Q.PEAK BLK-G5 315 | Solar Panels |  | 0.315 | 19 | 359 | 37 |  | Fixed | Roof
Solar Registration Program | NJSRRE1540817110 | EDISON | 8820 | 11 | 13.55 | Residential | Yes | Behind the Meter | Vivint Solar Developer, LLC | PSE&G | Accepted | 2019-04-04 | 2019-04-11 | 2020-04-11 | Hanwha Solar | Q.PEAK BLK-G5 315 | Solar Panels |  | 0.315 | 6 | 270 | 37 |  | Fixed | Roof
Solar Registration Program | NJSRRE1540817110 | EDISON | 8820 | 11 | 13.55 | Residential | Yes | Behind the Meter | Vivint Solar Developer, LLC | PSE&G | Accepted | 2019-04-04 | 2019-04-11 | 2020-04-11 | Hanwha Solar | Q.PEAK BLK-G5 315 | Solar Panels |  | 0.315 | 5 | 181 | 37 |  | Fixed | Roof
Solar Registration Program | NJSRRE1540817110 | EDISON | 8820 | 11 | 13.55 | Residential | Yes | Behind the Meter | Vivint Solar Developer, LLC | PSE&G | Accepted | 2019-04-04 | 2019-04-11 | 2020-04-11 | Hanwha Solar | Q.PEAK BLK-G5 315 | Solar Panels |  | 0.315 | 7 | 180 | 37 |  | Fixed | Roof
Solar Registration Program | NJSRRE1540817110 | EDISON | 8820 | 11 | 13.55 | Residential | Yes | Behind the Meter | Vivint Solar Developer, LLC | PSE&G | Accepted | 2019-04-04 | 2019-04-11 | 2020-04-11 | Solar Edge | SE7600H-US | Inverters | 7600 |  | 1 |  |  | 0.992 |  | Outdoor | Near the Utility Meter
Solar Registration Program | NJSRRE1540853215 | Wharton | 7885 | 3 | 13.55 | Residential | No | Behind the Meter | Pro Custom Solar dba Momentum Solar | JCP&L | Accepted | 2019-04-15 | 2019-04-16 | 2020-04-16 | HANWHA | Q.PEAK DUO BLK-G5 315 | Solar Panels |  | 0.315 | 16 | 205 | 27 |  | Fixed | Roof
Solar Registration Program | NJSRRE1540853215 | Wharton | 7885 | 3 | 13.55 | Residential | No | Behind the Meter | Pro Custom Solar dba Momentum Solar | JCP&L | Accepted | 2019-04-15 | 2019-04-16 | 2020-04-16 | HANWHA | Q.PEAK DUO BLK-G5 315 | Solar Panels |  | 0.315 | 27 | 25 | 27 |  | Fixed | Roof
Solar Registration Program | NJSRRE1540853215 | Wharton | 7885 | 3 | 13.55 | Residential | No | Behind the Meter | Pro Custom Solar dba Momentum Solar | JCP&L | Accepted | 2019-04-15 | 2019-04-16 | 2020-04-16 | ENPHASE | IQ7-60-2-US | Inverters | 250 |  | 43 |  |  | 0.97 |  | Outdoor | ROOF
Solar Registration Program | NJSRRE1541049622 | Hammonton | 8037 | 19 | 13.55 | Residential | Yes | Behind the Meter | Trinity Solar | AC Electric | Accepted | 2019-05-29 | 2019-05-31 | 2020-05-31 | Hanwha | Q.PEAK DUO BLK-G5 315 | Solar Panels |  | 0.315 | 12 | 307 | 30 |  | Fixed | Roof
Solar Registration Program | NJSRRE1541049622 | Hammonton | 8037 | 19 | 13.55 | Residential | Yes | Behind the Meter | Trinity Solar | AC Electric | Accepted | 2019-05-29 | 2019-05-31 | 2020-05-31 | Hanwha | Q.PEAK DUO BLK-G5 315 | Solar Panels |  | 0.315 | 8 | 217 | 30 |  | Fixed | Roof
Solar Registration Program | NJSRRE1541049622 | Hammonton | 8037 | 19 | 13.55 | Residential | Yes | Behind the Meter | Trinity Solar | AC Electric | Accepted | 2019-05-29 | 2019-05-31 | 2020-05-31 | Hanwha | Q.PEAK DUO BLK-G5 315 | Solar Panels |  | 0.315 | 15 | 217 | 16 |  | Fixed | Roof
Solar Registration Program | NJSRRE1541049622 | Hammonton | 8037 | 19 | 13.55 | Residential | Yes | Behind the Meter | Trinity Solar | AC Electric | Accepted | 2019-05-29 | 2019-05-31 | 2020-05-31 | Hanwha | Q.PEAK DUO BLK-G5 315 | Solar Panels |  | 0.315 | 5 | 127 | 30 |  | Fixed | Roof
Solar Registration Program | NJSRRE1541049622 | Hammonton | 8037 | 19 | 13.55 | Residential | Yes | Behind the Meter | Trinity Solar | AC Electric | Accepted | 2019-05-29 | 2019-05-31 | 2020-05-31 | Hanwha | Q.PEAK DUO BLK-G5 315 | Solar Panels |  | 0.315 | 3 | 307 | 30 |  | Fixed | Roof
Solar Registration Program | NJSRRE1541049622 | Hammonton | 8037 | 19 | 13.55 | Residential | Yes | Behind the Meter | Trinity Solar | AC Electric | Accepted | 2019-05-29 | 2019-05-31 | 2020-05-31 | Solar edge | SE10000 | Inverters | 10000 |  | 1 |  |  | 0.97 |  | Outside | side of home
Solar Registration Program | NJSRRE1541124916 | Pennsauken | 8109 | 14 | 13.55 | Residential | Yes | Behind the Meter | Vivint Solar Developer, LLC | PSE&G | Accepted | 2019-06-10 | 2019-06-12 | 2020-06-12 | Hanwha Solar | Q.PEAK DUO BLK-G5 315w | Solar Panels |  | 0.315 | 7 | 34 | 23 |  | Fixed | Roof
Solar Registration Program | NJSRRE1541124916 | Pennsauken | 8109 | 14 | 13.55 | Residential | Yes | Behind the Meter | Vivint Solar Developer, LLC | PSE&G | Accepted | 2019-06-10 | 2019-06-12 | 2020-06-12 | Hanwha Solar | Q.PEAK DUO BLK-G5 315w | Solar Panels |  | 0.315 | 8 | 34 | 4 |  | Fixed | Roof
Solar Registration Program | NJSRRE1541124916 | Pennsauken | 8109 | 14 | 13.55 | Residential | Yes | Behind the Meter | Vivint Solar Developer, LLC | PSE&G | Accepted | 2019-06-10 | 2019-06-12 | 2020-06-12 | Hanwha Solar | Q.PEAK DUO BLK-G5 315w | Solar Panels |  | 0.315 | 12 | 214 | 23 |  | Fixed | Roof
Solar Registration Program | NJSRRE1541124916 | Pennsauken | 8109 | 14 | 13.55 | Residential | Yes | Behind the Meter | Vivint Solar Developer, LLC | PSE&G | Accepted | 2019-06-10 | 2019-06-12 | 2020-06-12 | Hanwha Solar | Q.PEAK DUO BLK-G5 315w | Solar Panels |  | 0.315 | 4 | 34 | 15 |  | Fixed | Roof
Solar Registration Program | NJSRRE1541124916 | Pennsauken | 8109 | 14 | 13.55 | Residential | Yes | Behind the Meter | Vivint Solar Developer, LLC | PSE&G | Accepted | 2019-06-10 | 2019-06-12 | 2020-06-12 | Hanwha Solar | Q.PEAK DUO BLK-G5 315w | Solar Panels |  | 0.315 | 12 | 214 | 23 |  | Fixed | Roof
Solar Registration Program | NJSRRE1541124916 | Pennsauken | 8109 | 14 | 13.55 | Residential | Yes | Behind the Meter | Vivint Solar Developer, LLC | PSE&G | Accepted | 2019-06-10 | 2019-06-12 | 2020-06-12 | Solar Edge | SE10000H-US | Inverters | 10000 |  | 1 |  |  | 0.992 |  | Outdoor | Near the Utility Meter
Solar Registration Program | NJSRRE1541505903 | Forked River | 8731 | 18 | 13.55 | Residential | No | Behind the Meter | Trinity Solar | JCP&L | Accepted | 2019-06-28 | 2019-07-02 | 2020-07-02 | Hanwha | Q.PEAK DUO BLK-G5 315 | Solar Panels |  | 0.315 | 16 | 196 | 34 |  | Fixed | Roof
Solar Registration Program | NJSRRE1541505903 | Forked River | 8731 | 18 | 13.55 | Residential | No | Behind the Meter | Trinity Solar | JCP&L | Accepted | 2019-06-28 | 2019-07-02 | 2020-07-02 | Hanwha | Q.PEAK DUO BLK-G5 315 | Solar Panels |  | 0.315 | 27 | 196 | 27 |  | Fixed | Roof
Solar Registration Program | NJSRRE1541505903 | Forked River | 8731 | 18 | 13.55 | Residential | No | Behind the Meter | Trinity Solar | JCP&L | Accepted | 2019-06-28 | 2019-07-02 | 2020-07-02 | Solar Edge | SE11400 | Inverters | 11400 |  | 1 |  |  | 0.97 |  | Outside | side of home
Solar Registration Program | NJSRRE1541801999 | BRIDGEWATER TWP | 8807 | 5 | 13.55 | Residential | No | Behind the Meter | Tesla Energy Operations Inc | PSE&G | Accepted | 2019-08-07 | 2019-08-12 | 2020-08-12 | Hanwha Q-Cells | Q.Peak DUO BLK-G5/SC315 | Solar Panels |  | 0.315 | 8 | 265 | 45 |  | Fixed | Roof
Solar Registration Program | NJSRRE1541801999 | BRIDGEWATER TWP | 8807 | 5 | 13.55 | Residential | No | Behind the Meter | Tesla Energy Operations Inc | PSE&G | Accepted | 2019-08-07 | 2019-08-12 | 2020-08-12 | Hanwha Q-Cells | Q.Peak DUO BLK-G5/SC315 | Solar Panels |  | 0.315 | 3 | 265 | 45 |  | Fixed | Roof
Solar Registration Program | NJSRRE1541801999 | BRIDGEWATER TWP | 8807 | 5 | 13.55 | Residential | No | Behind the Meter | Tesla Energy Operations Inc | PSE&G | Accepted | 2019-08-07 | 2019-08-12 | 2020-08-12 | Hanwha Q-Cells | Q.Peak DUO BLK-G5/SC315 | Solar Panels |  | 0.315 | 8 | 85 | 45 |  | Fixed | Roof
Solar Registration Program | NJSRRE1541801999 | BRIDGEWATER TWP | 8807 | 5 | 13.55 | Residential | No | Behind the Meter | Tesla Energy Operations Inc | PSE&G | Accepted | 2019-08-07 | 2019-08-12 | 2020-08-12 | Hanwha Q-Cells | Q.Peak DUO BLK-G5/SC315 | Solar Panels |  | 0.315 | 6 | 175 | 35 |  | Fixed | Roof
Solar Registration Program | NJSRRE1541801999 | BRIDGEWATER TWP | 8807 | 5 | 13.55 | Residential | No | Behind the Meter | Tesla Energy Operations Inc | PSE&G | Accepted | 2019-08-07 | 2019-08-12 | 2020-08-12 | Hanwha Q-Cells | Q.Peak DUO BLK-G5/SC315 | Solar Panels |  | 0.315 | 18 | 175 | 35 |  | Fixed | Roof
Solar Registration Program | NJSRRE1541801999 | BRIDGEWATER TWP | 8807 | 5 | 13.55 | Residential | No | Behind the Meter | Tesla Energy Operations Inc | PSE&G | Accepted | 2019-08-07 | 2019-08-12 | 2020-08-12 | SOLAREDGE | SE7600H-US000SNC2 | Inverters | 7600 |  | 1 |  |  | 0.99 |  | Indoor | Indoor
Solar Registration Program | NJSRRE1541801999 | BRIDGEWATER TWP | 8807 | 5 | 13.55 | Residential | No | Behind the Meter | Tesla Energy Operations Inc | PSE&G | Accepted | 2019-08-07 | 2019-08-12 | 2020-08-12 | SOLAREDGE | SE3800H-US000SNC2 | Inverters | 3800 |  | 1 |  |  | 0.99 |  | Indoor | Indoor
Solar Registration Program | NJSRRE1541801999 | BRIDGEWATER TWP | 8807 | 5 | 13.55 | Residential | No | Behind the Meter | Tesla Energy Operations Inc | PSE&G | Accepted | 2019-08-07 | 2019-08-12 | 2020-08-12 | Tesla | AC Powerwall 2.0 | Electric Storage Battery |  |  | 1 |  |  |  | Lithium Ion |  | Inside
Solar Registration Program | NJSRRE1541883934 | Leonia | 7605 | 7 | 13.55 | Residential | Yes | Behind the Meter | Vivint Solar Developer, LLC | PSE&G | Accepted | 2019-09-03 | 2019-09-03 | 2020-09-03 | HANWHA SOLAR | Q.PEAK BLK-G5 315 | Solar Panels |  | 0.315 | 6 | 1 | 28 |  | Fixed | Roof
Solar Registration Program | NJSRRE1541883934 | Leonia | 7605 | 7 | 13.55 | Residential | Yes | Behind the Meter | Vivint Solar Developer, LLC | PSE&G | Accepted | 2019-09-03 | 2019-09-03 | 2020-09-03 | Hanwha Solar | Q.PEAK BLK-G5 315 | Solar Panels |  | 0.315 | 9 | 271 | 28 |  | Fixed | Roof
Solar Registration Program | NJSRRE1541883934 | Leonia | 7605 | 7 | 13.55 | Residential | Yes | Behind the Meter | Vivint Solar Developer, LLC | PSE&G | Accepted | 2019-09-03 | 2019-09-03 | 2020-09-03 | Hanwha Solar | Q.PEAK BLK-G5 315 | Solar Panels |  | 0.315 | 8 | 181 | 28 |  | Fixed | Roof
Solar Registration Program | NJSRRE1541883934 | Leonia | 7605 | 7 | 13.55 | Residential | Yes | Behind the Meter | Vivint Solar Developer, LLC | PSE&G | Accepted | 2019-09-03 | 2019-09-03 | 2020-09-03 | Hanwha Solar | Q.PEAK BLK-G5 315 | Solar Panels |  | 0.315 | 4 | 181 | 27 |  | Fixed | Roof
Solar Registration Program | NJSRRE1541883934 | Leonia | 7605 | 7 | 13.55 | Residential | Yes | Behind the Meter | Vivint Solar Developer, LLC | PSE&G | Accepted | 2019-09-03 | 2019-09-03 | 2020-09-03 | Hanwha Solar | Q.PEAK BLK-G5 315 | Solar Panels |  | 0.315 | 10 | 91 | 27 |  | Fixed | Roof
Solar Registration Program | NJSRRE1541883934 | Leonia | 7605 | 7 | 13.55 | Residential | Yes | Behind the Meter | Vivint Solar Developer, LLC | PSE&G | Accepted | 2019-09-03 | 2019-09-03 | 2020-09-03 | Hanwha Solar | Q.PEAK BLK-G5 315 | Solar Panels |  | 0.315 | 6 | 1 | 27 |  | Fixed | Roof
Solar Registration Program | NJSRRE1541883934 | Leonia | 7605 | 7 | 13.55 | Residential | Yes | Behind the Meter | Vivint Solar Developer, LLC | PSE&G | Accepted | 2019-09-03 | 2019-09-03 | 2020-09-03 | SolarEdge | SE10000H-US | Inverters | 10000 |  | 1 |  |  | 0.992 |  | Outdoor | Near the Utility Meter
Solar Registration Program | NJSRRE1541989802 | Paterson | 7503 | 6 | 13.55 | Residential | Yes | Behind the Meter | Vivint Solar Developer, LLC | PSE&G | Accepted | 2019-09-04 | 2019-09-05 | 2020-09-05 | HANWHA SOLAR | Q.PEAK BLK-G5 315 | Solar Panels |  | 0.315 | 2 | 166 | 14 |  | Fixed | Roof
Solar Registration Program | NJSRRE1541989802 | Paterson | 7503 | 6 | 13.55 | Residential | Yes | Behind the Meter | Vivint Solar Developer, LLC | PSE&G | Accepted | 2019-09-04 | 2019-09-05 | 2020-09-05 | HANWHA SOLAR | Q.PEAK BLK-G5 315 | Solar Panels |  | 0.315 | 27 | 166 | 25 |  | Fixed | Roof
Solar Registration Program | NJSRRE1541989802 | Paterson | 7503 | 6 | 13.55 | Residential | Yes | Behind the Meter | Vivint Solar Developer, LLC | PSE&G | Accepted | 2019-09-04 | 2019-09-05 | 2020-09-05 | HANWHA SOLAR | Q.PEAK BLK-G5 315 | Solar Panels |  | 0.315 | 14 | 346 | 10 |  | Fixed | Roof
Solar Registration Program | NJSRRE1541989802 | Paterson | 7503 | 6 | 13.55 | Residential | Yes | Behind the Meter | Vivint Solar Developer, LLC | PSE&G | Accepted | 2019-09-04 | 2019-09-05 | 2020-09-05 | SOLAR EGDE | SE10000H-US000BNC4 | Inverters | 10000 |  | 1 |  |  | 0.992 |  | Outdoor | Near Utility Meter
Solar Registration Program | NJSRRE1541989829 | WILLIAMSTOWN, | 8094 | 15 | 13.55 | Residential | Yes | Behind the Meter | Vivint Solar Developer, LLC | AC Electric | Accepted | 2019-09-04 | 2019-09-05 | 2020-09-05 | Hanwha | Q.PEAK DUO BLK-G5 315w | Solar Panels |  | 0.315 | 4 | 247 | 31 |  | Fixed | Roof
Solar Registration Program | NJSRRE1541989829 | WILLIAMSTOWN, | 8094 | 15 | 13.55 | Residential | Yes | Behind the Meter | Vivint Solar Developer, LLC | AC Electric | Accepted | 2019-09-04 | 2019-09-05 | 2020-09-05 | Hanwha | Q.PEAK DUO BLK-G5 315w | Solar Panels |  | 0.315 | 3 | 67 | 31 |  | Fixed | Roof
Solar Registration Program | NJSRRE1541989829 | WILLIAMSTOWN, | 8094 | 15 | 13.55 | Residential | Yes | Behind the Meter | Vivint Solar Developer, LLC | AC Electric | Accepted | 2019-09-04 | 2019-09-05 | 2020-09-05 | Hanwha | Q.PEAK DUO BLK-G5 315w | Solar Panels |  | 0.315 | 4 | 157 | 31 |  | Fixed | Roof
Solar Registration Program | NJSRRE1541989829 | WILLIAMSTOWN, | 8094 | 15 | 13.55 | Residential | Yes | Behind the Meter | Vivint Solar Developer, LLC | AC Electric | Accepted | 2019-09-04 | 2019-09-05 | 2020-09-05 | Hanwha | Q.PEAK DUO BLK-G5 315w | Solar Panels |  | 0.315 | 32 | 337 | 31 |  | Fixed | Roof
Solar Registration Program | NJSRRE1541989829 | WILLIAMSTOWN, | 8094 | 15 | 13.55 | Residential | Yes | Behind the Meter | Vivint Solar Developer, LLC | AC Electric | Accepted | 2019-09-04 | 2019-09-05 | 2020-09-05 | SolarEdge | SE10000H-US000BNC4 | Inverters | 1000 |  | 1 |  |  | 0.992 |  | Outdoor | Near the Utility Meter
Solar Registration Program | NJSRRE1542376527 | Gloucester | 8012 | 14 | 13.55 | Residential | Yes | Behind the Meter | Trinity Solar | PSE&G | Accepted | 2019-09-10 | 2019-09-12 | 2020-09-12 | HANWHA | Q.PEAK DUO BLK-G5 315 | Solar Panels |  | 0.315 | 5 | 222 | 19 |  | Fixed | Roof
Solar Registration Program | NJSRRE1542376527 | Gloucester | 8012 | 14 | 13.55 | Residential | Yes | Behind the Meter | Trinity Solar | PSE&G | Accepted | 2019-09-10 | 2019-09-12 | 2020-09-12 | HANWHA | Q.PEAK DUO BLK-G5 315 | Solar Panels |  | 0.315 | 22 | 132 | 23 |  | Fixed | Roof
Solar Registration Program | NJSRRE1542376527 | Gloucester | 8012 | 14 | 13.55 | Residential | Yes | Behind the Meter | Trinity Solar | PSE&G | Accepted | 2019-09-10 | 2019-09-12 | 2020-09-12 | HANWHA | Q.PEAK DUO BLK-G5 315 | Solar Panels |  | 0.315 | 10 | 312 | 23 |  | Fixed | Roof
Solar Registration Program | NJSRRE1542376527 | Gloucester | 8012 | 14 | 13.55 | Residential | Yes | Behind the Meter | Trinity Solar | PSE&G | Accepted | 2019-09-10 | 2019-09-12 | 2020-09-12 | HANWHA | Q.PEAK DUO BLK-G5 315 | Solar Panels |  | 0.315 | 6 | 222 | 30 |  | Fixed | Roof
Solar Registration Program | NJSRRE1542376527 | Gloucester | 8012 | 14 | 13.55 | Residential | Yes | Behind the Meter | Trinity Solar | PSE&G | Accepted | 2019-09-10 | 2019-09-12 | 2020-09-12 | SOLAR EDGE | SE11400H-US | Inverters | 11400 |  | 1 |  |  | 0.97 |  | Outdoor | SIDE OF HOME
Solar Registration Program | NJSRRE1542421569 | Columbus | 8022 | 13 | 13.55 | Residential | No | Behind the Meter | Suntuity Solar LLC | PSE&G | Accepted | 2019-09-19 | 2019-09-23 | 2020-09-23 | Yingli Green Energy | YL315D-30b | Solar Panels |  | 0.315 | 18 | 157 | 26 |  | Fixed | Roof
Solar Registration Program | NJSRRE1542421569 | Columbus | 8022 | 13 | 13.55 | Residential | No | Behind the Meter | Suntuity Solar LLC | PSE&G | Accepted | 2019-09-19 | 2019-09-23 | 2020-09-23 | Yingli Green Energy | YL315D-30b | Solar Panels |  | 0.315 | 3 | 157 | 24 |  | Fixed | Roof
Solar Registration Program | NJSRRE1542421569 | Columbus | 8022 | 13 | 13.55 | Residential | No | Behind the Meter | Suntuity Solar LLC | PSE&G | Accepted | 2019-09-19 | 2019-09-23 | 2020-09-23 | Yingli Green Energy | YL315D-30b | Solar Panels |  | 0.315 | 22 | 157 | 24 |  | Fixed | Roof
Solar Registration Program | NJSRRE1542421569 | Columbus | 8022 | 13 | 13.55 | Residential | No | Behind the Meter | Suntuity Solar LLC | PSE&G | Accepted | 2019-09-19 | 2019-09-23 | 2020-09-23 | Enphase Energy | IQ7-60-2-US | Inverters | 240 |  | 43 |  |  | 0.97 |  | Outdoor | Behind the PV Modules
Solar Registration Program | NJSRRE1542448621 | WEST ORANGE | 7052 | 9 | 13.55 | Residential | Yes | Behind the Meter | Vivint Solar Developer, LLC | PSE&G | Accepted | 2019-09-27 | 2019-10-01 | 2020-10-01 | Hanwha | Q.PEAK BLK-G5 315 | Solar Panels |  | 0.315 | 12 | 103 | 37 |  | Fixed | Roof
Solar Registration Program | NJSRRE1542448621 | WEST ORANGE | 7052 | 9 | 13.55 | Residential | Yes | Behind the Meter | Vivint Solar Developer, LLC | PSE&G | Accepted | 2019-09-27 | 2019-10-01 | 2020-10-01 | Hanwha | Q.PEAK BLK-G5 315w | Solar Panels |  | 0.315 | 16 | 283 | 37 |  | Fixed | Roof
Solar Registration Program | NJSRRE1542448621 | WEST ORANGE | 7052 | 9 | 13.55 | Residential | Yes | Behind the Meter | Vivint Solar Developer, LLC | PSE&G | Accepted | 2019-09-27 | 2019-10-01 | 2020-10-01 | Hanwha | Q.PEAK BLK-G5 315 | Solar Panels |  | 0.315 | 15 | 12 | 31 |  | Fixed | Roof
Solar Registration Program | NJSRRE1542448621 | WEST ORANGE | 7052 | 9 | 13.55 | Residential | Yes | Behind the Meter | Vivint Solar Developer, LLC | PSE&G | Accepted | 2019-09-27 | 2019-10-01 | 2020-10-01 | Solar Edge | SE10000H-US000BNC4 | Inverters | 10000 |  | 1 |  |  | 0.992 |  | Outdoor | Near the Utility Meter
Solar Registration Program | NJSRRE1542498616 | Mount Laurel | 8054 | 13 | 13.55 | Residential | Yes | Behind the Meter | Vivint Solar Developer, LLC | PSE&G | Accepted | 2019-10-03 | 2019-10-04 | 2020-10-04 | Hanwha Solar | Q.PEAK BLK-G5 315 | Solar Panels |  | 0.315 | 18 | 158 | 23 |  | Fixed | Roof
Solar Registration Program | NJSRRE1542498616 | Mount Laurel | 8054 | 13 | 13.55 | Residential | Yes | Behind the Meter | Vivint Solar Developer, LLC | PSE&G | Accepted | 2019-10-03 | 2019-10-04 | 2020-10-04 | Hanwha Solar | Q.PEAK BLK-G5 315 | Solar Panels |  | 0.315 | 7 | 158 | 20 |  | Fixed | Roof
Solar Registration Program | NJSRRE1542498616 | Mount Laurel | 8054 | 13 | 13.55 | Residential | Yes | Behind the Meter | Vivint Solar Developer, LLC | PSE&G | Accepted | 2019-10-03 | 2019-10-04 | 2020-10-04 | Hanwha Solar | Q.PEAK BLK-G5 315 | Solar Panels |  | 0.315 | 18 | 158 | 22 |  | Fixed | Roof
Solar Registration Program | NJSRRE1542498616 | Mount Laurel | 8054 | 13 | 13.55 | Residential | Yes | Behind the Meter | Vivint Solar Developer, LLC | PSE&G | Accepted | 2019-10-03 | 2019-10-04 | 2020-10-04 | SOLAREDGE | SE10000H-US000BNC4 | Inverters | 10000 |  | 1 |  |  | 0.992 |  | Outdoor | Near The Utility Meter
Solar Registration Program | NJSRRE1542543838 | North Brunswick | 8902 | 11 | 13.55 | Residential | Yes | Behind the Meter | Trinity Solar | PSE&G | Accepted | 2019-10-15 | 2019-10-17 | 2020-10-17 | HANWHA | Q.PEAK DUO BLK-G5 315 | Solar Panels |  | 0.315 | 16 | 317 | 27 |  | Fixed | Roof
Solar Registration Program | NJSRRE1542543838 | North Brunswick | 8902 | 11 | 13.55 | Residential | Yes | Behind the Meter | Trinity Solar | PSE&G | Accepted | 2019-10-15 | 2019-10-17 | 2020-10-17 | HANWHA | Q.PEAK DUO BLK-G5 315 | Solar Panels |  | 0.315 | 15 | 137 | 27 |  | Fixed | Roof
Solar Registration Program | NJSRRE1542543838 | North Brunswick | 8902 | 11 | 13.55 | Residential | Yes | Behind the Meter | Trinity Solar | PSE&G | Accepted | 2019-10-15 | 2019-10-17 | 2020-10-17 | HANWHA | Q.PEAK DUO BLK-G5 315 | Solar Panels |  | 0.315 | 12 | 137 | 30 |  | Fixed | Roof
Solar Registration Program | NJSRRE1542543838 | North Brunswick | 8902 | 11 | 13.55 | Residential | Yes | Behind the Meter | Trinity Solar | PSE&G | Accepted | 2019-10-15 | 2019-10-17 | 2020-10-17 | Solar Edge | SE11400H-US000BNC4 | Inverters | 11400 |  | 1 |  |  | 0.97 |  | Outdoor | side of home
Solar Registration Program | NJSRRE1542544014 | Mount Royal | 8061 | 15 | 13.55 | Residential | Yes | Behind the Meter | Vivint Solar Developer, LLC | AC Electric | Accepted | 2019-10-15 | 2019-10-17 | 2020-10-17 | HANWHA SOLAR | Q.PEAK BLK-G5 315 | Solar Panels |  | 0.315 | 9 | 140 | 39 |  | Fixed | Roof
Solar Registration Program | NJSRRE1542544014 | Mount Royal | 8061 | 15 | 13.55 | Residential | Yes | Behind the Meter | Vivint Solar Developer, LLC | AC Electric | Accepted | 2019-10-15 | 2019-10-17 | 2020-10-17 | HANWHA SOLAR | Q.PEAK BLK-G5 315 | Solar Panels |  | 0.315 | 11 | 230 | 33 |  | Fixed | Roof
Solar Registration Program | NJSRRE1542544014 | Mount Royal | 8061 | 15 | 13.55 | Residential | Yes | Behind the Meter | Vivint Solar Developer, LLC | AC Electric | Accepted | 2019-10-15 | 2019-10-17 | 2020-10-17 | HANWHA SOLAR | Q.PEAK BLK-G5 315 | Solar Panels |  | 0.315 | 23 | 50 | 33 |  | Fixed | Roof
Solar Registration Program | NJSRRE1542544014 | Mount Royal | 8061 | 15 | 13.55 | Residential | Yes | Behind the Meter | Vivint Solar Developer, LLC | AC Electric | Accepted | 2019-10-15 | 2019-10-17 | 2020-10-17 | SOLAREDGE | SE10000H-US000BNC4 | Inverters | 10000 |  | 1 |  |  | 0.992 |  | Outdoor | Near the Utility Meter
Solar Registration Program | NJSRRE1542547058 | Little Egg Harbor | 8087 | 18 | 13.55 | Residential | No | Behind the Meter | Trinity Solar | AC Electric | Accepted | 2019-10-16 | 2019-10-18 | 2020-10-18 | Hanwha | Q.PEAK DUO BLK-G5 315 | Solar Panels |  | 0.315 | 27 | 247 | 27 |  | Fixed | Roof
Solar Registration Program | NJSRRE1542547058 | Little Egg Harbor | 8087 | 18 | 13.55 | Residential | No | Behind the Meter | Trinity Solar | AC Electric | Accepted | 2019-10-16 | 2019-10-18 | 2020-10-18 | Hanhwa | Q.PEAK DUO BLK-G5 315 | Solar Panels |  | 0.315 | 16 | 67 | 27 |  | Fixed | Roof
Solar Registration Program | NJSRRE1542547058 | Little Egg Harbor | 8087 | 18 | 13.55 | Residential | No | Behind the Meter | Trinity Solar | AC Electric | Accepted | 2019-10-16 | 2019-10-18 | 2020-10-18 | Solar Edge | SE11400 | Inverters | 11400 |  | 1 |  |  | 0.97 |  | Outside | side of home
Solar Registration Program | NJSRRE1542578552 | Manahawkin | 8050 | 18 | 13.55 | Residential | Yes | Behind the Meter | Suntuity Solar LLC | AC Electric | Accepted | 2019-10-23 | 2019-10-25 | 2020-10-25 | Yingli Green Energy | YL315D-30b | Solar Panels |  | 0.315 | 20 | 201 | 28 |  | Fixed | Roof
Solar Registration Program | NJSRRE1542578552 | Manahawkin | 8050 | 18 | 13.55 | Residential | Yes | Behind the Meter | Suntuity Solar LLC | AC Electric | Accepted | 2019-10-23 | 2019-10-25 | 2020-10-25 | Yingli Green Energy | YL315D-30b | Solar Panels |  | 0.315 | 18 | 21 | 28 |  | Fixed | Roof
Solar Registration Program | NJSRRE1542578552 | Manahawkin | 8050 | 18 | 13.55 | Residential | Yes | Behind the Meter | Suntuity Solar LLC | AC Electric | Accepted | 2019-10-23 | 2019-10-25 | 2020-10-25 | Yingli Green Energy | YL315D-30b | Solar Panels |  | 0.315 | 5 | 21 | 30 |  | Fixed | Roof
Solar Registration Program | NJSRRE1542578552 | Manahawkin | 8050 | 18 | 13.55 | Residential | Yes | Behind the Meter | Suntuity Solar LLC | AC Electric | Accepted | 2019-10-23 | 2019-10-25 | 2020-10-25 | Enphase Energy | IQ7-60-2-US | Inverters | 240 |  | 43 |  |  | 0.97 |  | Outdoor | Behind the PV Modules
Solar Registration Program | NJSRRE1542581515 | Princeton | 8540 | 12 | 13.55 | Residential | No | Behind the Meter | EMT Renewables | PSE&G | Accepted | 2019-10-24 | 2019-10-28 | 2020-10-28 | Jinko Eagle | JinkoEagle-315-BLK | Solar Panels |  | 0.315 | 8 | 43 | 7 |  | Fixed | Roof
Solar Registration Program | NJSRRE1542581515 | Princeton | 8540 | 12 | 13.55 | Residential | No | Behind the Meter | EMT Renewables | PSE&G | Accepted | 2019-10-24 | 2019-10-28 | 2020-10-28 | Jinko Eagle | JinkoEagle - 315 - BLK | Solar Panels |  | 0.315 | 11 | 43 | 25 |  | Fixed | Roof
Solar Registration Program | NJSRRE1542581515 | Princeton | 8540 | 12 | 13.55 | Residential | No | Behind the Meter | EMT Renewables | PSE&G | Accepted | 2019-10-24 | 2019-10-28 | 2020-10-28 | Jinko Eagle | Jinko Eagle - 315 - BLK | Solar Panels |  | 0.315 | 7 | 226 | 32 |  | Fixed | Roof
Solar Registration Program | NJSRRE1542581515 | Princeton | 8540 | 12 | 13.55 | Residential | No | Behind the Meter | EMT Renewables | PSE&G | Accepted | 2019-10-24 | 2019-10-28 | 2020-10-28 | Jinko Eagle | JinkoEagle - 315 - BLK | Solar Panels |  | 0.315 | 12 | 313 | 34 |  | Fixed | Roof
Solar Registration Program | NJSRRE1542581515 | Princeton | 8540 | 12 | 13.55 | Residential | No | Behind the Meter | EMT Renewables | PSE&G | Accepted | 2019-10-24 | 2019-10-28 | 2020-10-28 | Jinko Eagle | JinkoEagle-315-BLK | Solar Panels |  | 0.315 | 5 | 233 | 35 |  | Fixed | Roof
Solar Registration Program | NJSRRE1542581515 | Princeton | 8540 | 12 | 13.55 | Residential | No | Behind the Meter | EMT Renewables | PSE&G | Accepted | 2019-10-24 | 2019-10-28 | 2020-10-28 | SolarEdge | SE7600H-US | Inverters | 7600 |  | 1 |  |  | 0.95 |  | Other | next to meter
Solar Registration Program | NJSRRE1542581515 | Princeton | 8540 | 12 | 13.55 | Residential | No | Behind the Meter | EMT Renewables | PSE&G | Accepted | 2019-10-24 | 2019-10-28 | 2020-10-28 | SolarEdge | SE3000H-US | Inverters | 3000 |  | 1 |  |  | 0.95 |  | Other | next to meter
Solar Registration Program | NJSRRE1542687614 | Holmdel | 7733 | 17 | 13.55 | Residential | No | Behind the Meter | Pro Custom Solar dba Momentum Solar | JCP&L | Accepted | 2019-10-29 | 2019-10-31 | 2020-10-31 | Hanwha | Q.Peak DUO BLK-G5 315 | Solar Panels |  | 0.315 | 13 | 222 | 43 |  | Fixed | Roof
Solar Registration Program | NJSRRE1542687614 | Holmdel | 7733 | 17 | 13.55 | Residential | No | Behind the Meter | Pro Custom Solar dba Momentum Solar | JCP&L | Accepted | 2019-10-29 | 2019-10-31 | 2020-10-31 | Hanwha | Q.Peak DUO BLK-G5 315 | Solar Panels |  | 0.315 | 6 | 221 | 39 |  | Fixed | Roof
Solar Registration Program | NJSRRE1542687614 | Holmdel | 7733 | 17 | 13.55 | Residential | No | Behind the Meter | Pro Custom Solar dba Momentum Solar | JCP&L | Accepted | 2019-10-29 | 2019-10-31 | 2020-10-31 | Hanwha | Q.Peak DUO BLK-G5 315 | Solar Panels |  | 0.315 | 24 | 131 | 28 |  | Fixed | Roof
Solar Registration Program | NJSRRE1542687614 | Holmdel | 7733 | 17 | 13.55 | Residential | No | Behind the Meter | Pro Custom Solar dba Momentum Solar | JCP&L | Accepted | 2019-10-29 | 2019-10-31 | 2020-10-31 | Enphase Energy | IQ6-60-2-US | Inverters | 240 |  | 43 |  |  | 0.97 |  | Outdoor | Roof
Solar Registration Program | NJSRRE1542850407 | Absecon | 8201 | 19 | 13.55 | Residential | Yes | Behind the Meter | Trinity Solar | AC Electric | Accepted | 2019-10-31 | 2019-11-04 | 2020-11-04 | YINGLI 315 | YINGLI 315 | Solar Panels |  | 0.315 | 4 | 134 | 37 |  | Fixed | Roof
Solar Registration Program | NJSRRE1542850407 | Absecon | 8201 | 19 | 13.55 | Residential | Yes | Behind the Meter | Trinity Solar | AC Electric | Accepted | 2019-10-31 | 2019-11-04 | 2020-11-04 | YINGLI 315 | YINGLI 315 | Solar Panels |  | 0.315 | 3 | 134 | 37 |  | Fixed | Roof
Solar Registration Program | NJSRRE1542850407 | Absecon | 8201 | 19 | 13.55 | Residential | Yes | Behind the Meter | Trinity Solar | AC Electric | Accepted | 2019-10-31 | 2019-11-04 | 2020-11-04 | YINGLI 315 | YINGLI 315 | Solar Panels |  | 0.315 | 26 | 134 | 27 |  | Fixed | Roof
Solar Registration Program | NJSRRE1542850407 | Absecon | 8201 | 19 | 13.55 | Residential | Yes | Behind the Meter | Trinity Solar | AC Electric | Accepted | 2019-10-31 | 2019-11-04 | 2020-11-04 | YINGLI 315 | YINGLI 315 | Solar Panels |  | 0.315 | 5 | 224 | 27 |  | Fixed | Roof
Solar Registration Program | NJSRRE1542850407 | Absecon | 8201 | 19 | 13.55 | Residential | Yes | Behind the Meter | Trinity Solar | AC Electric | Accepted | 2019-10-31 | 2019-11-04 | 2020-11-04 | YINGLI 315 | YINGLI 315 | Solar Panels |  | 0.315 | 5 | 224 | 36 |  | Fixed | Roof
Solar Registration Program | NJSRRE1542850407 | Absecon | 8201 | 19 | 13.55 | Residential | Yes | Behind the Meter | Trinity Solar | AC Electric | Accepted | 2019-10-31 | 2019-11-04 | 2020-11-04 | Solar Edge | SE11400H-US000BNC4 | Inverters | 11400 |  | 1 |  |  | 0.97 |  | Outdoor | side of home
Solar Registration Program | NJSRRE1542907674 | Villas | 8251 | 21 | 13.55 | Residential | Yes | Behind the Meter | Trinity Solar | AC Electric | Accepted | 2019-11-04 | 2019-11-06 | 2020-11-06 | Hanwha | Q.PEAK DUO BLK-G5 315 | Solar Panels |  | 0.315 | 15 | 181 | 18 |  | Fixed | Roof
Solar Registration Program | NJSRRE1542907674 | Villas | 8251 | 21 | 13.55 | Residential | Yes | Behind the Meter | Trinity Solar | AC Electric | Accepted | 2019-11-04 | 2019-11-06 | 2020-11-06 | Hanwha | Q.PEAK DUO BLK-G5 315 | Solar Panels |  | 0.315 | 8 | 1 | 18 |  | Fixed | Roof
Solar Registration Program | NJSRRE1542907674 | Villas | 8251 | 21 | 13.55 | Residential | Yes | Behind the Meter | Trinity Solar | AC Electric | Accepted | 2019-11-04 | 2019-11-06 | 2020-11-06 | Hanwha | Q.PEAK DUO BLK-G5 315 | Solar Panels |  | 0.315 | 10 | 271 | 18 |  | Fixed | Roof
Solar Registration Program | NJSRRE1542907674 | Villas | 8251 | 21 | 13.55 | Residential | Yes | Behind the Meter | Trinity Solar | AC Electric | Accepted | 2019-11-04 | 2019-11-06 | 2020-11-06 | Hanwha | Q.PEAK DUO BLK-G5 315 | Solar Panels |  | 0.315 | 10 | 91 | 18 |  | Fixed | Roof
Solar Registration Program | NJSRRE1542907674 | Villas | 8251 | 21 | 13.55 | Residential | Yes | Behind the Meter | Trinity Solar | AC Electric | Accepted | 2019-11-04 | 2019-11-06 | 2020-11-06 | Solar Edge | SE11400 | Inverters | 11400 |  | 1 |  |  | 0.97 |  | Outside | side of home
Solar Registration Program | NJSRRE1542950765 | Roebling | 8554 | 13 | 13.55 | Residential | Yes | Behind the Meter | Trinity Solar | PSE&G | Accepted | 2019-11-05 | 2019-11-07 | 2020-11-07 | HANWHA | Q.PEAK DUO BLK-G5 315 | Solar Panels |  | 0.315 | 8 | 85 | 34 |  | Fixed | Roof
Solar Registration Program | NJSRRE1542950765 | Roebling | 8554 | 13 | 13.55 | Residential | Yes | Behind the Meter | Trinity Solar | PSE&G | Accepted | 2019-11-05 | 2019-11-07 | 2020-11-07 | HANWHA | Q.PEAK DUO BLK-G5 315 | Solar Panels |  | 0.315 | 22 | 265 | 34 |  | Fixed | Roof
Solar Registration Program | NJSRRE1542950765 | Roebling | 8554 | 13 | 13.55 | Residential | Yes | Behind the Meter | Trinity Solar | PSE&G | Accepted | 2019-11-05 | 2019-11-07 | 2020-11-07 | HANWHA | Q.PEAK DUO BLK-G5 315 | Solar Panels |  | 0.315 | 7 | 85 | 34 |  | Fixed | Roof
Solar Registration Program | NJSRRE1542950765 | Roebling | 8554 | 13 | 13.55 | Residential | Yes | Behind the Meter | Trinity Solar | PSE&G | Accepted | 2019-11-05 | 2019-11-07 | 2020-11-07 | HANWHA | Q.PEAK DUO BLK-G5 315 | Solar Panels |  | 0.315 | 3 | 175 | 34 |  | Fixed | Roof
Solar Registration Program | NJSRRE1542950765 | Roebling | 8554 | 13 | 13.55 | Residential | Yes | Behind the Meter | Trinity Solar | PSE&G | Accepted | 2019-11-05 | 2019-11-07 | 2020-11-07 | HANWHA | Q.PEAK DUO BLK-G5 315 | Solar Panels |  | 0.315 | 3 | 175 | 34 |  | Fixed | Roof
Solar Registration Program | NJSRRE1542950765 | Roebling | 8554 | 13 | 13.55 | Residential | Yes | Behind the Meter | Trinity Solar | PSE&G | Accepted | 2019-11-05 | 2019-11-07 | 2020-11-07 | Solar Edge | SE11400H-US000BNC4 | Inverters | 11400 |  | 1 |  |  | 0.97 |  | Outdoor | side of home
Solar Registration Program | NJSRRE1543046274 | Toms River | 8753 | 18 | 13.55 | Residential | No | Behind the Meter | Trinity Solar | JCP&L | Accepted | 2019-11-07 | 2019-11-11 | 2020-11-11 | Hanwha | Q.PEAK DUO BLK-G5 315 | Solar Panels |  | 0.315 | 15 | 60 | 30 |  | Fixed | Roof
Solar Registration Program | NJSRRE1543046274 | Toms River | 8753 | 18 | 13.55 | Residential | No | Behind the Meter | Trinity Solar | JCP&L | Accepted | 2019-11-07 | 2019-11-11 | 2020-11-11 | Hanwha | Q.PEAK DUO BLK-G5 315 | Solar Panels |  | 0.315 | 10 | 240 | 30 |  | Fixed | Roof
Solar Registration Program | NJSRRE1543046274 | Toms River | 8753 | 18 | 13.55 | Residential | No | Behind the Meter | Trinity Solar | JCP&L | Accepted | 2019-11-07 | 2019-11-11 | 2020-11-11 | Hanwha | Q.PEAK DUO BLK-G5 315 | Solar Panels |  | 0.315 | 12 | 150 | 29 |  | Fixed | Roof
Solar Registration Program | NJSRRE1543046274 | Toms River | 8753 | 18 | 13.55 | Residential | No | Behind the Meter | Trinity Solar | JCP&L | Accepted | 2019-11-07 | 2019-11-11 | 2020-11-11 | Hanwha | Q.PEAK DUO BLK-G5 315 | Solar Panels |  | 0.315 | 6 | 150 | 28 |  | Fixed | Roof
Solar Registration Program | NJSRRE1543046274 | Toms River | 8753 | 18 | 13.55 | Residential | No | Behind the Meter | Trinity Solar | JCP&L | Accepted | 2019-11-07 | 2019-11-11 | 2020-11-11 | Solar Edge | SE11400 | Inverters | 11400 |  | 1 |  |  | 0.97 |  | Outside | side of home
Solar Registration Program | NJSRRE1543421469 | Elmer | 8318 | 16 | 13.55 | Residential | Yes | Behind the Meter | Pro Custom Solar dba Momentum Solar | AC Electric | Accepted | 2019-11-19 | 2019-11-21 | 2020-11-21 | Hanwha | Q.Peak DUO BLK-G5 315 | Solar Panels |  | 0.315 | 21 | 205 | 18 |  | Fixed | Roof
Solar Registration Program | NJSRRE1543421469 | Elmer | 8318 | 16 | 13.55 | Residential | Yes | Behind the Meter | Pro Custom Solar dba Momentum Solar | AC Electric | Accepted | 2019-11-19 | 2019-11-21 | 2020-11-21 | Hanwha | Q.Peak DUO BLK-G5 315 | Solar Panels |  | 0.315 | 22 | 25 | 18 |  | Fixed | Roof
Solar Registration Program | NJSRRE1543421469 | Elmer | 8318 | 16 | 13.55 | Residential | Yes | Behind the Meter | Pro Custom Solar dba Momentum Solar | AC Electric | Accepted | 2019-11-19 | 2019-11-21 | 2020-11-21 | Enphase Energy | IQ6-60-2-US | Inverters | 240 |  | 43 |  |  | 0.97 |  | Outdoor | Roof
Solar Registration Program | NJSRRE1543438700 | Metuchen | 8840 | 11 | 13.55 | Residential | Yes | Behind the Meter | Pro Custom Solar dba Momentum Solar | PSE&G | Accepted | 2019-11-23 | 2019-11-27 | 2020-11-27 | Hanwha | Q.Peak DUO BLK-G5 315 | Solar Panels |  | 0.315 | 15 | 81 | 22 |  | Fixed | Roof
Solar Registration Program | NJSRRE1543438700 | Metuchen | 8840 | 11 | 13.55 | Residential | Yes | Behind the Meter | Pro Custom Solar dba Momentum Solar | PSE&G | Accepted | 2019-11-23 | 2019-11-27 | 2020-11-27 | Hanwha | Q.Peak DUO BLK-G5 315 | Solar Panels |  | 0.315 | 28 | 261 | 22 |  | Fixed | Roof
Solar Registration Program | NJSRRE1543438700 | Metuchen | 8840 | 11 | 13.55 | Residential | Yes | Behind the Meter | Pro Custom Solar dba Momentum Solar | PSE&G | Accepted | 2019-11-23 | 2019-11-27 | 2020-11-27 | Enphase Energy | IQ6-60-2-US | Inverters | 240 |  | 43 |  |  | 0.97 |  | Outdoor | Roof
Solar Registration Program | NJSRRE1543495759 | TRENTON | 8619 | 12 | 13.55 | Residential | Yes | Behind the Meter | Vivint Solar Developer, LLC | PSE&G | Accepted | 2019-12-07 | 2019-12-10 | 2020-12-10 | Hanwha Solar | Q.PEAK BLK-G5 315 | Solar Panels |  | 0.315 | 11 | 73 | 25 |  | Fixed | Roof
Solar Registration Program | NJSRRE1543495759 | TRENTON | 8619 | 12 | 13.55 | Residential | Yes | Behind the Meter | Vivint Solar Developer, LLC | PSE&G | Accepted | 2019-12-07 | 2019-12-10 | 2020-12-10 | Hanwha Solar | Q.PEAK BLK-G5 315 | Solar Panels |  | 0.315 | 11 | 253 | 25 |  | Fixed | Roof
Solar Registration Program | NJSRRE1543495759 | TRENTON | 8619 | 12 | 13.55 | Residential | Yes | Behind the Meter | Vivint Solar Developer, LLC | PSE&G | Accepted | 2019-12-07 | 2019-12-10 | 2020-12-10 | Hanwha Solar | Q.PEAK BLK-G5 315 | Solar Panels |  | 0.315 | 13 | 163 | 35 |  | Fixed | Roof
Solar Registration Program | NJSRRE1543495759 | TRENTON | 8619 | 12 | 13.55 | Residential | Yes | Behind the Meter | Vivint Solar Developer, LLC | PSE&G | Accepted | 2019-12-07 | 2019-12-10 | 2020-12-10 | Hanwha Solar | Q.PEAK BLK-G5 315 | Solar Panels |  | 0.315 | 8 | 343 | 35 |  | Fixed | Roof
Solar Registration Program | NJSRRE1543495759 | TRENTON | 8619 | 12 | 13.55 | Residential | Yes | Behind the Meter | Vivint Solar Developer, LLC | PSE&G | Accepted | 2019-12-07 | 2019-12-10 | 2020-12-10 | Solar Edge | SE7600H-US | Inverters | 7600 |  | 2 |  |  | 0.992 |  | Outdoor | near the utility meter
Solar Registration Program | NJSRRE1543500262 | Paulsboro | 8066 | 15 | 13.55 | Residential | Yes | Behind the Meter | Vivint Solar Developer, LLC | AC Electric | Accepted | 2019-12-07 | 2019-12-10 | 2020-12-10 | HANWHA SOLAR | Q.PEAK BLK-G5 315 | Solar Panels |  | 0.315 | 14 | 342 | 32 |  | Fixed | Roof
Solar Registration Program | NJSRRE1543500262 | Paulsboro | 8066 | 15 | 13.55 | Residential | Yes | Behind the Meter | Vivint Solar Developer, LLC | AC Electric | Accepted | 2019-12-07 | 2019-12-10 | 2020-12-10 | HANWHA SOLAR | Q.PEAK BLK-G5 315 | Solar Panels |  | 0.315 | 12 | 163 | 32 |  | Fixed | Roof
Solar Registration Program | NJSRRE1543500262 | Paulsboro | 8066 | 15 | 13.55 | Residential | Yes | Behind the Meter | Vivint Solar Developer, LLC | AC Electric | Accepted | 2019-12-07 | 2019-12-10 | 2020-12-10 | HANWHA SOLAR | Q.PEAK BLK-G5 315 | Solar Panels |  | 0.315 | 7 | 73 | 17 |  | Fixed | Roof
Solar Registration Program | NJSRRE1543500262 | Paulsboro | 8066 | 15 | 13.55 | Residential | Yes | Behind the Meter | Vivint Solar Developer, LLC | AC Electric | Accepted | 2019-12-07 | 2019-12-10 | 2020-12-10 | HANWHA SOLAR | Q.PEAK BLK-G5 315 | Solar Panels |  | 0.315 | 10 | 253 | 17 |  | Fixed | Roof
Solar Registration Program | NJSRRE1543500262 | Paulsboro | 8066 | 15 | 13.55 | Residential | Yes | Behind the Meter | Vivint Solar Developer, LLC | AC Electric | Accepted | 2019-12-07 | 2019-12-10 | 2020-12-10 | SOLAREDGE | SE10000H-US | Inverters | 10000 |  | 1 |  |  | 0.992 |  | Outdoor | Near the Utility Meter
Solar Registration Program | NJSRRE1543565415 | Manahawkin | 8050 | 18 | 13.55 | Residential | Yes | Behind the Meter | Trinity Solar | AC Electric | Accepted | 2019-12-18 | 2019-12-23 | 2020-12-23 | HANWHA | Q.PEAK DUO BLK-G5 315 | Solar Panels |  | 0.315 | 31 | 219 | 27 |  | Fixed | Roof
Solar Registration Program | NJSRRE1543565415 | Manahawkin | 8050 | 18 | 13.55 | Residential | Yes | Behind the Meter | Trinity Solar | AC Electric | Accepted | 2019-12-18 | 2019-12-23 | 2020-12-23 | HANWHA | Q.PEAK DUO BLK-G5 315 | Solar Panels |  | 0.315 | 9 | 219 | 14 |  | Fixed | Roof
Solar Registration Program | NJSRRE1543565415 | Manahawkin | 8050 | 18 | 13.55 | Residential | Yes | Behind the Meter | Trinity Solar | AC Electric | Accepted | 2019-12-18 | 2019-12-23 | 2020-12-23 | HANWHA | Q.PEAK DUO BLK-G5 315 | Solar Panels |  | 0.315 | 3 | 129 | 23 |  | Fixed | Roof
Solar Registration Program | NJSRRE1543565415 | Manahawkin | 8050 | 18 | 13.55 | Residential | Yes | Behind the Meter | Trinity Solar | AC Electric | Accepted | 2019-12-18 | 2019-12-23 | 2020-12-23 | Solar Edge | SE11400H-US000BNC4 | Inverters | 11400 |  | 1 |  |  | 0.97 |  | Outdoor | side of home
Solar Registration Program | NJSRRE1543570764 | Belford | 7718 | 17 | 13.55 | Residential | Yes | Behind the Meter | Vision Solar LLC | JCP&L | Accepted | 2019-12-19 | 2019-12-23 | 2020-12-23 | hanwa qcells | q.peak- duo-g5 315 | Solar Panels |  | 0.315 | 15 | 303 | 27 |  | Fixed | Roof
Solar Registration Program | NJSRRE1543570764 | Belford | 7718 | 17 | 13.55 | Residential | Yes | Behind the Meter | Vision Solar LLC | JCP&L | Accepted | 2019-12-19 | 2019-12-23 | 2020-12-23 | hanwa qcells | q.peak- duo-g5 315 | Solar Panels |  | 0.315 | 28 | 123 | 27 |  | Fixed | Roof
Solar Registration Program | NJSRRE1543570764 | Belford | 7718 | 17 | 13.55 | Residential | Yes | Behind the Meter | Vision Solar LLC | JCP&L | Accepted | 2019-12-19 | 2019-12-23 | 2020-12-23 | enphase | iq7-60-2-us | Inverters | 0.25 |  | 43 |  |  | 0.96 |  | Other | behind panels
Solar Registration Program | NJSRRE1542411856 | Mansfield Twp Bur | 8022 | 13 | 13.57 | Non Profit | Yes | Behind the Meter | Bright Planet Solar | PSE&G | Final As-Built Received | 2019-09-17 | 2019-10-17 | 2020-10-17 | Hanwha Q-Cells | Q.PEAK BLK-G4.1 295W | Solar Panels |  | 0.295 | 36 | 28 | 33 |  | Fixed | Roof
Solar Registration Program | NJSRRE1542411856 | Mansfield Twp Bur | 8022 | 13 | 13.57 | Non Profit | Yes | Behind the Meter | Bright Planet Solar | PSE&G | Final As-Built Received | 2019-09-17 | 2019-10-17 | 2020-10-17 | Hanwha Q-Cells | Q.PEAK BLK-G4.1 295W | Solar Panels |  | 0.295 | 10 | 297 | 33 |  | Fixed | Roof
Solar Registration Program | NJSRRE1542411856 | Mansfield Twp Bur | 8022 | 13 | 13.57 | Non Profit | Yes | Behind the Meter | Bright Planet Solar | PSE&G | Final As-Built Received | 2019-09-17 | 2019-10-17 | 2020-10-17 | Solar Edge | SE11400H-SURGM | Inverters | 11400 |  | 1 |  |  | 0.98 |  | Outdoor | Next to Meter
Solar Registration Program | NJSRRE1541125432 | Oxford | 7863 | 2 | 13.6 | Residential | No | Behind the Meter | Green Power Energy | JCP&L | Accepted | 2019-06-07 | 2019-06-12 | 2020-06-12 | Panasonic | VBHN340SA17 | Solar Panels |  | 0.34 | 40 | 170 | 35 |  | Fixed | Roof
Solar Registration Program | NJSRRE1541125432 | Oxford | 7863 | 2 | 13.6 | Residential | No | Behind the Meter | Green Power Energy | JCP&L | Accepted | 2019-06-07 | 2019-06-12 | 2020-06-12 | Solar Edge | SE11400H-US | Inverters | 11400 |  | 1 |  |  | 0.97 |  | Outside | next to meter
Solar Registration Program | NJSRRE1541513100 | Whippany | 7981 | 3 | 13.6 | Commercial | No | Behind the Meter | Antonio L. Dimichino LLC | JCP&L | Accepted | 2019-06-29 | 2019-07-03 | 2020-07-03 | Hanwah Solar One | 345 | Solar Panels |  | 0.34 | 40 | 180 | 10 |  | Fixed | Roof
Solar Registration Program | NJSRRE1541513100 | Whippany | 7981 | 3 | 13.6 | Commercial | No | Behind the Meter | Antonio L. Dimichino LLC | JCP&L | Accepted | 2019-06-29 | 2019-07-03 | 2020-07-03 | Solar Edge | 7600 | Inverters | 7600 |  | 2 |  |  | 0.97 |  | Outside | next to meter
Solar Registration Program | NJSRRE1542376175 | PASSAIC | 7055 | 6 | 13.6 | Residential | No | Behind the Meter | SEA BRIGHT SOLAR, LLC | PSE&G | Accepted | 2019-09-10 | 2019-09-12 | 2020-09-12 | SUNPOWER | SPR-A400-G-AC | Solar Panels |  | 0.4 | 4 | 302 | 40 |  | Fixed | Roof | WEST
Solar Registration Program | NJSRRE1542376175 | PASSAIC | 7055 | 6 | 13.6 | Residential | No | Behind the Meter | SEA BRIGHT SOLAR, LLC | PSE&G | Accepted | 2019-09-10 | 2019-09-12 | 2020-09-12 | SUNPOWER | SPR-A400-G-AC | Solar Panels |  | 0.4 | 24 | 32 | 40 |  | Fixed | Roof | NE
Solar Registration Program | NJSRRE1542376175 | PASSAIC | 7055 | 6 | 13.6 | Residential | No | Behind the Meter | SEA BRIGHT SOLAR, LLC | PSE&G | Accepted | 2019-09-10 | 2019-09-12 | 2020-09-12 | SUNPOWER | SPR-A400-G-AC | Solar Panels |  | 0.4 | 6 | 212 | 40 |  | Fixed | Roof | SW
Solar Registration Program | NJSRRE1542376175 | PASSAIC | 7055 | 6 | 13.6 | Residential | No | Behind the Meter | SEA BRIGHT SOLAR, LLC | PSE&G | Accepted | 2019-09-10 | 2019-09-12 | 2020-09-12 | SUNPOWER | SPR-A400-G-AC | Inverters | 366 |  | 34 |  |  | 0.96 |  | Outside | BENEATH ARRAY
Solar Registration Program | NJSRRE1542376175 | PASSAIC | 7055 | 6 | 13.6 | Residential | No | Behind the Meter | SEA BRIGHT SOLAR, LLC | PSE&G | Accepted | 2019-09-10 | 2019-09-12 | 2020-09-12 | TESLA | POWERWALL2 | Electric Storage Battery |  |  | 3 |  |  |  | Lithium Ion |  | INSIDE
Solar Registration Program | NJSRRE1542411865 | Nutley Town | 7710 | 17 | 13.6 | Residential | Yes | Behind the Meter | GenRenew, LLC | PSE&G | Accepted | 2019-09-17 | 2019-09-19 | 2020-09-19 | sunpower | SPR-A400-G-AC | Solar Panels |  | 0.4 | 6 | 17 | 18 |  | Fixed | Roof
Solar Registration Program | NJSRRE1542411865 | Nutley Town | 7710 | 17 | 13.6 | Residential | Yes | Behind the Meter | GenRenew, LLC | PSE&G | Accepted | 2019-09-17 | 2019-09-19 | 2020-09-19 | sunpower | SPR-A400-G-AC | Solar Panels |  | 0.4 | 4 | 17 | 30 |  | Fixed | Roof
Solar Registration Program | NJSRRE1542411865 | Nutley Town | 7710 | 17 | 13.6 | Residential | Yes | Behind the Meter | GenRenew, LLC | PSE&G | Accepted | 2019-09-17 | 2019-09-19 | 2020-09-19 | sunpower | SPR-A400-G-AC | Solar Panels |  | 0.4 | 6 | 197 | 18 |  | Fixed | Roof
Solar Registration Program | NJSRRE1542411865 | Nutley Town | 7710 | 17 | 13.6 | Residential | Yes | Behind the Meter | GenRenew, LLC | PSE&G | Accepted | 2019-09-17 | 2019-09-19 | 2020-09-19 | sunpower | SPR-A400-G-AC | Solar Panels |  | 0.4 | 15 | 197 | 30 |  | Fixed | Roof
Solar Registration Program | NJSRRE1542411865 | Nutley Town | 7710 | 17 | 13.6 | Residential | Yes | Behind the Meter | GenRenew, LLC | PSE&G | Accepted | 2019-09-17 | 2019-09-19 | 2020-09-19 | sunpower | SPR-A400-G-AC | Solar Panels |  | 0.4 | 3 | 197 | 30 |  | Fixed | Roof
Solar Registration Program | NJSRRE1542411865 | Nutley Town | 7710 | 17 | 13.6 | Residential | Yes | Behind the Meter | GenRenew, LLC | PSE&G | Accepted | 2019-09-17 | 2019-09-19 | 2020-09-19 | enphase | Enphase IQ7AS-66-ACM-US | Inverters | 349 |  | 34 |  |  | 0.97 |  | Outdoor | microinverter located under module
Solar Registration Program | NJSRRE1540408025 | Forked River | 8731 | 18 | 13.63 | Residential | Yes | Behind the Meter | Sunrun Installation Services, Inc. | JCP&L | Accepted | 2019-02-28 | 2019-03-01 | 2020-03-01 | REC Solar | REC290TP2 BLK | Solar Panels |  | 0.29 | 6 | 152 | 14 |  | Fixed | Roof
Solar Registration Program | NJSRRE1540408025 | Forked River | 8731 | 18 | 13.63 | Residential | Yes | Behind the Meter | Sunrun Installation Services, Inc. | JCP&L | Accepted | 2019-02-28 | 2019-03-01 | 2020-03-01 | REC Solar | REC290TP2 BLK | Solar Panels |  | 0.29 | 9 | 151 | 9 |  | Fixed | Roof
Solar Registration Program | NJSRRE1540408025 | Forked River | 8731 | 18 | 13.63 | Residential | Yes | Behind the Meter | Sunrun Installation Services, Inc. | JCP&L | Accepted | 2019-02-28 | 2019-03-01 | 2020-03-01 | REC Solar | REC290TP2 BLK | Solar Panels |  | 0.29 | 32 | 332 | 14 |  | Fixed | Roof
Solar Registration Program | NJSRRE1540408025 | Forked River | 8731 | 18 | 13.63 | Residential | Yes | Behind the Meter | Sunrun Installation Services, Inc. | JCP&L | Accepted | 2019-02-28 | 2019-03-01 | 2020-03-01 | SolarEdge Technologies | SE11400H-USRGM | Inverters | 11400 |  | 1 |  |  | 0.96 |  | Outdoor | Next To Meter
Solar Registration Program | NJSRRE1540485551 | Edison Twp | 8817 | 11 | 13.63 | Residential | Yes | Behind the Meter | Sunrun Installation Services, Inc. | PSE&G | Accepted | 2019-03-14 | 2019-03-15 | 2020-03-15 | REC Solar | REC290TP2 BLK | Solar Panels |  | 0.29 | 24 | 218 | 18 |  | Fixed | Roof
Solar Registration Program | NJSRRE1540485551 | Edison Twp | 8817 | 11 | 13.63 | Residential | Yes | Behind the Meter | Sunrun Installation Services, Inc. | PSE&G | Accepted | 2019-03-14 | 2019-03-15 | 2020-03-15 | REC Solar | REC290TP2 BLK | Solar Panels |  | 0.29 | 23 | 38 | 18 |  | Fixed | Roof
Solar Registration Program | NJSRRE1540485551 | Edison Twp | 8817 | 11 | 13.63 | Residential | Yes | Behind the Meter | Sunrun Installation Services, Inc. | PSE&G | Accepted | 2019-03-14 | 2019-03-15 | 2020-03-15 | SMA America | SB7.7-1SP-US-40 | Inverters | 7680 |  | 1 |  |  | 0.96 |  | Outdoor | Next To Meter
Solar Registration Program | NJSRRE1540485551 | Edison Twp | 8817 | 11 | 13.63 | Residential | Yes | Behind the Meter | Sunrun Installation Services, Inc. | PSE&G | Accepted | 2019-03-14 | 2019-03-15 | 2020-03-15 | SMA America | SB3.8-1SP-US-40 | Inverters | 3800 |  | 1 |  |  | 0.96 |  | Outdoor | Next To Meter
Solar Registration Program | NJSRRE1541432492 | Cherry Hill | 8003 | 14 | 13.63 | Residential | Yes | Behind the Meter | Sunrun Installation Services, Inc. | PSE&G | Accepted | 2019-06-19 | 2019-06-24 | 2020-06-24 | REC Solar | REC290TP2 BLK | Solar Panels |  | 0.29 | 22 | 84 | 34 |  | Fixed | Roof
Solar Registration Program | NJSRRE1541432492 | Cherry Hill | 8003 | 14 | 13.63 | Residential | Yes | Behind the Meter | Sunrun Installation Services, Inc. | PSE&G | Accepted | 2019-06-19 | 2019-06-24 | 2020-06-24 | REC Solar | REC290TP2 BLK | Solar Panels |  | 0.29 | 3 | 265 | 34 |  | Fixed | Roof
Solar Registration Program | NJSRRE1541432492 | Cherry Hill | 8003 | 14 | 13.63 | Residential | Yes | Behind the Meter | Sunrun Installation Services, Inc. | PSE&G | Accepted | 2019-06-19 | 2019-06-24 | 2020-06-24 | REC Solar | REC290TP2 BLK | Solar Panels |  | 0.29 | 22 | 263 | 18 |  | Fixed | Roof
Solar Registration Program | NJSRRE1541432492 | Cherry Hill | 8003 | 14 | 13.63 | Residential | Yes | Behind the Meter | Sunrun Installation Services, Inc. | PSE&G | Accepted | 2019-06-19 | 2019-06-24 | 2020-06-24 | SolarEdge Technologies | SE11400H-USRGM | Inverters | 11400 |  | 1 |  |  | 0.96 |  | Outdoor | Next To Meter
Solar Registration Program | NJSRRE1541708899 | Lawrence Township | 8648 | 12 | 13.63 | Residential | Yes | Behind the Meter | Sunrun Installation Services, Inc. | PSE&G | Accepted | 2019-07-26 | 2019-07-31 | 2020-07-31 | REC Solar | REC290TP2 BLK | Solar Panels |  | 0.29 | 7 | 125 | 24 |  | Fixed | Roof
Solar Registration Program | NJSRRE1541708899 | Lawrence Township | 8648 | 12 | 13.63 | Residential | Yes | Behind the Meter | Sunrun Installation Services, Inc. | PSE&G | Accepted | 2019-07-26 | 2019-07-31 | 2020-07-31 | REC Solar | REC290TP2 BLK | Solar Panels |  | 0.29 | 5 | 304 | 24 |  | Fixed | Roof
Solar Registration Program | NJSRRE1541708899 | Lawrence Township | 8648 | 12 | 13.63 | Residential | Yes | Behind the Meter | Sunrun Installation Services, Inc. | PSE&G | Accepted | 2019-07-26 | 2019-07-31 | 2020-07-31 | REC Solar | REC290TP2 BLK | Solar Panels |  | 0.29 | 19 | 214 | 23 |  | Fixed | Roof
Solar Registration Program | NJSRRE1541708899 | Lawrence Township | 8648 | 12 | 13.63 | Residential | Yes | Behind the Meter | Sunrun Installation Services, Inc. | PSE&G | Accepted | 2019-07-26 | 2019-07-31 | 2020-07-31 | REC Solar | REC290TP2 BLK | Solar Panels |  | 0.29 | 16 | 34 | 23 |  | Fixed | Roof
Solar Registration Program | NJSRRE1541708899 | Lawrence Township | 8648 | 12 | 13.63 | Residential | Yes | Behind the Meter | Sunrun Installation Services, Inc. | PSE&G | Accepted | 2019-07-26 | 2019-07-31 | 2020-07-31 | Ningbo Ginlong Technologies | Solis-1P10K-4G-US | Inverters | 10000 |  | 1 |  |  | 0.96 |  | Outdoor | Next To Meter
Solar Registration Program | NJSRRE1541708899 | Lawrence Township | 8648 | 12 | 13.63 | Residential | Yes | Behind the Meter | Sunrun Installation Services, Inc. | PSE&G | Accepted | 2019-07-26 | 2019-07-31 | 2020-07-31 | Ningbo Ginlong Technologies | Solis-1P3K-4G-US | Inverters | 3000 |  | 1 |  |  | 0.96 |  | Outdoor | Next To Meter
Solar Registration Program | NJSRRE1541709220 | Westfield | 7090 | 10 | 13.63 | Residential | Yes | Behind the Meter | Sunrun Installation Services, Inc. | PSE&G | Accepted | 2019-07-26 | 2019-07-31 | 2020-07-31 | REC Solar | REC290TP2 BLK | Solar Panels |  | 0.29 | 22 | 221 | 27 |  | Fixed | Roof
Solar Registration Program | NJSRRE1541709220 | Westfield | 7090 | 10 | 13.63 | Residential | Yes | Behind the Meter | Sunrun Installation Services, Inc. | PSE&G | Accepted | 2019-07-26 | 2019-07-31 | 2020-07-31 | REC Solar | REC290TP2 BLK | Solar Panels |  | 0.29 | 25 | 40 | 27 |  | Fixed | Roof
Solar Registration Program | NJSRRE1541709220 | Westfield | 7090 | 10 | 13.63 | Residential | Yes | Behind the Meter | Sunrun Installation Services, Inc. | PSE&G | Accepted | 2019-07-26 | 2019-07-31 | 2020-07-31 | Ningbo Ginlong Technologies | Solis-1P3K-4G-US | Inverters | 3000 |  | 1 |  |  | 0.96 |  | Outdoor | Next To Meter
Solar Registration Program | NJSRRE1541709220 | Westfield | 7090 | 10 | 13.63 | Residential | Yes | Behind the Meter | Sunrun Installation Services, Inc. | PSE&G | Accepted | 2019-07-26 | 2019-07-31 | 2020-07-31 | Ningbo Ginlong Technologies | Solis-1P10K-4G-US | Inverters | 10000 |  | 1 |  |  | 0.96 |  | Outdoor | Next To Meter
Solar Registration Program | NJSRRE1541885877 | Englishtown | 7726 | 17 | 13.63 | Residential | No | Behind the Meter | Sunrun Installation Services, Inc. | JCP&L | Accepted | 2019-08-26 | 2019-08-29 | 2020-08-29 | REC Solar | REC290TP2 BLK | Solar Panels |  | 0.29 | 11 | 132 | 24 |  | Fixed | Roof
Solar Registration Program | NJSRRE1541885877 | Englishtown | 7726 | 17 | 13.63 | Residential | No | Behind the Meter | Sunrun Installation Services, Inc. | JCP&L | Accepted | 2019-08-26 | 2019-08-29 | 2020-08-29 | REC Solar | REC290TP2 BLK | Solar Panels |  | 0.29 | 15 | 224 | 23 |  | Fixed | Roof
Solar Registration Program | NJSRRE1541885877 | Englishtown | 7726 | 17 | 13.63 | Residential | No | Behind the Meter | Sunrun Installation Services, Inc. | JCP&L | Accepted | 2019-08-26 | 2019-08-29 | 2020-08-29 | REC Solar | REC290TP2 BLK | Solar Panels |  | 0.29 | 9 | 313 | 23 |  | Fixed | Roof
Solar Registration Program | NJSRRE1541885877 | Englishtown | 7726 | 17 | 13.63 | Residential | No | Behind the Meter | Sunrun Installation Services, Inc. | JCP&L | Accepted | 2019-08-26 | 2019-08-29 | 2020-08-29 | REC Solar | REC290TP2 BLK | Solar Panels |  | 0.29 | 12 | 42 | 24 |  | Fixed | Roof
Solar Registration Program | NJSRRE1541885877 | Englishtown | 7726 | 17 | 13.63 | Residential | No | Behind the Meter | Sunrun Installation Services, Inc. | JCP&L | Accepted | 2019-08-26 | 2019-08-29 | 2020-08-29 | Ningbo Ginlong Technologies | Solis-1P10K-4G-US | Inverters | 10000 |  | 1 |  |  | 0.96 |  | Outdoor | Next To Meter
Solar Registration Program | NJSRRE1541885877 | Englishtown | 7726 | 17 | 13.63 | Residential | No | Behind the Meter | Sunrun Installation Services, Inc. | JCP&L | Accepted | 2019-08-26 | 2019-08-29 | 2020-08-29 | Ningbo Ginlong Technologies | Solis-1P3K-4G-US | Inverters | 3000 |  | 1 |  |  | 0.96 |  | Outdoor | Next To Meter
Solar Registration Program | NJSRRE1542409271 | Williamstown | 8094 | 15 | 13.63 | Residential | No | Behind the Meter | Sunrun Installation Services, Inc. | AC Electric | Accepted | 2019-09-16 | 2019-09-18 | 2020-09-18 | REC Solar | REC290TP2 BLK | Solar Panels |  | 0.29 | 19 | 213 | 33 |  | Fixed | Roof
Solar Registration Program | NJSRRE1542409271 | Williamstown | 8094 | 15 | 13.63 | Residential | No | Behind the Meter | Sunrun Installation Services, Inc. | AC Electric | Accepted | 2019-09-16 | 2019-09-18 | 2020-09-18 | REC Solar | REC290TP2 BLK | Solar Panels |  | 0.29 | 5 | 123 | 45 |  | Fixed | Roof
Solar Registration Program | NJSRRE1542409271 | Williamstown | 8094 | 15 | 13.63 | Residential | No | Behind the Meter | Sunrun Installation Services, Inc. | AC Electric | Accepted | 2019-09-16 | 2019-09-18 | 2020-09-18 | REC Solar | REC290TP2 BLK | Solar Panels |  | 0.29 | 23 | 32 | 18 |  | Fixed | Roof
Solar Registration Program | NJSRRE1542409271 | Williamstown | 8094 | 15 | 13.63 | Residential | No | Behind the Meter | Sunrun Installation Services, Inc. | AC Electric | Accepted | 2019-09-16 | 2019-09-18 | 2020-09-18 | Ningbo Ginlong Technologies | Solis-1P3K-4G-US | Inverters | 3000 |  | 1 |  |  | 0.96 |  | Outdoor | Next To Meter
Solar Registration Program | NJSRRE1542409271 | Williamstown | 8094 | 15 | 13.63 | Residential | No | Behind the Meter | Sunrun Installation Services, Inc. | AC Electric | Accepted | 2019-09-16 | 2019-09-18 | 2020-09-18 | Ningbo Ginlong Technologies | Solis-1P10K-4G-US | Inverters | 10000 |  | 1 |  |  | 0.96 |  | Outdoor | Next To Meter
Solar Registration Program | NJSRRE1542544769 | Mansfield Twp Bur | 8022 | 13 | 13.63 | Residential | No | Behind the Meter | Sunrun Installation Services, Inc. | PSE&G | Accepted | 2019-10-15 | 2019-10-18 | 2020-10-18 | REC Solar | REC290TP2 BLK | Solar Panels |  | 0.29 | 33 | 148 | 25 |  | Fixed | Roof
Solar Registration Program | NJSRRE1542544769 | Mansfield Twp Bur | 8022 | 13 | 13.63 | Residential | No | Behind the Meter | Sunrun Installation Services, Inc. | PSE&G | Accepted | 2019-10-15 | 2019-10-18 | 2020-10-18 | REC Solar | REC290TP2 BLK | Solar Panels |  | 0.29 | 14 | 237 | 23 |  | Fixed | Roof
Solar Registration Program | NJSRRE1542544769 | Mansfield Twp Bur | 8022 | 13 | 13.63 | Residential | No | Behind the Meter | Sunrun Installation Services, Inc. | PSE&G | Accepted | 2019-10-15 | 2019-10-18 | 2020-10-18 | SolarEdge Technologies | SE11400H-USRGM | Inverters | 11400 |  | 1 |  |  | 0.96 |  | Outdoor | Next To Meter
Solar Registration Program | NJSRRE1542578754 | Bordentown | 8505 | 13 | 13.63 | Residential | No | Behind the Meter | Impact Solar LLC | PSE&G | Accepted | 2019-10-23 | 2019-10-25 | 2020-10-25 | Solarworld | SW290 | Solar Panels |  | 0.29 | 11 | 214 | 27 |  | Fixed | Roof
Solar Registration Program | NJSRRE1542578754 | Bordentown | 8505 | 13 | 13.63 | Residential | No | Behind the Meter | Impact Solar LLC | PSE&G | Accepted | 2019-10-23 | 2019-10-25 | 2020-10-25 | solarworld | SW290 | Solar Panels |  | 0.29 | 19 | 214 | 27 |  | Fixed | Roof
Solar Registration Program | NJSRRE1542578754 | Bordentown | 8505 | 13 | 13.63 | Residential | No | Behind the Meter | Impact Solar LLC | PSE&G | Accepted | 2019-10-23 | 2019-10-25 | 2020-10-25 | solarworld | SW290 | Solar Panels |  | 0.29 | 3 | 34 | 27 |  | Fixed | Roof
Solar Registration Program | NJSRRE1542578754 | Bordentown | 8505 | 13 | 13.63 | Residential | No | Behind the Meter | Impact Solar LLC | PSE&G | Accepted | 2019-10-23 | 2019-10-25 | 2020-10-25 | solarworld | SW290 | Solar Panels |  | 0.29 | 7 | 124 | 34 |  | Fixed | Roof
Solar Registration Program | NJSRRE1542578754 | Bordentown | 8505 | 13 | 13.63 | Residential | No | Behind the Meter | Impact Solar LLC | PSE&G | Accepted | 2019-10-23 | 2019-10-25 | 2020-10-25 | solarworld | SW290 | Solar Panels |  | 0.29 | 7 | 304 | 34 |  | Fixed | Roof
Solar Registration Program | NJSRRE1542578754 | Bordentown | 8505 | 13 | 13.63 | Residential | No | Behind the Meter | Impact Solar LLC | PSE&G | Accepted | 2019-10-23 | 2019-10-25 | 2020-10-25 | SolarEdge | SE11400A-US | Inverters | 11400 |  | 1 |  |  | 0.96 |  | Indoor | garage
Solar Registration Program | NJSRRE1542578754 | Bordentown | 8505 | 13 | 13.63 | Residential | No | Behind the Meter | Impact Solar LLC | PSE&G | Accepted | 2019-10-23 | 2019-10-25 | 2020-10-25 | SolarEdge | Solaredge direct | Meters |  |  | 1 |  |  |  | Yes | Indoor
Solar Registration Program | NJSRRE1543434194 | Milford | 8848 | 4 | 13.63 | Residential | No | Behind the Meter | Sunrun Installation Services, Inc. | JCP&L | Accepted | 2019-11-21 | 2019-11-26 | 2020-11-26 | REC Solar | REC290TP2 BLK | Solar Panels |  | 0.29 | 25 | 140 | 30 |  | Fixed | Roof
Solar Registration Program | NJSRRE1543434194 | Milford | 8848 | 4 | 13.63 | Residential | No | Behind the Meter | Sunrun Installation Services, Inc. | JCP&L | Accepted | 2019-11-21 | 2019-11-26 | 2020-11-26 | REC Solar | REC290TP2 BLK | Solar Panels |  | 0.29 | 22 | 140 | 30 |  | Fixed | Roof
Solar Registration Program | NJSRRE1543434194 | Milford | 8848 | 4 | 13.63 | Residential | No | Behind the Meter | Sunrun Installation Services, Inc. | JCP&L | Accepted | 2019-11-21 | 2019-11-26 | 2020-11-26 | Delta Electronics | M6-TL-US | Inverters | 5760 |  | 1 |  |  | 0.96 |  | Outdoor | Next To Meter
Solar Registration Program | NJSRRE1543434194 | Milford | 8848 | 4 | 13.63 | Residential | No | Behind the Meter | Sunrun Installation Services, Inc. | JCP&L | Accepted | 2019-11-21 | 2019-11-26 | 2020-11-26 | Delta Electronics | M5-TL-US | Inverters | 4800 |  | 1 |  |  | 0.96 |  | Outdoor | Next To Meter
Solar Registration Program | NJSRRE1543547350 | Columbus | 8022 | 13 | 13.63 | Residential | No | Behind the Meter | Sunrun Installation Services, Inc. | PSE&G | Accepted | 2019-12-13 | 2019-12-30 | 2020-12-30 | REC Solar | REC290TP2 BLK | Solar Panels |  | 0.29 | 16 | 238 | 27 |  | Fixed | Roof
Solar Registration Program | NJSRRE1543547350 | Columbus | 8022 | 13 | 13.63 | Residential | No | Behind the Meter | Sunrun Installation Services, Inc. | PSE&G | Accepted | 2019-12-13 | 2019-12-30 | 2020-12-30 | REC Solar | REC290TP2 BLK | Solar Panels |  | 0.29 | 31 | 147 | 27 |  | Fixed | Roof
Solar Registration Program | NJSRRE1543547350 | Columbus | 8022 | 13 | 13.63 | Residential | No | Behind the Meter | Sunrun Installation Services, Inc. | PSE&G | Accepted | 2019-12-13 | 2019-12-30 | 2020-12-30 | Enphase Energy | IQ7-60-x-US (240V) | Inverters | 240 |  | 47 |  |  | 0.96 |  | Outdoor | Rooftop
Solar Registration Program | NJSRRE1543556020 | Bridgewater Township | 8807 | 5 | 13.63 | Residential | Yes | Behind the Meter | Sunrun Installation Services, Inc. | PSE&G | Accepted | 2019-12-17 | 2019-12-20 | 2020-12-20 | REC Solar | REC290TP2 BLK | Solar Panels |  | 0.29 | 12 | 292 | 23 |  | Fixed | Roof
Solar Registration Program | NJSRRE1543556020 | Bridgewater Township | 8807 | 5 | 13.63 | Residential | Yes | Behind the Meter | Sunrun Installation Services, Inc. | PSE&G | Accepted | 2019-12-17 | 2019-12-20 | 2020-12-20 | REC Solar | REC290TP2 BLK | Solar Panels |  | 0.29 | 10 | 112 | 23 |  | Fixed | Roof
Solar Registration Program | NJSRRE1543556020 | Bridgewater Township | 8807 | 5 | 13.63 | Residential | Yes | Behind the Meter | Sunrun Installation Services, Inc. | PSE&G | Accepted | 2019-12-17 | 2019-12-20 | 2020-12-20 | REC Solar | REC290TP2 BLK | Solar Panels |  | 0.29 | 25 | 292 | 23 |  | Fixed | Roof
Solar Registration Program | NJSRRE1543556020 | Bridgewater Township | 8807 | 5 | 13.63 | Residential | Yes | Behind the Meter | Sunrun Installation Services, Inc. | PSE&G | Accepted | 2019-12-17 | 2019-12-20 | 2020-12-20 | Delta Electronics | M6-TL-US | Inverters | 5760 |  | 1 |  |  | 0.96 |  | Outdoor | Next To Meter
Solar Registration Program | NJSRRE1543556020 | Bridgewater Township | 8807 | 5 | 13.63 | Residential | Yes | Behind the Meter | Sunrun Installation Services, Inc. | PSE&G | Accepted | 2019-12-17 | 2019-12-20 | 2020-12-20 | Delta Electronics | M5-TL-US | Inverters | 4800 |  | 1 |  |  | 0.96 |  | Outdoor | Next To Meter
Solar Registration Program | NJSRRE1543820184 | Blairstown | 7825 | 2 | 13.63 | Residential | Yes | Behind the Meter | Sunrun Installation Services, Inc. | JCP&L | Accepted | 2019-12-26 | 2019-12-31 | 2020-12-31 | REC Solar | REC290TP2 BLK | Solar Panels |  | 0.29 | 11 | 142 | 27 |  | Fixed | Roof
Solar Registration Program | NJSRRE1543820184 | Blairstown | 7825 | 2 | 13.63 | Residential | Yes | Behind the Meter | Sunrun Installation Services, Inc. | JCP&L | Accepted | 2019-12-26 | 2019-12-31 | 2020-12-31 | REC Solar | REC290TP2 BLK | Solar Panels |  | 0.29 | 6 | 52 | 27 |  | Fixed | Roof
Solar Registration Program | NJSRRE1543820184 | Blairstown | 7825 | 2 | 13.63 | Residential | Yes | Behind the Meter | Sunrun Installation Services, Inc. | JCP&L | Accepted | 2019-12-26 | 2019-12-31 | 2020-12-31 | REC Solar | REC290TP2 BLK | Solar Panels |  | 0.29 | 23 | 232 | 27 |  | Fixed | Roof
Solar Registration Program | NJSRRE1543820184 | Blairstown | 7825 | 2 | 13.63 | Residential | Yes | Behind the Meter | Sunrun Installation Services, Inc. | JCP&L | Accepted | 2019-12-26 | 2019-12-31 | 2020-12-31 | REC Solar | REC290TP2 BLK | Solar Panels |  | 0.29 | 7 | 52 | 27 |  | Fixed | Roof
Solar Registration Program | NJSRRE1543820184 | Blairstown | 7825 | 2 | 13.63 | Residential | Yes | Behind the Meter | Sunrun Installation Services, Inc. | JCP&L | Accepted | 2019-12-26 | 2019-12-31 | 2020-12-31 | SolarEdge Technologies | SE7600A-USS2RGM | Inverters | 7600 |  | 1 |  |  | 0.96 |  | Outdoor | Next To Meter
Solar Registration Program | NJSRRE1543820184 | Blairstown | 7825 | 2 | 13.63 | Residential | Yes | Behind the Meter | Sunrun Installation Services, Inc. | JCP&L | Accepted | 2019-12-26 | 2019-12-31 | 2020-12-31 | SolarEdge Technologies | SE6000H-USRGM | Inverters | 6000 |  | 1 |  |  | 0.96 |  | Outdoor | Next To Meter
Solar Registration Program | NJSRRE1543820184 | Blairstown | 7825 | 2 | 13.63 | Residential | Yes | Behind the Meter | Sunrun Installation Services, Inc. | JCP&L | Accepted | 2019-12-26 | 2019-12-31 | 2020-12-31 | LG Chem | RESU 10H SEG | Electric Storage Battery |  |  | 1 |  |  |  | Lithium Ion |  | outside
Solar Registration Program | NJSRRE1541882891 | Millville | 8332 | 20 | 13.64 | Residential | Yes | Behind the Meter | Suntuity Solar LLC | AC Electric | Accepted | 2019-08-24 | 2019-08-28 | 2020-08-28 | Yingli Solar | YL310D-30b | Solar Panels |  | 0.31 | 21 | 203 | 18 |  | Fixed | Roof
Solar Registration Program | NJSRRE1541882891 | Millville | 8332 | 20 | 13.64 | Residential | Yes | Behind the Meter | Suntuity Solar LLC | AC Electric | Accepted | 2019-08-24 | 2019-08-28 | 2020-08-28 | Yingli Solar | YL310D-30b | Solar Panels |  | 0.31 | 23 | 23 | 18 |  | Fixed | Roof
Solar Registration Program | NJSRRE1541882891 | Millville | 8332 | 20 | 13.64 | Residential | Yes | Behind the Meter | Suntuity Solar LLC | AC Electric | Accepted | 2019-08-24 | 2019-08-28 | 2020-08-28 | Enphase Energy | IQ7-60-2-US | Inverters | 240 |  | 44 |  |  | 0.97 |  | Outdoor | Behind the PV modules
Solar Registration Program | NJSRRE1542479375 | Franklin Township | 8873 | 5 | 13.64 | Residential | No | Behind the Meter | Solar Energy World | PSE&G | Accepted | 2019-10-01 | 2019-10-03 | 2020-10-03 | LONGi Green Energy Technology | LR6-60PE-310M | Solar Panels |  | 0.31 | 44 | 104 | 18 |  | Fixed | Roof
Solar Registration Program | NJSRRE1542479375 | Franklin Township | 8873 | 5 | 13.64 | Residential | No | Behind the Meter | Solar Energy World | PSE&G | Accepted | 2019-10-01 | 2019-10-03 | 2020-10-03 | Enphase Energy | 1Q7-60-x-US | Inverters | 310 |  | 44 |  |  | 0.976 |  | Outside | near meter
Solar Registration Program | NJSRRE1542544363 | Laurel Springs | 8021 | 14 | 13.64 | Residential | No | Behind the Meter | Orbit Energy & Power, LLC | AC Electric | Final As-Built Received | 2019-10-15 | 2019-10-17 | 2020-10-17 | axitec | axitec 310 | Solar Panels |  | 0.31 | 22 | 312 | 25 |  | Fixed | Roof
Solar Registration Program | NJSRRE1542544363 | Laurel Springs | 8021 | 14 | 13.64 | Residential | No | Behind the Meter | Orbit Energy & Power, LLC | AC Electric | Final As-Built Received | 2019-10-15 | 2019-10-17 | 2020-10-17 | axitec | axitec 310 | Solar Panels |  | 0.31 | 22 | 132 | 25 |  | Fixed | Roof
Solar Registration Program | NJSRRE1542544363 | Laurel Springs | 8021 | 14 | 13.64 | Residential | No | Behind the Meter | Orbit Energy & Power, LLC | AC Electric | Final As-Built Received | 2019-10-15 | 2019-10-17 | 2020-10-17 | enphase | iq7 | Inverters | 240 |  | 44 |  |  | 0.986 |  | Outside | panel
Solar Registration Program | NJSRRE1542544363 | Laurel Springs | 8021 | 14 | 13.64 | Residential | No | Behind the Meter | Orbit Energy & Power, LLC | AC Electric | Final As-Built Received | 2019-10-15 | 2019-10-17 | 2020-10-17 | enphase | envoy | Meters |  |  | 1 |  |  |  | Yes | Outdoor
Solar Registration Program | NJSRRE1542568685 | Parkertown | 8087 | 18 | 13.64 | Residential | No | Behind the Meter | All Season Solar | AC Electric | Accepted | 2019-10-21 | 2019-10-23 | 2020-10-23 | Certain Teed | CT310HC11-04 | Solar Panels |  | 0.31 | 23 | 191 | 5 |  | Fixed | Roof
Solar Registration Program | NJSRRE1542568685 | Parkertown | 8087 | 18 | 13.64 | Residential | No | Behind the Meter | All Season Solar | AC Electric | Accepted | 2019-10-21 | 2019-10-23 | 2020-10-23 | Certain Teed | CT310HC11-04 | Solar Panels |  | 0.31 | 21 | 191 | 10 |  | Fixed | Roof
Solar Registration Program | NJSRRE1542568685 | Parkertown | 8087 | 18 | 13.64 | Residential | No | Behind the Meter | All Season Solar | AC Electric | Accepted | 2019-10-21 | 2019-10-23 | 2020-10-23 | Enphase | IQ7 | Inverters | 240 |  | 44 |  |  | 0.97 |  | Outdoor | Under Module
Solar Registration Program | NJSRRE1542832859 | Oakhurst | 7755 | 17 | 13.64 | Residential | No | Behind the Meter | Skyline Solar LLC | JCP&L | Accepted | 2019-11-25 | 2019-11-25 | 2020-11-25 | Trina Solar | TSM-310 | Solar Panels |  | 0.31 | 12 | 274 | 23 |  | Fixed | Roof
Solar Registration Program | NJSRRE1542832859 | Oakhurst | 7755 | 17 | 13.64 | Residential | No | Behind the Meter | Skyline Solar LLC | JCP&L | Accepted | 2019-11-25 | 2019-11-25 | 2020-11-25 | Trina | TSM-310 | Solar Panels |  | 0.31 | 32 | 274 | 23 |  | Fixed | Roof
Solar Registration Program | NJSRRE1542832859 | Oakhurst | 7755 | 17 | 13.64 | Residential | No | Behind the Meter | Skyline Solar LLC | JCP&L | Accepted | 2019-11-25 | 2019-11-25 | 2020-11-25 | Solaredge | SE10000H-US | Inverters | 10000 |  | 1 |  |  | 0.99 |  | Outside | N/A
Solar Registration Program | NJSRRE1542853022 | Sicklerville | 8081 | 14 | 13.64 | Residential | Yes | Behind the Meter | Orbit Energy & Power, LLC | AC Electric | Accepted | 2019-11-01 | 2019-11-05 | 2020-11-05 | trina | tsm 310 | Solar Panels |  | 0.31 | 32 | 208 | 28 |  | Fixed | Roof
Solar Registration Program | NJSRRE1542853022 | Sicklerville | 8081 | 14 | 13.64 | Residential | Yes | Behind the Meter | Orbit Energy & Power, LLC | AC Electric | Accepted | 2019-11-01 | 2019-11-05 | 2020-11-05 | trina | tsm 310 | Solar Panels |  | 0.31 | 12 | 28 | 28 |  | Fixed | Roof
Solar Registration Program | NJSRRE1542853022 | Sicklerville | 8081 | 14 | 13.64 | Residential | Yes | Behind the Meter | Orbit Energy & Power, LLC | AC Electric | Accepted | 2019-11-01 | 2019-11-05 | 2020-11-05 | enphase | iq7 | Inverters | 240 |  | 44 |  |  | 0.986 |  | Outside | panel
Solar Registration Program | NJSRRE1543315741 | Villa | 8251 | 21 | 13.64 | Residential | Yes | Behind the Meter | Solar Energy World | AC Electric | Accepted | 2019-11-14 | 2019-11-19 | 2020-11-19 | LONGI Green Energy Technology | LR6-60PE-310M | Solar Panels |  | 0.31 | 44 | 126 | 18 |  | Fixed | Roof
Solar Registration Program | NJSRRE1543315741 | Villa | 8251 | 21 | 13.64 | Residential | Yes | Behind the Meter | Solar Energy World | AC Electric | Accepted | 2019-11-14 | 2019-11-19 | 2020-11-19 | Solar Edge | SE7600H-USRGM | Inverters | 7600 |  | 1 |  |  | 0.98 |  | Outdoor | near meter
Solar Registration Program | NJSRRE1543434665 | Cold Spring | 8204 | 21 | 13.64 | Residential | Yes | Behind the Meter | All Season Solar | AC Electric | Accepted | 2019-11-21 | 2019-11-27 | 2020-11-27 | Trina | TSM DD05H.05II 310W AUG 2019 | Solar Panels |  | 0.31 | 10 | 26 | 34 |  | Fixed | Roof
Solar Registration Program | NJSRRE1543434665 | Cold Spring | 8204 | 21 | 13.64 | Residential | Yes | Behind the Meter | All Season Solar | AC Electric | Accepted | 2019-11-21 | 2019-11-27 | 2020-11-27 | Trina | TSM DD05H.05II 310W AUG 2019 | Solar Panels |  | 0.31 | 12 | 206 | 34 |  | Fixed | Roof
Solar Registration Program | NJSRRE1543434665 | Cold Spring | 8204 | 21 | 13.64 | Residential | Yes | Behind the Meter | All Season Solar | AC Electric | Accepted | 2019-11-21 | 2019-11-27 | 2020-11-27 | Trina | TSM DD05H.05II 310W AUG 2019 | Solar Panels |  | 0.31 | 22 | 206 | 32 |  | Fixed | Roof
Solar Registration Program | NJSRRE1543434665 | Cold Spring | 8204 | 21 | 13.64 | Residential | Yes | Behind the Meter | All Season Solar | AC Electric | Accepted | 2019-11-21 | 2019-11-27 | 2020-11-27 | Enphase | IQ7 | Inverters | 240 |  | 44 |  |  | 0.97 |  | Outdoor | Under Module
Solar Registration Program | NJSRRE1543463249 | Toms River | 8753 | 18 | 13.64 | Residential | No | Behind the Meter | Advanced Solar & Energy Solutions, LLC | JCP&L | Accepted | 2019-12-02 | 2019-12-04 | 2020-12-04 | Solar Egde | TSM 310w | Solar Panels |  | 0.31 | 32 | 105 | 19 |  | Fixed | Roof
Solar Registration Program | NJSRRE1543463249 | Toms River | 8753 | 18 | 13.64 | Residential | No | Behind the Meter | Advanced Solar & Energy Solutions, LLC | JCP&L | Accepted | 2019-12-02 | 2019-12-04 | 2020-12-04 | Trina Solar | TSM310w | Solar Panels |  | 0.31 | 12 | 190 | 19 |  | Fixed | Roof
Solar Registration Program | NJSRRE1543463249 | Toms River | 8753 | 18 | 13.64 | Residential | No | Behind the Meter | Advanced Solar & Energy Solutions, LLC | JCP&L | Accepted | 2019-12-02 | 2019-12-04 | 2020-12-04 | Solar Edge | SE7600a-US | Inverters | 7600 |  | 2 |  |  | 0.97 |  | Outdoor | side of house
Solar Registration Program | NJSRRE1543501950 | Williamstown | 8094 | 15 | 13.64 | Residential | Yes | Behind the Meter | Bright Planet Solar | AC Electric | Accepted | 2019-12-09 | 2019-12-11 | 2020-12-11 | LONGI | LR6-60PB-310M | Solar Panels |  | 0.31 | 44 | 180 | 25 |  | Fixed | Roof
Solar Registration Program | NJSRRE1543501950 | Williamstown | 8094 | 15 | 13.64 | Residential | Yes | Behind the Meter | Bright Planet Solar | AC Electric | Accepted | 2019-12-09 | 2019-12-11 | 2020-12-11 | SOLAR EDGE | SE11400H-USRGM | Inverters | 11400 |  | 1 |  |  | 0.98 |  | Outdoor | NEXT TO METER
Solar Registration Program | NJSRRE1543505915 | Hightstown | 6520 |  | 13.64 | Residential | No | Behind the Meter | Advanced Solar & Energy Solutions, LLC | JCP&L | Accepted | 2019-12-12 | 2019-12-12 | 2020-12-12 | Trina Solar Energy | TSM310W | Solar Panels |  | 0.31 | 28 | 90 | 19 |  | Fixed | Roof
Solar Registration Program | NJSRRE1543505915 | Hightstown | 6520 |  | 13.64 | Residential | No | Behind the Meter | Advanced Solar & Energy Solutions, LLC | JCP&L | Accepted | 2019-12-12 | 2019-12-12 | 2020-12-12 | Trina Solar Energy | TSM310W | Solar Panels |  | 0.31 | 16 | 180 | 19 |  | Fixed | Roof
Solar Registration Program | NJSRRE1543505915 | Hightstown | 6520 |  | 13.64 | Residential | No | Behind the Meter | Advanced Solar & Energy Solutions, LLC | JCP&L | Accepted | 2019-12-12 | 2019-12-12 | 2020-12-12 | Solar Edge | SE7600A-US | Inverters | 7600 |  | 2 |  |  | 0.97 |  | Outdoor | side of house
Solar Registration Program | NJSRRE1543821191 | Lakewood | 8701 | 18 | 13.64 | Residential | No | Behind the Meter | Powerlutions | JCP&L | Accepted | 2019-12-26 | 2019-12-31 | 2020-12-31 | Trina | TSM-310 DD05A | Solar Panels |  | 0.31 | 24 | 117 | 40 |  | Fixed | Roof
Solar Registration Program | NJSRRE1543821191 | Lakewood | 8701 | 18 | 13.64 | Residential | No | Behind the Meter | Powerlutions | JCP&L | Accepted | 2019-12-26 | 2019-12-31 | 2020-12-31 | Trina | TSM-310 DD05A | Solar Panels |  | 0.31 | 6 | 117 | 40 |  | Fixed | Roof
Solar Registration Program | NJSRRE1543821191 | Lakewood | 8701 | 18 | 13.64 | Residential | No | Behind the Meter | Powerlutions | JCP&L | Accepted | 2019-12-26 | 2019-12-31 | 2020-12-31 | Trina | TSM-310 DD05A | Solar Panels |  | 0.31 | 14 | 297 | 18 |  | Fixed | Roof
Solar Registration Program | NJSRRE1543821191 | Lakewood | 8701 | 18 | 13.64 | Residential | No | Behind the Meter | Powerlutions | JCP&L | Accepted | 2019-12-26 | 2019-12-31 | 2020-12-31 | Enphse | IQ7-60-2-US | Inverters | 240 |  | 44 |  |  | 0.99 |  | Outdoor | near meter
Solar Registration Program | NJSRRE1540497053 | Somerset | 8873 | 5 | 13.65 | Residential | No | Behind the Meter | Maier Engeineering | PSE&G | Accepted | 2019-03-18 | 2019-03-19 | 2020-03-19 | Panasonic | VBHN325KA03 | Solar Panels |  | 0.325 | 42 | 202 | 23 |  | Fixed | Ground
Solar Registration Program | NJSRRE1540497053 | Somerset | 8873 | 5 | 13.65 | Residential | No | Behind the Meter | Maier Engeineering | PSE&G | Accepted | 2019-03-18 | 2019-03-19 | 2020-03-19 | Enphase | IQ7X | Inverters | 315 |  | 42 |  |  | 0.96 |  | Outside | Next to meter
Solar Registration Program | NJSRRE1541071553 | mullica hill | 8062 | 15 | 13.65 | Residential | No | Behind the Meter | Sunny Corp | AC Electric | Accepted | 2019-06-04 | 2019-06-06 | 2020-06-06 | panasonic | VBHN325KA03 | Solar Panels |  | 0.325 | 10 | 190 | 0.38 |  | Fixed | Roof
Solar Registration Program | NJSRRE1541071553 | mullica hill | 8062 | 15 | 13.65 | Residential | No | Behind the Meter | Sunny Corp | AC Electric | Accepted | 2019-06-04 | 2019-06-06 | 2020-06-06 | panasonic | VBHN325KA03 | Solar Panels |  | 0.325 | 27 | 280 | 0.28 |  | Fixed | Roof
Solar Registration Program | NJSRRE1541071553 | mullica hill | 8062 | 15 | 13.65 | Residential | No | Behind the Meter | Sunny Corp | AC Electric | Accepted | 2019-06-04 | 2019-06-06 | 2020-06-06 | panasonic | VBHN325KA03 | Solar Panels |  | 0.325 | 5 | 100 | 0.28 |  | Fixed | Roof
Solar Registration Program | NJSRRE1541071553 | mullica hill | 8062 | 15 | 13.65 | Residential | No | Behind the Meter | Sunny Corp | AC Electric | Accepted | 2019-06-04 | 2019-06-06 | 2020-06-06 | solaredge | SE11400H-US | Inverters | 0.99 |  | 1 |  |  | 0.992 |  | Indoor | garage
Solar Registration Program | NJSRRE1541851538 | MARGATE CITY | 8402 | 19 | 13.65 | Residential | No | Behind the Meter | SEA BRIGHT SOLAR, LLC | AC Electric | Accepted | 2019-08-16 | 2019-08-23 | 2020-08-23 | SUNPOWER | SPR-X21-350-BLK-AC | Solar Panels |  | 0.35 | 9 | 143 | 22 |  | Fixed | Roof | SE
Solar Registration Program | NJSRRE1541851538 | MARGATE CITY | 8402 | 19 | 13.65 | Residential | No | Behind the Meter | SEA BRIGHT SOLAR, LLC | AC Electric | Accepted | 2019-08-16 | 2019-08-23 | 2020-08-23 | SUNPOWER | SPR-X21-350-BLK-AC | Solar Panels |  | 0.35 | 4 | 143 | 29 |  | Fixed | Roof | SE
Solar Registration Program | NJSRRE1541851538 | MARGATE CITY | 8402 | 19 | 13.65 | Residential | No | Behind the Meter | SEA BRIGHT SOLAR, LLC | AC Electric | Accepted | 2019-08-16 | 2019-08-23 | 2020-08-23 | SUNPOWER | SPR-X21-350-BLK-AC | Solar Panels |  | 0.35 | 4 | 143 | 22 |  | Fixed | Roof | SE
Solar Registration Program | NJSRRE1541851538 | MARGATE CITY | 8402 | 19 | 13.65 | Residential | No | Behind the Meter | SEA BRIGHT SOLAR, LLC | AC Electric | Accepted | 2019-08-16 | 2019-08-23 | 2020-08-23 | SUNPOWER | SPR-X21-350-BLK-AC | Solar Panels |  | 0.35 | 8 | 233 | 22 |  | Fixed | Roof | SW
Solar Registration Program | NJSRRE1541851538 | MARGATE CITY | 8402 | 19 | 13.65 | Residential | No | Behind the Meter | SEA BRIGHT SOLAR, LLC | AC Electric | Accepted | 2019-08-16 | 2019-08-23 | 2020-08-23 | SUNPOWER | SPR-X21-350-BLK-AC | Solar Panels |  | 0.35 | 8 | 233 | 22 |  | Fixed | Roof | SW
Solar Registration Program | NJSRRE1541851538 | MARGATE CITY | 8402 | 19 | 13.65 | Residential | No | Behind the Meter | SEA BRIGHT SOLAR, LLC | AC Electric | Accepted | 2019-08-16 | 2019-08-23 | 2020-08-23 | SUNPOWER | SPR-X21-350-BLK-AC | Solar Panels |  | 0.35 | 6 | 53 | 22 |  | Fixed | Roof | NW
Solar Registration Program | NJSRRE1541851538 | MARGATE CITY | 8402 | 19 | 13.65 | Residential | No | Behind the Meter | SEA BRIGHT SOLAR, LLC | AC Electric | Accepted | 2019-08-16 | 2019-08-23 | 2020-08-23 | SUNPOWER | SPR-X21-350-BLK-AC | Inverters | 320 |  | 39 |  |  | 0.97 |  | Outside | BENEATH ARRAY
Solar Registration Program | NJSRRE1542424574 | Jamesburg | 8831 | 11 | 13.65 | Residential | No | Behind the Meter | Maier Solar Engineering dba Solar Me | JCP&L | Final As-Built Received | 2019-09-20 | 2019-09-24 | 2020-09-24 | Canadian | CH1S-325W | Solar Panels |  | 0.325 | 8 | 196 | 10 |  | Fixed | Roof
Solar Registration Program | NJSRRE1542424574 | Jamesburg | 8831 | 11 | 13.65 | Residential | No | Behind the Meter | Maier Solar Engineering dba Solar Me | JCP&L | Final As-Built Received | 2019-09-20 | 2019-09-24 | 2020-09-24 | Canadian | CH1S-325W | Solar Panels |  | 0.325 | 10 | 196 | 27 |  | Fixed | Roof
Solar Registration Program | NJSRRE1542424574 | Jamesburg | 8831 | 11 | 13.65 | Residential | No | Behind the Meter | Maier Solar Engineering dba Solar Me | JCP&L | Final As-Built Received | 2019-09-20 | 2019-09-24 | 2020-09-24 | Canadian | CH1S-325W | Solar Panels |  | 0.325 | 16 | 196 | 27 |  | Fixed | Roof
Solar Registration Program | NJSRRE1542424574 | Jamesburg | 8831 | 11 | 13.65 | Residential | No | Behind the Meter | Maier Solar Engineering dba Solar Me | JCP&L | Final As-Built Received | 2019-09-20 | 2019-09-24 | 2020-09-24 | Canadian | CH1S-325W | Solar Panels |  | 0.325 | 8 | 196 | 27 |  | Fixed | Roof
Solar Registration Program | NJSRRE1542424574 | Jamesburg | 8831 | 11 | 13.65 | Residential | No | Behind the Meter | Maier Solar Engineering dba Solar Me | JCP&L | Final As-Built Received | 2019-09-20 | 2019-09-24 | 2020-09-24 | Enphase | IQ7 | Inverters | 240 |  | 42 |  |  | 0.96 |  | Outdoor | Next to meter
Solar Registration Program | NJSRRE1542544143 | Somerset | 8873 | 5 | 13.65 | Residential | No | Behind the Meter | Maier Solar Engineering dba Solar Me | PSE&G | Accepted | 2019-10-15 | 2019-10-17 | 2020-10-17 | Panasonic | VBHN325KA03 | Solar Panels |  | 0.325 | 42 | 180 | 23 |  | Fixed | Roof
Solar Registration Program | NJSRRE1542544143 | Somerset | 8873 | 5 | 13.65 | Residential | No | Behind the Meter | Maier Solar Engineering dba Solar Me | PSE&G | Accepted | 2019-10-15 | 2019-10-17 | 2020-10-17 | Enphase | IQ7X | Inverters | 315 |  | 42 |  |  | 0.96 |  | Outdoor | Next to meter
Solar Registration Program | NJSRRE1542684325 | Sewell | 8080 | 15 | 13.65 | Residential | No | Behind the Meter | Sunny Corp | AC Electric | Accepted | 2019-10-30 | 2019-10-30 | 2020-10-30 | Panasonic | VHBN325KA03 | Solar Panels |  | 0.325 | 22 | 158 | 38 |  | Fixed | Roof
Solar Registration Program | NJSRRE1542684325 | Sewell | 8080 | 15 | 13.65 | Residential | No | Behind the Meter | Sunny Corp | AC Electric | Accepted | 2019-10-30 | 2019-10-30 | 2020-10-30 | Panasonic | VBHN325KA03 | Solar Panels |  | 0.325 | 7 | 247 | 33 |  | Fixed | Roof
Solar Registration Program | NJSRRE1542684325 | Sewell | 8080 | 15 | 13.65 | Residential | No | Behind the Meter | Sunny Corp | AC Electric | Accepted | 2019-10-30 | 2019-10-30 | 2020-10-30 | Panasonic | VBHN325KA03 | Solar Panels |  | 0.325 | 8 | 248 | 34 |  | Fixed | Roof
Solar Registration Program | NJSRRE1542684325 | Sewell | 8080 | 15 | 13.65 | Residential | No | Behind the Meter | Sunny Corp | AC Electric | Accepted | 2019-10-30 | 2019-10-30 | 2020-10-30 | PANASONIC | VBHN325KA03 | Solar Panels |  | 0.325 | 5 | 157 | 33 |  | Fixed | Roof
Solar Registration Program | NJSRRE1542684325 | Sewell | 8080 | 15 | 13.65 | Residential | No | Behind the Meter | Sunny Corp | AC Electric | Accepted | 2019-10-30 | 2019-10-30 | 2020-10-30 | SOLAREDGE | SE10000H-US | Inverters | 10000 |  | 1 |  |  | 0.992 |  | Outside | GARAGE
Solar Registration Program | NJSRRE1543421564 | Lebanon | 8833 | 4 | 13.65 | Residential | No | Behind the Meter | Green Power Energy | JCP&L | Accepted | 2019-11-19 | 2019-11-21 | 2020-11-21 | Panasonic | VBHN325KA03 | Solar Panels |  | 0.325 | 5 | 224 | 27 |  | Fixed | Roof
Solar Registration Program | NJSRRE1543421564 | Lebanon | 8833 | 4 | 13.65 | Residential | No | Behind the Meter | Green Power Energy | JCP&L | Accepted | 2019-11-19 | 2019-11-21 | 2020-11-21 | Panasonic | VBHN325KA03 | Solar Panels |  | 0.325 | 32 | 137 | 27 |  | Fixed | Roof
Solar Registration Program | NJSRRE1543421564 | Lebanon | 8833 | 4 | 13.65 | Residential | No | Behind the Meter | Green Power Energy | JCP&L | Accepted | 2019-11-19 | 2019-11-21 | 2020-11-21 | Panasonic | VBHN325KA03 | Solar Panels |  | 0.325 | 5 | 135 | 27 |  | Fixed | Roof
Solar Registration Program | NJSRRE1543421564 | Lebanon | 8833 | 4 | 13.65 | Residential | No | Behind the Meter | Green Power Energy | JCP&L | Accepted | 2019-11-19 | 2019-11-21 | 2020-11-21 | SolarEdge | SE11400H-US | Inverters | 11400 |  | 1 |  |  | 0.97 |  | Outside | Next to meter
Solar Registration Program | NJSRRE1540234782 | Deptford TWP | 8096 | 15 | 13.68 | Residential | No | Behind the Meter | SunPower Capital LLC | PSE&G | Accepted | 2019-01-11 | 2019-01-15 | 2020-01-15 | sunpower | spr-x22-360-d-ac | Solar Panels |  | 0.36 | 26 | 199 | 18 |  | Fixed | Roof
Solar Registration Program | NJSRRE1540234782 | Deptford TWP | 8096 | 15 | 13.68 | Residential | No | Behind the Meter | SunPower Capital LLC | PSE&G | Accepted | 2019-01-11 | 2019-01-15 | 2020-01-15 | sunpower | spr-x22-360-d-ac | Solar Panels |  | 0.36 | 12 | 19 | 18 |  | Fixed | Roof
Solar Registration Program | NJSRRE1540234782 | Deptford TWP | 8096 | 15 | 13.68 | Residential | No | Behind the Meter | SunPower Capital LLC | PSE&G | Accepted | 2019-01-11 | 2019-01-15 | 2020-01-15 | sunpower | spr-x22-360-d-ac | Inverters | 0.36 |  | 38 |  |  | 0.1 |  | Outside | behind the panels
Solar Registration Program | NJSRRE1540823124 | Union Beach | 7735 | 17 | 13.68 | Residential | Yes | Behind the Meter | Sunrun Installation Services, Inc. | JCP&L | Accepted | 2019-04-05 | 2019-04-09 | 2020-04-09 | LG Electronics | LG360Q1C-A5 | Solar Panels |  | 0.36 | 15 | 92 | 34 |  | Fixed | Roof
Solar Registration Program | NJSRRE1540823124 | Union Beach | 7735 | 17 | 13.68 | Residential | Yes | Behind the Meter | Sunrun Installation Services, Inc. | JCP&L | Accepted | 2019-04-05 | 2019-04-09 | 2020-04-09 | LG Electronics | LG360Q1C-A5 | Solar Panels |  | 0.36 | 12 | 3 | 30 |  | Fixed | Roof
Solar Registration Program | NJSRRE1540823124 | Union Beach | 7735 | 17 | 13.68 | Residential | Yes | Behind the Meter | Sunrun Installation Services, Inc. | JCP&L | Accepted | 2019-04-05 | 2019-04-09 | 2020-04-09 | LG Electronics | LG360Q1C-A5 | Solar Panels |  | 0.36 | 11 | 183 | 30 |  | Fixed | Roof
Solar Registration Program | NJSRRE1540823124 | Union Beach | 7735 | 17 | 13.68 | Residential | Yes | Behind the Meter | Sunrun Installation Services, Inc. | JCP&L | Accepted | 2019-04-05 | 2019-04-09 | 2020-04-09 | SMA America | SB5.0-1SP-US-40 | Inverters | 5000 |  | 1 |  |  | 0.96 |  | Outdoor | Next To Meter
Solar Registration Program | NJSRRE1540823124 | Union Beach | 7735 | 17 | 13.68 | Residential | Yes | Behind the Meter | Sunrun Installation Services, Inc. | JCP&L | Accepted | 2019-04-05 | 2019-04-09 | 2020-04-09 | SMA America | SB7.0-1SP-US-40 | Inverters | 7000 |  | 1 |  |  | 0.96 |  | Outdoor | Next To Meter
Solar Registration Program | NJSRRE1540904934 | Penns Grove | 8069 | 16 | 13.68 | Commercial | Yes | Behind the Meter | Solar Renewable Energy, LLC | AC Electric | Accepted | 2019-05-15 | 2019-06-17 | 2020-06-17 | HT SAAE | HT 72 156M (380W) | Solar Panels |  | 0.38 | 36 | Landscape | 22 |  | Fixed | Roof
Solar Registration Program | NJSRRE1540904934 | Penns Grove | 8069 | 16 | 13.68 | Commercial | Yes | Behind the Meter | Solar Renewable Energy, LLC | AC Electric | Accepted | 2019-05-15 | 2019-06-17 | 2020-06-17 | Solar Edge | SE 10000 | Inverters | 10000 |  | 1 |  |  | 0.996 |  | Outdoor | Roof
Solar Registration Program | NJSRRE1540904934 | Penns Grove | 8069 | 16 | 13.68 | Commercial | Yes | Behind the Meter | Solar Renewable Energy, LLC | AC Electric | Accepted | 2019-05-15 | 2019-06-17 | 2020-06-17 | Solar Edge | SE RWD 3d 480 MB | Meters |  |  | 1 |  |  |  |  | Outdoor
Solar Registration Program | NJSRRE1540918315 | Egg Harbor City | 8215 | 19 | 13.68 | Residential | No | Behind the Meter | Self Instal | AC Electric | Accepted | 2019-05-02 | 2019-05-08 | 2020-05-08 | Silfab | SLG-M360 | Solar Panels |  | 0.36 | 38 | Landscape | 30 |  | Fixed | Ground
Solar Registration Program | NJSRRE1540918315 | Egg Harbor City | 8215 | 19 | 13.68 | Residential | No | Behind the Meter | Self Instal | AC Electric | Accepted | 2019-05-02 | 2019-05-08 | 2020-05-08 | Enphase | IQ7Plus-72-2-US | Inverters | 290 |  | 38 |  |  | 0.975 |  | Outside | Inverters will be behind the panels
Solar Registration Program | NJSRRE1541038093 | Edgewater park twp | 8010 | 13 | 13.68 | Residential | No | Behind the Meter | SunPower Capital LLC | PSE&G | Accepted | 2019-05-23 | 2019-05-29 | 2020-05-29 | sunpower | spr-x22-360-e-ac | Solar Panels |  | 0.36 | 38 | 162 | 23 |  | Fixed | Roof
Solar Registration Program | NJSRRE1541038093 | Edgewater park twp | 8010 | 13 | 13.68 | Residential | No | Behind the Meter | SunPower Capital LLC | PSE&G | Accepted | 2019-05-23 | 2019-05-29 | 2020-05-29 | sunpower | spr-x22-360-e-ac | Inverters | 0.36 |  | 38 |  |  | 0.96 |  | Outside | behind panels
Solar Registration Program | NJSRRE1541708786 | Port Republic | 8241 | 19 | 13.68 | Residential | Yes | Behind the Meter | Castle Energy, LLC | AC Electric | Accepted | 2019-07-26 | 2019-07-31 | 2020-07-31 | SunPower | SPR-X22-360-E-AC | Solar Panels |  | 0.36 | 11 | 296 | 32 |  | Fixed | Roof
Solar Registration Program | NJSRRE1541708786 | Port Republic | 8241 | 19 | 13.68 | Residential | Yes | Behind the Meter | Castle Energy, LLC | AC Electric | Accepted | 2019-07-26 | 2019-07-31 | 2020-07-31 | SunPower | SPR-X22-360-E-AC | Solar Panels |  | 0.36 | 4 | 296 | 20 |  | Fixed | Roof
Solar Registration Program | NJSRRE1541708786 | Port Republic | 8241 | 19 | 13.68 | Residential | Yes | Behind the Meter | Castle Energy, LLC | AC Electric | Accepted | 2019-07-26 | 2019-07-31 | 2020-07-31 | SunPower | SPR-X22-360-E-AC | Solar Panels |  | 0.36 | 19 | 116 | 32 |  | Fixed | Roof
Solar Registration Program | NJSRRE1541708786 | Port Republic | 8241 | 19 | 13.68 | Residential | Yes | Behind the Meter | Castle Energy, LLC | AC Electric | Accepted | 2019-07-26 | 2019-07-31 | 2020-07-31 | SunPower | SPR-X22-360-E-AC | Solar Panels |  | 0.36 | 4 | 116 | 20 |  | Fixed | Roof
Solar Registration Program | NJSRRE1541708786 | Port Republic | 8241 | 19 | 13.68 | Residential | Yes | Behind the Meter | Castle Energy, LLC | AC Electric | Accepted | 2019-07-26 | 2019-07-31 | 2020-07-31 | SunPower | Type E | Inverters | 320 |  | 38 |  |  | 0.975 |  | Outside | on the rooftop under each solar panel
Solar Registration Program | NJSRRE1542248736 | DOVER | 7801 | 3 | 13.68 | Commercial | No | Behind the Meter | DC SOLAR INTEGRATORS | JCP&L | Accepted | 2019-09-05 | 2019-09-10 | 2020-09-10 | AXITEC | AC-360M/156-72S | Solar Panels |  | 0.36 | 38 | 210 | 16 |  | Fixed | Roof
Solar Registration Program | NJSRRE1542248736 | DOVER | 7801 | 3 | 13.68 | Commercial | No | Behind the Meter | DC SOLAR INTEGRATORS | JCP&L | Accepted | 2019-09-05 | 2019-09-10 | 2020-09-10 | SOLAREDGE | SE11400H-US(240) | Inverters | 47.5 |  | 1 |  |  | 0.99 |  | Outside | OUTSIDE
Solar Registration Program | NJSRRE1542425476 | Pleasantville | 8232 | 19 | 13.68 | Commercial | No | Behind the Meter | Helios Solar Energy LLC | AC Electric | Accepted | 2019-09-20 | 2019-09-24 | 2020-09-24 | Axitec | AC-380MH/144S | Solar Panels |  | 0.38 | 36 | 204 | 19 |  | Fixed | Roof | South roof
Solar Registration Program | NJSRRE1542425476 | Pleasantville | 8232 | 19 | 13.68 | Commercial | No | Behind the Meter | Helios Solar Energy LLC | AC Electric | Accepted | 2019-09-20 | 2019-09-24 | 2020-09-24 | Solaredge Technologies Inc. | SE6000H-US | Inverters | 6000 |  | 2 |  |  | 0.98 |  | Outdoor | SW exterior corner of building near utility meter
Solar Registration Program | NJSRRE1539306943 | Jackson | 8527 | 18 | 13.73 | Residential | Yes | Behind the Meter | Suntuity Solar LLC | JCP&L | Accepted | 2018-08-29 | 2018-08-31 | 2020-02-29 | Hanwha Solar | Q-Cells 305 Mono | Solar Panels |  | 0.305 | 45 | 180 | 20 |  | Fixed | Roof
Solar Registration Program | NJSRRE1539306943 | Jackson | 8527 | 18 | 13.73 | Residential | Yes | Behind the Meter | Suntuity Solar LLC | JCP&L | Accepted | 2018-08-29 | 2018-08-31 | 2020-02-29 | Enphase Energy | IQ7-60-2-US | Inverters | 240 |  | 45 |  |  | 0.97 |  | Outdoor | Behind the PV Modules
Solar Registration Program | NJSRRE1540490364 | Clarksboro | 8020 | 15 | 13.73 | Residential | Yes | Behind the Meter | Solar Energy World | AC Electric | Accepted | 2019-03-15 | 2019-03-18 | 2020-03-18 | Longi Green Energy Technology | LR6-60PB-305M | Solar Panels |  | 0.305 | 45 | 180 | 18 |  | Fixed | Ground
Solar Registration Program | NJSRRE1540490364 | Clarksboro | 8020 | 15 | 13.73 | Residential | Yes | Behind the Meter | Solar Energy World | AC Electric | Accepted | 2019-03-15 | 2019-03-18 | 2020-03-18 | Power-One | PVI-6000-OUTD-US(-A)(240v) | Inverters | 6000 |  | 2 |  |  | 0.965 |  | Outdoor | near meter
Solar Registration Program | NJSRRE1540970587 | Bridgewater Township | 8807 | 5 | 13.73 | Residential | No | Behind the Meter | SunnyMac LLC | PSE&G | Accepted | 2019-05-16 | 2019-05-17 | 2020-05-17 | Sunpower | SPR-E20-327 | Solar Panels |  | 0.327 | 42 | 180 | 27 |  | Fixed | Ground
Solar Registration Program | NJSRRE1540970587 | Bridgewater Township | 8807 | 5 | 13.73 | Residential | No | Behind the Meter | SunnyMac LLC | PSE&G | Accepted | 2019-05-16 | 2019-05-17 | 2020-05-17 | Sunpower | SPR-E20-327 | Inverters | 0.32 |  | 42 |  |  | 0.99 |  | Outside | Ground
Solar Registration Program | NJSRRE1541049769 | Rio Grande | 8242 | 21 | 13.73 | Residential | Yes | Behind the Meter | All Season Solar | AC Electric | Accepted | 2019-05-29 | 2019-06-03 | 2020-06-03 | Trina | TSM DD05A.05II 305W MAR 2019 | Solar Panels |  | 0.305 | 26 | 118 | 17 |  | Fixed | Roof
Solar Registration Program | NJSRRE1541049769 | Rio Grande | 8242 | 21 | 13.73 | Residential | Yes | Behind the Meter | All Season Solar | AC Electric | Accepted | 2019-05-29 | 2019-06-03 | 2020-06-03 | Trina | TSM DD05A.05II 305W MAR 2019 | Solar Panels |  | 0.305 | 3 | 208 | 17 |  | Fixed | Roof
Solar Registration Program | NJSRRE1541049769 | Rio Grande | 8242 | 21 | 13.73 | Residential | Yes | Behind the Meter | All Season Solar | AC Electric | Accepted | 2019-05-29 | 2019-06-03 | 2020-06-03 | Trina | TSM DD05A.05II 305W MAR 2019 | Solar Panels |  | 0.305 | 2 | 118 | 17 |  | Fixed | Roof
Solar Registration Program | NJSRRE1541049769 | Rio Grande | 8242 | 21 | 13.73 | Residential | Yes | Behind the Meter | All Season Solar | AC Electric | Accepted | 2019-05-29 | 2019-06-03 | 2020-06-03 | Trina | TSM DD05A.05II 305W MAR 2019 | Solar Panels |  | 0.305 | 11 | 208 | 17 |  | Fixed | Roof
Solar Registration Program | NJSRRE1541049769 | Rio Grande | 8242 | 21 | 13.73 | Residential | Yes | Behind the Meter | All Season Solar | AC Electric | Accepted | 2019-05-29 | 2019-06-03 | 2020-06-03 | Trina | TSM DD05A.05II 305W MAR 2019 | Solar Panels |  | 0.305 | 3 | 118 | 17 |  | Fixed | Roof
Solar Registration Program | NJSRRE1541049769 | Rio Grande | 8242 | 21 | 13.73 | Residential | Yes | Behind the Meter | All Season Solar | AC Electric | Accepted | 2019-05-29 | 2019-06-03 | 2020-06-03 | Enphase | IQ7 | Inverters | 240 |  | 45 |  |  | 0.97 |  | Outdoor | Under Module
Solar Registration Program | NJSRRE1541677823 | Absecon | 8201 | 19 | 13.73 | Residential | Yes | Behind the Meter | All Season Solar | AC Electric | Final As-Built Received | 2019-07-17 | 2019-07-22 | 2020-07-22 | Trina | TSM DD05A.05II 305W MAR 2019 | Solar Panels |  | 0.305 | 21 | 219 | 34 |  | Fixed | Roof
Solar Registration Program | NJSRRE1541677823 | Absecon | 8201 | 19 | 13.73 | Residential | Yes | Behind the Meter | All Season Solar | AC Electric | Final As-Built Received | 2019-07-17 | 2019-07-22 | 2020-07-22 | Trina | TSM DD05A.05II 305W MAR 2019 | Solar Panels |  | 0.305 | 14 | 219 | 34 |  | Fixed | Roof
Solar Registration Program | NJSRRE1541677823 | Absecon | 8201 | 19 | 13.73 | Residential | Yes | Behind the Meter | All Season Solar | AC Electric | Final As-Built Received | 2019-07-17 | 2019-07-22 | 2020-07-22 | Trina | TSM DD05A.05II 305W MAR 2019 | Solar Panels |  | 0.305 | 10 | 129 | 30 |  | Fixed | Roof
Solar Registration Program | NJSRRE1541677823 | Absecon | 8201 | 19 | 13.73 | Residential | Yes | Behind the Meter | All Season Solar | AC Electric | Final As-Built Received | 2019-07-17 | 2019-07-22 | 2020-07-22 | Enphase | IQ7 | Inverters | 240 |  | 45 |  |  | 0.97 |  | Outdoor | Under Module
Solar Registration Program | NJSRRE1541677823 | Absecon | 8201 | 19 | 13.73 | Residential | Yes | Behind the Meter | All Season Solar | AC Electric | Final As-Built Received | 2019-07-17 | 2019-07-22 | 2020-07-22 | Itron | Centron | Meters |  |  | 1 |  |  |  | Yes | Outdoor
Solar Registration Program | NJSRRE1541790526 | South River | 8882 | 11 | 13.73 | Residential | Yes | Behind the Meter | SunPower Corporation, Systems | South River | Accepted | 2019-08-07 | 2019-08-09 | 2020-08-09 | SUNPOWER | SPR-E20-327-E-AC | Solar Panels |  | 0.327 | 6 | 263 | 8 |  | Fixed | Roof
Solar Registration Program | NJSRRE1541790526 | South River | 8882 | 11 | 13.73 | Residential | Yes | Behind the Meter | SunPower Corporation, Systems | South River | Accepted | 2019-08-07 | 2019-08-09 | 2020-08-09 | SUNPOWER | SPR-E20-327-E-AC | Solar Panels |  | 0.327 | 4 | 263 | 14 |  | Fixed | Roof
Solar Registration Program | NJSRRE1541790526 | South River | 8882 | 11 | 13.73 | Residential | Yes | Behind the Meter | SunPower Corporation, Systems | South River | Accepted | 2019-08-07 | 2019-08-09 | 2020-08-09 | SUNPOWER | SPR-E20-327-E-AC | Solar Panels |  | 0.327 | 6 | 83 | 14 |  | Fixed | Roof
Solar Registration Program | NJSRRE1541790526 | South River | 8882 | 11 | 13.73 | Residential | Yes | Behind the Meter | SunPower Corporation, Systems | South River | Accepted | 2019-08-07 | 2019-08-09 | 2020-08-09 | SUNPOWER | SPR-E20-327-E-AC | Solar Panels |  | 0.327 | 8 | 263 | 18 |  | Fixed | Roof
Solar Registration Program | NJSRRE1541790526 | South River | 8882 | 11 | 13.73 | Residential | Yes | Behind the Meter | SunPower Corporation, Systems | South River | Accepted | 2019-08-07 | 2019-08-09 | 2020-08-09 | SUNPOWER | SPR-E20-327-E-AC | Solar Panels |  | 0.327 | 18 | 83 | 18 |  | Fixed | Roof
Solar Registration Program | NJSRRE1541790526 | South River | 8882 | 11 | 13.73 | Residential | Yes | Behind the Meter | SunPower Corporation, Systems | South River | Accepted | 2019-08-07 | 2019-08-09 | 2020-08-09 | SUNPOWER | SPR-E20-327-E-AC | Inverters | 320 |  | 42 |  |  | 0.96 |  | Other | under each panel
Solar Registration Program | NJSRRE1541820293 | Pennsville | 8070 | 16 | 13.73 | Residential | Yes | Behind the Meter | RCL Enterprises Inc. | AC Electric | Accepted | 2019-08-13 | 2019-08-23 | 2020-08-23 | Trina Solar | TSM-305DD05A | Solar Panels |  | 0.305 | 30 | 217 | 18 |  | Fixed | Roof
Solar Registration Program | NJSRRE1541820293 | Pennsville | 8070 | 16 | 13.73 | Residential | Yes | Behind the Meter | RCL Enterprises Inc. | AC Electric | Accepted | 2019-08-13 | 2019-08-23 | 2020-08-23 | Trina Solar | TSM-305DD05A | Solar Panels |  | 0.305 | 9 | 217 | 32 |  | Fixed | Roof
Solar Registration Program | NJSRRE1541820293 | Pennsville | 8070 | 16 | 13.73 | Residential | Yes | Behind the Meter | RCL Enterprises Inc. | AC Electric | Accepted | 2019-08-13 | 2019-08-23 | 2020-08-23 | Trina Solar | TSM-305DD05A | Solar Panels |  | 0.305 | 6 | 217 | 32 |  | Fixed | Roof
Solar Registration Program | NJSRRE1541820293 | Pennsville | 8070 | 16 | 13.73 | Residential | Yes | Behind the Meter | RCL Enterprises Inc. | AC Electric | Accepted | 2019-08-13 | 2019-08-23 | 2020-08-23 | Enphase | IQ7 | Inverters | 10800 |  | 45 |  |  | 0.96 |  | Outdoor | under panels
Solar Registration Program | NJSRRE1541877980 | Mantua Township | 8080 | 15 | 13.73 | Residential | Yes | Behind the Meter | Ad Energy | AC Electric | Accepted | 2019-08-22 | 2019-08-27 | 2020-08-27 | Sunpower | SPR-E20-327-E-AC | Solar Panels |  | 0.327 | 42 | 121 | 23 |  | Fixed | Roof
Solar Registration Program | NJSRRE1541877980 | Mantua Township | 8080 | 15 | 13.73 | Residential | Yes | Behind the Meter | Ad Energy | AC Electric | Accepted | 2019-08-22 | 2019-08-27 | 2020-08-27 | Sunpower | SPR-E20-327-E-AC | Inverters | 320 |  | 42 |  |  | 0.97 |  | Other | at each panel
Solar Registration Program | NJSRRE1541897485 | Newark | 7112 | 9 | 13.73 | Residential | Yes | Behind the Meter | SunPower Corporation, Systems | PSE&G | Accepted | 2019-08-29 | 2019-09-03 | 2020-09-03 | SUNPOWER | SPR-E20-327-E-AC | Solar Panels |  | 0.327 | 4 | 301 | 23 |  | Fixed | Roof
Solar Registration Program | NJSRRE1541897485 | Newark | 7112 | 9 | 13.73 | Residential | Yes | Behind the Meter | SunPower Corporation, Systems | PSE&G | Accepted | 2019-08-29 | 2019-09-03 | 2020-09-03 | SUNPOWER | SPR-E20-327-E-AC | Solar Panels |  | 0.327 | 5 | 121 | 23 |  | Fixed | Roof
Solar Registration Program | NJSRRE1541897485 | Newark | 7112 | 9 | 13.73 | Residential | Yes | Behind the Meter | SunPower Corporation, Systems | PSE&G | Accepted | 2019-08-29 | 2019-09-03 | 2020-09-03 | SUNPOWER | SPR-E20-327-E-AC | Solar Panels |  | 0.327 | 29 | 121 | 4 |  | Fixed | Roof
Solar Registration Program | NJSRRE1541897485 | Newark | 7112 | 9 | 13.73 | Residential | Yes | Behind the Meter | SunPower Corporation, Systems | PSE&G | Accepted | 2019-08-29 | 2019-09-03 | 2020-09-03 | SUNPOWER | SPR-E20-327-E-AC | Solar Panels |  | 0.327 | 4 | 121 | 44 |  | Fixed | Roof
Solar Registration Program | NJSRRE1541897485 | Newark | 7112 | 9 | 13.73 | Residential | Yes | Behind the Meter | SunPower Corporation, Systems | PSE&G | Accepted | 2019-08-29 | 2019-09-03 | 2020-09-03 | SUNPOWER | SPR-E20-327-E-AC | Inverters | 320 |  | 42 |  |  | 0.96 |  | Other | under each panel
Solar Registration Program | NJSRRE1542280631 | Pilesgrove | 8098 | 16 | 13.73 | Residential | Yes | Behind the Meter | RCL Enterprises Inc. | AC Electric | Accepted | 2019-09-05 | 2019-09-10 | 2020-09-10 | Trina Solar | TSM-305DD05A | Solar Panels |  | 0.305 | 45 | 246 | 22 |  | Fixed | Roof
Solar Registration Program | NJSRRE1542280631 | Pilesgrove | 8098 | 16 | 13.73 | Residential | Yes | Behind the Meter | RCL Enterprises Inc. | AC Electric | Accepted | 2019-09-05 | 2019-09-10 | 2020-09-10 | Enphase | IQ7 | Inverters | 10800 |  | 45 |  |  | 0.96 |  | Outdoor | under panels
Solar Registration Program | NJSRRE1542396990 | Mullica Hill | 8062 | 15 | 13.73 | Residential | Yes | Behind the Meter | All Season Solar | AC Electric | Accepted | 2019-09-13 | 2019-09-17 | 2020-09-17 | Trina | TSMDD05AII 305W | Solar Panels |  | 0.305 | 29 | 276 | 32 |  | Fixed | Roof
Solar Registration Program | NJSRRE1542396990 | Mullica Hill | 8062 | 15 | 13.73 | Residential | Yes | Behind the Meter | All Season Solar | AC Electric | Accepted | 2019-09-13 | 2019-09-17 | 2020-09-17 | Trina | TSMDD05AII 305W | Solar Panels |  | 0.305 | 16 | 96 | 23 |  | Fixed | Roof
Solar Registration Program | NJSRRE1542396990 | Mullica Hill | 8062 | 15 | 13.73 | Residential | Yes | Behind the Meter | All Season Solar | AC Electric | Accepted | 2019-09-13 | 2019-09-17 | 2020-09-17 | Enphase | IQ7 | Inverters | 240 |  | 45 |  |  | 0.97 |  | Outside | under module
Solar Registration Program | NJSRRE1542428767 | Trenton City | 8609 | 12 | 13.73 | Residential | Yes | Behind the Meter | GenRenew, LLC | PSE&G | Accepted | 2019-09-23 | 2019-09-25 | 2020-09-25 | sunpower | SPR-E20-327-E-AC | Solar Panels |  | 0.327 | 15 | 162 | 30 |  | Fixed | Roof
Solar Registration Program | NJSRRE1542428767 | Trenton City | 8609 | 12 | 13.73 | Residential | Yes | Behind the Meter | GenRenew, LLC | PSE&G | Accepted | 2019-09-23 | 2019-09-25 | 2020-09-25 | sunpower | SPR-E20-327-E-AC | Solar Panels |  | 0.327 | 27 | 342 | 30 |  | Fixed | Roof
Solar Registration Program | NJSRRE1542428767 | Trenton City | 8609 | 12 | 13.73 | Residential | Yes | Behind the Meter | GenRenew, LLC | PSE&G | Accepted | 2019-09-23 | 2019-09-25 | 2020-09-25 | sunpower | MI-C-320-US208/240-10 | Inverters | 32 |  | 52 |  |  | 0.96 |  | Outdoor | microinverter located under module
Solar Registration Program | NJSRRE1542430875 | Piscataway Twp | 8854 | 11 | 13.73 | Residential | Yes | Behind the Meter | SunnyMac LLC | PSE&G | Accepted | 2019-09-24 | 2019-09-25 | 2020-09-25 | SunPower | SPR-E20-327 | Solar Panels |  | 0.327 | 12 | 154 | 18 |  | Fixed | Roof
Solar Registration Program | NJSRRE1542430875 | Piscataway Twp | 8854 | 11 | 13.73 | Residential | Yes | Behind the Meter | SunnyMac LLC | PSE&G | Accepted | 2019-09-24 | 2019-09-25 | 2020-09-25 | SunPower | SPR-E20-327 | Solar Panels |  | 0.327 | 6 | 334 | 18 |  | Fixed | Roof
Solar Registration Program | NJSRRE1542430875 | Piscataway Twp | 8854 | 11 | 13.73 | Residential | Yes | Behind the Meter | SunnyMac LLC | PSE&G | Accepted | 2019-09-24 | 2019-09-25 | 2020-09-25 | SunPower | SPR-E20-327 | Solar Panels |  | 0.327 | 24 | 154 | 18 |  | Fixed | Roof
Solar Registration Program | NJSRRE1542430875 | Piscataway Twp | 8854 | 11 | 13.73 | Residential | Yes | Behind the Meter | SunnyMac LLC | PSE&G | Accepted | 2019-09-24 | 2019-09-25 | 2020-09-25 | Enphase | IQ7XS-96-ACM-US | Inverters | 0.315 |  | 42 |  |  | 0.99 |  | Outdoor | roof
Solar Registration Program | NJSRRE1542443660 | Lakewood | 8701 | 18 | 13.73 | Residential | No | Behind the Meter | Kamtech Solar Solutions | JCP&L | Accepted | 2019-09-26 | 2019-09-30 | 2020-09-30 | Sunpower Corporation | E20-327-C-AC | Solar Panels |  | 0.327 | 11 | 130 | 20 |  | Fixed | Roof
Solar Registration Program | NJSRRE1542443660 | Lakewood | 8701 | 18 | 13.73 | Residential | No | Behind the Meter | Kamtech Solar Solutions | JCP&L | Accepted | 2019-09-26 | 2019-09-30 | 2020-09-30 | Sunpower Corporation | E20-327-C-AC | Solar Panels |  | 0.327 | 11 | 130 | 20 |  | Fixed | Roof
Solar Registration Program | NJSRRE1542443660 | Lakewood | 8701 | 18 | 13.73 | Residential | No | Behind the Meter | Kamtech Solar Solutions | JCP&L | Accepted | 2019-09-26 | 2019-09-30 | 2020-09-30 | Sunpower Corporation | E20-327-C-AC | Solar Panels |  | 0.327 | 11 | 220 | 20 |  | Fixed | Roof
Solar Registration Program | NJSRRE1542443660 | Lakewood | 8701 | 18 | 13.73 | Residential | No | Behind the Meter | Kamtech Solar Solutions | JCP&L | Accepted | 2019-09-26 | 2019-09-30 | 2020-09-30 | Sunpower Corporation | E20-327-C-AC | Solar Panels |  | 0.327 | 9 | 220 | 20 |  | Fixed | Roof
Solar Registration Program | NJSRRE1542443660 | Lakewood | 8701 | 18 | 13.73 | Residential | No | Behind the Meter | Kamtech Solar Solutions | JCP&L | Accepted | 2019-09-26 | 2019-09-30 | 2020-09-30 | Enphase Energy | IQ-7X | Inverters | 0.315 |  | 42 |  |  | 0.975 |  | Outdoor | Underneath each module
Solar Registration Program | NJSRRE1542476030 | Upper Pittsgrove | 8343 | 16 | 13.73 | Residential | Yes | Behind the Meter | Ad Energy | AC Electric | Accepted | 2019-10-01 | 2019-10-03 | 2020-10-03 | SunPower | SPR-E20-327-E-AC | Solar Panels |  | 0.327 | 42 | 180 | 25 |  | Fixed | Roof
Solar Registration Program | NJSRRE1542476030 | Upper Pittsgrove | 8343 | 16 | 13.73 | Residential | Yes | Behind the Meter | Ad Energy | AC Electric | Accepted | 2019-10-01 | 2019-10-03 | 2020-10-03 | SunPower | SPR-E20-327-E-AC | Inverters | 315 |  | 42 |  |  | 0.975 |  | Outdoor | At each panel
Solar Registration Program | NJSRRE1542546980 | Swedesboro | 8085 | 15 | 13.73 | Residential | No | Behind the Meter | SunnyMac LLC | AC Electric | Accepted | 2019-10-16 | 2019-10-18 | 2020-10-18 | SunPower | SPR-E20-327 | Solar Panels |  | 0.327 | 27 | 138 | 37 |  | Fixed | Roof
Solar Registration Program | NJSRRE1542546980 | Swedesboro | 8085 | 15 | 13.73 | Residential | No | Behind the Meter | SunnyMac LLC | AC Electric | Accepted | 2019-10-16 | 2019-10-18 | 2020-10-18 | SunPower | SPR-E20-327 | Solar Panels |  | 0.327 | 15 | 138 | 37 |  | Fixed | Roof
Solar Registration Program | NJSRRE1542546980 | Swedesboro | 8085 | 15 | 13.73 | Residential | No | Behind the Meter | SunnyMac LLC | AC Electric | Accepted | 2019-10-16 | 2019-10-18 | 2020-10-18 | Enphase | IQ7XS-96-ACM-US | Inverters | 0.315 |  | 42 |  |  | 0.99 |  | Outdoor | roof
Solar Registration Program | NJSRRE1542547556 | Springfield | 7081 | 10 | 13.73 | Residential | Yes | Behind the Meter | SunPower Capital LLC | JCP&L | Final As-Built Received | 2019-10-17 | 2019-10-18 | 2020-10-18 | sunpower | e20-327-e-ac | Solar Panels |  | 0.327 | 6 | 207 | 14 |  | Fixed | Roof
Solar Registration Program | NJSRRE1542547556 | Springfield | 7081 | 10 | 13.73 | Residential | Yes | Behind the Meter | SunPower Capital LLC | JCP&L | Final As-Built Received | 2019-10-17 | 2019-10-18 | 2020-10-18 | sunpower | e20-327-e-ac | Solar Panels |  | 0.327 | 17 | 207 | 35 |  | Fixed | Roof
Solar Registration Program | NJSRRE1542547556 | Springfield | 7081 | 10 | 13.73 | Residential | Yes | Behind the Meter | SunPower Capital LLC | JCP&L | Final As-Built Received | 2019-10-17 | 2019-10-18 | 2020-10-18 | sunpower | e20-327-e-ac | Solar Panels |  | 0.327 | 8 | 297 | 43 |  | Fixed | Roof
Solar Registration Program | NJSRRE1542547556 | Springfield | 7081 | 10 | 13.73 | Residential | Yes | Behind the Meter | SunPower Capital LLC | JCP&L | Final As-Built Received | 2019-10-17 | 2019-10-18 | 2020-10-18 | sunpower | e20-327-e-ac | Solar Panels |  | 0.327 | 5 | 27 | 8 |  | Fixed | Roof
Solar Registration Program | NJSRRE1542547556 | Springfield | 7081 | 10 | 13.73 | Residential | Yes | Behind the Meter | SunPower Capital LLC | JCP&L | Final As-Built Received | 2019-10-17 | 2019-10-18 | 2020-10-18 | sunpower | e20-327-e-ac | Solar Panels |  | 0.327 | 4 | 27 | 35 |  | Fixed | Roof
Solar Registration Program | NJSRRE1542547556 | Springfield | 7081 | 10 | 13.73 | Residential | Yes | Behind the Meter | SunPower Capital LLC | JCP&L | Final As-Built Received | 2019-10-17 | 2019-10-18 | 2020-10-18 | SUNPOWER | E20-327-E-AC | Solar Panels |  | 0.327 | 2 | 27 | 10 |  | Fixed | Roof
Solar Registration Program | NJSRRE1542547556 | Springfield | 7081 | 10 | 13.73 | Residential | Yes | Behind the Meter | SunPower Capital LLC | JCP&L | Final As-Built Received | 2019-10-17 | 2019-10-18 | 2020-10-18 | sunpower | e20-327-e-ac | Inverters | 0.32 |  | 42 |  |  | 0.96 |  | Other | behind panels
Solar Registration Program | NJSRRE1542553770 | Flemington | 8822 | 4 | 13.73 | Residential | No | Behind the Meter | GenRenew, LLC | JCP&L | Accepted | 2019-10-17 | 2019-10-21 | 2020-10-21 | Sunpower | SPR-E20-327-E-AC | Solar Panels |  | 0.327 | 3 | 85 | 37 |  | Fixed | Roof
Solar Registration Program | NJSRRE1542553770 | Flemington | 8822 | 4 | 13.73 | Residential | No | Behind the Meter | GenRenew, LLC | JCP&L | Accepted | 2019-10-17 | 2019-10-21 | 2020-10-21 | Sunpower | SPR-E20-327-E-AC | Solar Panels |  | 0.327 | 39 | 175 | 27 |  | Fixed | Roof
Solar Registration Program | NJSRRE1542553770 | Flemington | 8822 | 4 | 13.73 | Residential | No | Behind the Meter | GenRenew, LLC | JCP&L | Accepted | 2019-10-17 | 2019-10-21 | 2020-10-21 | Sunpower | MI-E-320-US208/240 | Inverters | 320 |  | 42 |  |  | 0.96 |  | Outdoor | microinverters under modules
Solar Registration Program | NJSRRE1543041797 | Hillside | 7205 | 10 | 13.73 | Residential | Yes | Behind the Meter | Vision Solar LLC | PSE&G | Accepted | 2019-11-06 | 2019-11-11 | 2020-11-11 | Sunpower | E20-327-E-AC | Solar Panels |  | 0.327 | 17 | 238 | 34 |  | Fixed | Roof
Solar Registration Program | NJSRRE1543041797 | Hillside | 7205 | 10 | 13.73 | Residential | Yes | Behind the Meter | Vision Solar LLC | PSE&G | Accepted | 2019-11-06 | 2019-11-11 | 2020-11-11 | sunpower | e20-327-e-ac | Solar Panels |  | 0.327 | 5 | 238 | 34 |  | Fixed | Roof
Solar Registration Program | NJSRRE1543041797 | Hillside | 7205 | 10 | 13.73 | Residential | Yes | Behind the Meter | Vision Solar LLC | PSE&G | Accepted | 2019-11-06 | 2019-11-11 | 2020-11-11 | Sunpower | E20-327-e-ac | Solar Panels |  | 0.327 | 4 | 58 | 34 |  | Fixed | Roof
Solar Registration Program | NJSRRE1543041797 | Hillside | 7205 | 10 | 13.73 | Residential | Yes | Behind the Meter | Vision Solar LLC | PSE&G | Accepted | 2019-11-06 | 2019-11-11 | 2020-11-11 | sunpower | e20-327-e-ac | Solar Panels |  | 0.327 | 16 | 58 | 34 |  | Fixed | Roof
Solar Registration Program | NJSRRE1543041797 | Hillside | 7205 | 10 | 13.73 | Residential | Yes | Behind the Meter | Vision Solar LLC | PSE&G | Accepted | 2019-11-06 | 2019-11-11 | 2020-11-11 | sunpower | E20-327-E-AC | Inverters | 0.32 |  | 42 |  |  | 0.96 |  | Other | behind panels
Solar Registration Program | NJSRRE1543042410 | NEW PROVIDENCE | 7974 | 10 | 13.73 | Residential | No | Behind the Meter | SEA BRIGHT SOLAR, LLC | JCP&L | Accepted | 2019-11-06 | 2019-11-11 | 2020-11-11 | SUNPOWER | SPR-E20-327-C-AC | Solar Panels |  | 0.327 | 24 | 264 | 31 |  | Fixed | Roof | WEST
Solar Registration Program | NJSRRE1543042410 | NEW PROVIDENCE | 7974 | 10 | 13.73 | Residential | No | Behind the Meter | SEA BRIGHT SOLAR, LLC | JCP&L | Accepted | 2019-11-06 | 2019-11-11 | 2020-11-11 | SUNPOWER | SPR-E20-327-C-AC | Solar Panels |  | 0.327 | 8 | 264 | 31 |  | Fixed | Roof | WEST
Solar Registration Program | NJSRRE1543042410 | NEW PROVIDENCE | 7974 | 10 | 13.73 | Residential | No | Behind the Meter | SEA BRIGHT SOLAR, LLC | JCP&L | Accepted | 2019-11-06 | 2019-11-11 | 2020-11-11 | SUNPOWER | SPR-E20-327-C-AC | Solar Panels |  | 0.327 | 4 | 264 | 26 |  | Fixed | Roof | WEST
Solar Registration Program | NJSRRE1543042410 | NEW PROVIDENCE | 7974 | 10 | 13.73 | Residential | No | Behind the Meter | SEA BRIGHT SOLAR, LLC | JCP&L | Accepted | 2019-11-06 | 2019-11-11 | 2020-11-11 | SUNPOWER | SPR-E20-327-C-AC | Solar Panels |  | 0.327 | 6 | 174 | 22 |  | Fixed | Roof | SOUTH
Solar Registration Program | NJSRRE1543042410 | NEW PROVIDENCE | 7974 | 10 | 13.73 | Residential | No | Behind the Meter | SEA BRIGHT SOLAR, LLC | JCP&L | Accepted | 2019-11-06 | 2019-11-11 | 2020-11-11 | SUNPOWER | SPR-E20-327-C-AC | Inverters | 320 |  | 42 |  |  | 0.96 |  | Outside | BENEATH ARRAY
Solar Registration Program | NJSRRE1543042410 | NEW PROVIDENCE | 7974 | 10 | 13.73 | Residential | No | Behind the Meter | SEA BRIGHT SOLAR, LLC | JCP&L | Accepted | 2019-11-06 | 2019-11-11 | 2020-11-11 | TESLA | POWERWALL 2 | Electric Storage Battery |  |  | 1 |  |  |  | Lithium Ion |  | INSIDE GARAGE
Solar Registration Program | NJSRRE1543046157 | Manahawkin | 8050 | 18 | 13.73 | Residential | No | Behind the Meter | SunPower Corporation, Systems | AC Electric | Accepted | 2019-11-07 | 2019-11-11 | 2020-11-11 | SUNPOWER | SPR-E20-327-E-AC | Solar Panels |  | 0.327 | 42 | 193 | 23 |  | Fixed | Roof
Solar Registration Program | NJSRRE1543046157 | Manahawkin | 8050 | 18 | 13.73 | Residential | No | Behind the Meter | SunPower Corporation, Systems | AC Electric | Accepted | 2019-11-07 | 2019-11-11 | 2020-11-11 | SUNPOWER | SPR-E20-327-E-AC | Inverters | 320 |  | 42 |  |  | 0.96 |  | Other | under each panel
Solar Registration Program | NJSRRE1543421658 | East Mansfield Twp Bur | 8022 | 13 | 13.73 | Residential | No | Behind the Meter | SunnyMac LLC | PSE&G | Accepted | 2019-11-19 | 2019-11-22 | 2020-11-22 | Sunpower | SPR-E20-327 | Solar Panels |  | 0.327 | 42 | 180 | 27 |  | Fixed | Roof
Solar Registration Program | NJSRRE1543421658 | East Mansfield Twp Bur | 8022 | 13 | 13.73 | Residential | No | Behind the Meter | SunnyMac LLC | PSE&G | Accepted | 2019-11-19 | 2019-11-22 | 2020-11-22 | Enphase | IQ7X-96-ACM-US | Inverters | 0.315 |  | 42 |  |  | 0.99 |  | Outdoor | roof
Solar Registration Program | NJSRRE1543425512 | Monroe Township | 8831 | 11 | 13.73 | Residential | No | Behind the Meter | SunnyMac LLC | JCP&L | Accepted | 2019-11-20 | 2019-11-25 | 2020-11-25 | SunPower | SPR-E20-327 | Solar Panels |  | 0.327 | 20 | 277 | 34 |  | Fixed | Roof
Solar Registration Program | NJSRRE1543425512 | Monroe Township | 8831 | 11 | 13.73 | Residential | No | Behind the Meter | SunnyMac LLC | JCP&L | Accepted | 2019-11-20 | 2019-11-25 | 2020-11-25 | SunPower | SPR-E20-327 | Solar Panels |  | 0.327 | 22 | 97 | 34 |  | Fixed | Roof
Solar Registration Program | NJSRRE1543425512 | Monroe Township | 8831 | 11 | 13.73 | Residential | No | Behind the Meter | SunnyMac LLC | JCP&L | Accepted | 2019-11-20 | 2019-11-25 | 2020-11-25 | Enphase | IQ7X-96-ACM-US | Inverters | 0.315 |  | 42 |  |  | 0.99 |  | Outdoor | roof
Solar Registration Program | NJSRRE1543426136 | Morganville | 7751 | 17 | 13.73 | Residential | No | Behind the Meter | Seabright Solar | JCP&L | Accepted | 2019-12-03 | 2019-12-03 | 2020-12-03 | Sunpower | SPR-E20-327 | Solar Panels |  | 0.327 | 15 | 352 | 34 |  | Fixed | Roof
Solar Registration Program | NJSRRE1543426136 | Morganville | 7751 | 17 | 13.73 | Residential | No | Behind the Meter | Seabright Solar | JCP&L | Accepted | 2019-12-03 | 2019-12-03 | 2020-12-03 | Sunpower | SPR-E20-327 | Solar Panels |  | 0.327 | 8 | 172 | 34 |  | Fixed | Roof
Solar Registration Program | NJSRRE1543426136 | Morganville | 7751 | 17 | 13.73 | Residential | No | Behind the Meter | Seabright Solar | JCP&L | Accepted | 2019-12-03 | 2019-12-03 | 2020-12-03 | Sunpower | SPR-E20-327 | Solar Panels |  | 0.327 | 19 | 172 | 34 |  | Fixed | Roof
Solar Registration Program | NJSRRE1543426136 | Morganville | 7751 | 17 | 13.73 | Residential | No | Behind the Meter | Seabright Solar | JCP&L | Accepted | 2019-12-03 | 2019-12-03 | 2020-12-03 | Sunpower | SPR-E20-327 | Inverters | 0.32 |  | 42 |  |  | 0.99 |  | Outside | Roof
Solar Registration Program | NJSRRE1543502054 | Morganville | 7751 | 17 | 13.73 | Residential | Yes | Behind the Meter | Seabright Solar | JCP&L | Accepted | 2019-12-13 | 2019-12-13 | 2020-12-13 | Sunpower | SPR-E20-327 | Solar Panels |  | 0.327 | 42 | 238 | 22 |  | Fixed | Roof
Solar Registration Program | NJSRRE1543502054 | Morganville | 7751 | 17 | 13.73 | Residential | Yes | Behind the Meter | Seabright Solar | JCP&L | Accepted | 2019-12-13 | 2019-12-13 | 2020-12-13 | Sunpower | SPR-E20-327 | Inverters | 0.32 |  | 42 |  |  | 0.99 |  | Outside | Roof
Solar Registration Program | NJSRRE1543552685 | Lakewood | 8701 | 18 | 13.73 | Residential | Yes | Behind the Meter | Absolute Solar LLC | JCP&L | Accepted | 2019-12-16 | 2019-12-19 | 2020-12-19 | Sunpower | SPR-E20-327-E-AC | Solar Panels |  | 0.327 | 42 | 244 | 27 |  | Fixed | Roof
Solar Registration Program | NJSRRE1543552685 | Lakewood | 8701 | 18 | 13.73 | Residential | Yes | Behind the Meter | Absolute Solar LLC | JCP&L | Accepted | 2019-12-16 | 2019-12-19 | 2020-12-19 | Sunpower | SPR-E20-327-C-AC | Inverters | 320 |  | 42 |  |  | 0.99 |  | Other | Attached to panels
Solar Registration Program | NJSRRE1543586317 | Boonton | 7005 | 3 | 13.73 | Residential | Yes | Behind the Meter | SunPower Corporation, Systems | JCP&L | Accepted | 2019-12-20 | 2019-12-26 | 2020-12-26 | SUNPOWER | SPR-E20-327-E-AC | Solar Panels |  | 0.327 | 9 | 294 | 22 |  | Fixed | Roof
Solar Registration Program | NJSRRE1543586317 | Boonton | 7005 | 3 | 13.73 | Residential | Yes | Behind the Meter | SunPower Corporation, Systems | JCP&L | Accepted | 2019-12-20 | 2019-12-26 | 2020-12-26 | SUNPOWER | SPR-E20-327-E-AC | Solar Panels |  | 0.327 | 5 | 294 | 22 |  | Fixed | Roof
Solar Registration Program | NJSRRE1543586317 | Boonton | 7005 | 3 | 13.73 | Residential | Yes | Behind the Meter | SunPower Corporation, Systems | JCP&L | Accepted | 2019-12-20 | 2019-12-26 | 2020-12-26 | SUNPOWER | SPR-E20-327-E-AC | Solar Panels |  | 0.327 | 7 | 204 | 22 |  | Fixed | Roof
Solar Registration Program | NJSRRE1543586317 | Boonton | 7005 | 3 | 13.73 | Residential | Yes | Behind the Meter | SunPower Corporation, Systems | JCP&L | Accepted | 2019-12-20 | 2019-12-26 | 2020-12-26 | SUNPOWER | SPR-E20-327-E-AC | Solar Panels |  | 0.327 | 21 | 114 | 22 |  | Fixed | Roof
Solar Registration Program | NJSRRE1543586317 | Boonton | 7005 | 3 | 13.73 | Residential | Yes | Behind the Meter | SunPower Corporation, Systems | JCP&L | Accepted | 2019-12-20 | 2019-12-26 | 2020-12-26 | SUNPOWER | SPR-E20-327-E-AC | Inverters | 320 |  | 42 |  |  | 0.96 |  | Other | under each panel
Solar Registration Program | NJSRRE1540461801 | Belleville Twp | 7109 | 9 | 13.74 | Residential | No | Behind the Meter | Palmetto Solar | PSE&G | Accepted | 2019-03-11 | 2019-03-11 | 2020-03-11 | LG | 335w | Solar Panels |  | 0.335 | 15 | 108 | 0.26 |  | Fixed | Roof
Solar Registration Program | NJSRRE1540461801 | Belleville Twp | 7109 | 9 | 13.74 | Residential | No | Behind the Meter | Palmetto Solar | PSE&G | Accepted | 2019-03-11 | 2019-03-11 | 2020-03-11 | LG | LG 335w | Solar Panels |  | 0.335 | 26 | 288 | 26 |  | Fixed | Roof
Solar Registration Program | NJSRRE1540461801 | Belleville Twp | 7109 | 9 | 13.74 | Residential | No | Behind the Meter | Palmetto Solar | PSE&G | Accepted | 2019-03-11 | 2019-03-11 | 2020-03-11 | SolarEdge | SE10000A-US | Inverters | 10000 |  | 1 |  |  | 0.98 |  | Outdoor | Side of home
Solar Registration Program | NJSRRE1541620756 | SPRINGFIELD | 7081 | 10 | 13.74 | Residential | Yes | Behind the Meter | Pro Custom Solar dba Momentum Solar | JCP&L | Accepted | 2019-07-08 | 2019-07-11 | 2020-07-11 | LG ELECTRONICS | LG 335N1C-A5 | Solar Panels |  | 0.335 | 14 | 306 | 24 |  | Fixed | Roof
Solar Registration Program | NJSRRE1541620756 | SPRINGFIELD | 7081 | 10 | 13.74 | Residential | Yes | Behind the Meter | Pro Custom Solar dba Momentum Solar | JCP&L | Accepted | 2019-07-08 | 2019-07-11 | 2020-07-11 | LG ELECTRONICS | LG 335N1C-A5 | Solar Panels |  | 0.335 | 22 | 126 | 23 |  | Fixed | Roof
Solar Registration Program | NJSRRE1541620756 | SPRINGFIELD | 7081 | 10 | 13.74 | Residential | Yes | Behind the Meter | Pro Custom Solar dba Momentum Solar | JCP&L | Accepted | 2019-07-08 | 2019-07-11 | 2020-07-11 | LG ELECTRONICS | LG 335N1C-A5 | Solar Panels |  | 0.335 | 5 | 216 | 21 |  | Fixed | Roof
Solar Registration Program | NJSRRE1541620756 | SPRINGFIELD | 7081 | 10 | 13.74 | Residential | Yes | Behind the Meter | Pro Custom Solar dba Momentum Solar | JCP&L | Accepted | 2019-07-08 | 2019-07-11 | 2020-07-11 | ENPHASE | IQ7-60-2-US | Inverters | 250 |  | 41 |  |  | 0.97 |  | Outdoor | Roof
Solar Registration Program | NJSRRE1541859590 | WEST ORANGE | 7052 | 9 | 13.74 | Residential | Yes | Behind the Meter | Pro Custom Solar dba Momentum Solar | PSE&G | Accepted | 2019-08-19 | 2019-08-23 | 2020-08-23 | LG ELECTRONICS | LG 335N1C-V5 | Solar Panels |  | 0.335 | 16 | 188 | 38 |  | Fixed | Roof
Solar Registration Program | NJSRRE1541859590 | WEST ORANGE | 7052 | 9 | 13.74 | Residential | Yes | Behind the Meter | Pro Custom Solar dba Momentum Solar | PSE&G | Accepted | 2019-08-19 | 2019-08-23 | 2020-08-23 | LG ELECTRONICS | LG 335N1C-V5 | Solar Panels |  | 0.335 | 16 | 8 | 38 |  | Fixed | Roof
Solar Registration Program | NJSRRE1541859590 | WEST ORANGE | 7052 | 9 | 13.74 | Residential | Yes | Behind the Meter | Pro Custom Solar dba Momentum Solar | PSE&G | Accepted | 2019-08-19 | 2019-08-23 | 2020-08-23 | LG ELECTRONICS | LG 335N1C-V5 | Solar Panels |  | 0.335 | 9 | 187 | 34 |  | Fixed | Roof
Solar Registration Program | NJSRRE1541859590 | WEST ORANGE | 7052 | 9 | 13.74 | Residential | Yes | Behind the Meter | Pro Custom Solar dba Momentum Solar | PSE&G | Accepted | 2019-08-19 | 2019-08-23 | 2020-08-23 | Enphase Energy | IQ7-60-2-US | Inverters | 250 |  | 41 |  |  | 0.97 |  | Outdoor | Roof
Solar Registration Program | NJSRRE1542389714 | Trenton | 8610 | 12 | 13.74 | Residential | Yes | Behind the Meter | Pro Custom Solar dba Momentum Solar | PSE&G | Accepted | 2019-09-12 | 2019-09-13 | 2020-09-13 | LG ELECTRONICS | LG 335N1C-V5 | Solar Panels |  | 0.335 | 12 | 208 | 32 |  | Fixed | Roof
Solar Registration Program | NJSRRE1542389714 | Trenton | 8610 | 12 | 13.74 | Residential | Yes | Behind the Meter | Pro Custom Solar dba Momentum Solar | PSE&G | Accepted | 2019-09-12 | 2019-09-13 | 2020-09-13 | LG ELECTRONICS | LG 335N1C-V5 | Solar Panels |  | 0.335 | 11 | 118 | 32 |  | Fixed | Roof
Solar Registration Program | NJSRRE1542389714 | Trenton | 8610 | 12 | 13.74 | Residential | Yes | Behind the Meter | Pro Custom Solar dba Momentum Solar | PSE&G | Accepted | 2019-09-12 | 2019-09-13 | 2020-09-13 | LG ELECTRONICS | LG 335N1C-V5 | Solar Panels |  | 0.335 | 6 | 298 | 31 |  | Fixed | Roof
Solar Registration Program | NJSRRE1542389714 | Trenton | 8610 | 12 | 13.74 | Residential | Yes | Behind the Meter | Pro Custom Solar dba Momentum Solar | PSE&G | Accepted | 2019-09-12 | 2019-09-13 | 2020-09-13 | LG ELECTRONICS | LG 335N1C-V5 | Solar Panels |  | 0.335 | 12 | 28 | 32 |  | Fixed | Roof
Solar Registration Program | NJSRRE1542389714 | Trenton | 8610 | 12 | 13.74 | Residential | Yes | Behind the Meter | Pro Custom Solar dba Momentum Solar | PSE&G | Accepted | 2019-09-12 | 2019-09-13 | 2020-09-13 | Enphase Energy | IQ7-60-2-US | Inverters | 250 |  | 41 |  |  | 0.97 |  | Outdoor | Roof
Solar Registration Program | NJSRRE1542584413 | ALLENTTOWN | 8501 | 17 | 13.74 | Residential | No | Behind the Meter | Infinity Solar Systems | JCP&L | Accepted | 2019-10-25 | 2019-10-29 | 2020-10-29 | LG | LG335N1K-V5 | Solar Panels |  | 0.335 | 15 | 201 | 45 |  | Fixed | Roof
Solar Registration Program | NJSRRE1542584413 | ALLENTTOWN | 8501 | 17 | 13.74 | Residential | No | Behind the Meter | Infinity Solar Systems | JCP&L | Accepted | 2019-10-25 | 2019-10-29 | 2020-10-29 | LG | LG335N1K-V5 | Solar Panels |  | 0.335 | 13 | 111 | 30 |  | Fixed | Roof
Solar Registration Program | NJSRRE1542584413 | ALLENTTOWN | 8501 | 17 | 13.74 | Residential | No | Behind the Meter | Infinity Solar Systems | JCP&L | Accepted | 2019-10-25 | 2019-10-29 | 2020-10-29 | LG | LG335N1K-V5 | Solar Panels |  | 0.335 | 13 | 111 | 30 |  | Fixed | Roof
Solar Registration Program | NJSRRE1542584413 | ALLENTTOWN | 8501 | 17 | 13.74 | Residential | No | Behind the Meter | Infinity Solar Systems | JCP&L | Accepted | 2019-10-25 | 2019-10-29 | 2020-10-29 | ENPHASE | IQ7-60-X-US | Inverters | 240 |  | 41 |  |  | 0.97 |  | Other | MICROINVERTERS
Solar Registration Program | NJSRRE1542684281 | Whippany | 7981 | 3 | 13.74 | Residential | Yes | Behind the Meter | Pro Custom Solar dba Momentum Solar | JCP&L | Accepted | 2019-10-28 | 2019-10-30 | 2020-10-30 | LG Electronics | LG 335N1C-V5 | Solar Panels |  | 0.335 | 12 | 212 | 21 |  | Fixed | Roof
Solar Registration Program | NJSRRE1542684281 | Whippany | 7981 | 3 | 13.74 | Residential | Yes | Behind the Meter | Pro Custom Solar dba Momentum Solar | JCP&L | Accepted | 2019-10-28 | 2019-10-30 | 2020-10-30 | LG Electronics | LG 335N1C-V5 | Solar Panels |  | 0.335 | 18 | 122 | 28 |  | Fixed | Roof
Solar Registration Program | NJSRRE1542684281 | Whippany | 7981 | 3 | 13.74 | Residential | Yes | Behind the Meter | Pro Custom Solar dba Momentum Solar | JCP&L | Accepted | 2019-10-28 | 2019-10-30 | 2020-10-30 | LG Electronics | LG 335N1C-V5 | Solar Panels |  | 0.335 | 11 | 32 | 21 |  | Fixed | Roof
Solar Registration Program | NJSRRE1542684281 | Whippany | 7981 | 3 | 13.74 | Residential | Yes | Behind the Meter | Pro Custom Solar dba Momentum Solar | JCP&L | Accepted | 2019-10-28 | 2019-10-30 | 2020-10-30 | Enphase Energy | IQ7-60-2-US | Inverters | 250 |  | 41 |  |  | 0.97 |  | Outdoor | Roof
Solar Registration Program | NJSRRE1541028023 | Lakewood | 8701 | 18 | 13.8 | Residential | No | Behind the Meter | Powerlutions | JCP&L | Accepted | 2019-05-21 | 2019-05-24 | 2020-05-24 | Trina | TSM-300 DD05A | Solar Panels |  | 0.3 | 4 | 97 | 42 |  | Fixed | Roof
Solar Registration Program | NJSRRE1541028023 | Lakewood | 8701 | 18 | 13.8 | Residential | No | Behind the Meter | Powerlutions | JCP&L | Accepted | 2019-05-21 | 2019-05-24 | 2020-05-24 | Trina | TSM-300 DD05A | Solar Panels |  | 0.3 | 4 | 97 | 43 |  | Fixed | Roof
Solar Registration Program | NJSRRE1541028023 | Lakewood | 8701 | 18 | 13.8 | Residential | No | Behind the Meter | Powerlutions | JCP&L | Accepted | 2019-05-21 | 2019-05-24 | 2020-05-24 | Trina | TSM-300 DD05A | Solar Panels |  | 0.3 | 4 | 97 | 42 |  | Fixed | Roof
Solar Registration Program | NJSRRE1541028023 | Lakewood | 8701 | 18 | 13.8 | Residential | No | Behind the Meter | Powerlutions | JCP&L | Accepted | 2019-05-21 | 2019-05-24 | 2020-05-24 | Trina | TSM-300 DD05A | Solar Panels |  | 0.3 | 21 | 187 | 33 |  | Fixed | Roof
Solar Registration Program | NJSRRE1541028023 | Lakewood | 8701 | 18 | 13.8 | Residential | No | Behind the Meter | Powerlutions | JCP&L | Accepted | 2019-05-21 | 2019-05-24 | 2020-05-24 | Trina | TSM-300 DD05A | Solar Panels |  | 0.3 | 9 | 187 | 33 |  | Fixed | Roof
Solar Registration Program | NJSRRE1541028023 | Lakewood | 8701 | 18 | 13.8 | Residential | No | Behind the Meter | Powerlutions | JCP&L | Accepted | 2019-05-21 | 2019-05-24 | 2020-05-24 | Trina | TSM-300 DD05A | Solar Panels |  | 0.3 | 4 | 277 | 42 |  | Fixed | Roof
Solar Registration Program | NJSRRE1541028023 | Lakewood | 8701 | 18 | 13.8 | Residential | No | Behind the Meter | Powerlutions | JCP&L | Accepted | 2019-05-21 | 2019-05-24 | 2020-05-24 | Enphase | IQ7-60-2-US | Inverters | 11.04 |  | 46 |  |  | 0.99 |  | Outdoor | panel
Solar Registration Program | NJSRRE1541688305 | Cherry Hill TWP | 8003 | 14 | 13.8 | Residential | No | Behind the Meter | Spectrum Energy, Inc. | PSE&G | Accepted | 2019-07-19 | 2019-07-23 | 2020-07-23 | Axitec | AC-300M/60S | Solar Panels |  | 0.3 | 27 | 83 | 19 |  | Fixed | Roof
Solar Registration Program | NJSRRE1541688305 | Cherry Hill TWP | 8003 | 14 | 13.8 | Residential | No | Behind the Meter | Spectrum Energy, Inc. | PSE&G | Accepted | 2019-07-19 | 2019-07-23 | 2020-07-23 | Axitec | AC-300M/60S | Solar Panels |  | 0.3 | 19 | 173 | 20 |  | Fixed | Roof
Solar Registration Program | NJSRRE1541688305 | Cherry Hill TWP | 8003 | 14 | 13.8 | Residential | No | Behind the Meter | Spectrum Energy, Inc. | PSE&G | Accepted | 2019-07-19 | 2019-07-23 | 2020-07-23 | Enphase | IQ7-60-ACM-US | Inverters | 240 |  | 46 |  |  | 0.97 |  | Other | next to meter
Solar Registration Program | NJSRRE1541851182 | Ramsey | 7446 | 7 | 13.8 | Residential | Yes | Behind the Meter | Bright Planet Solar | Orange Rockland Electric | Accepted | 2019-08-16 | 2019-08-23 | 2020-08-23 | Trina Solar | TSM-DD05A.18(II) 300W | Solar Panels |  | 0.3 | 7 | 106 | 20 |  | Fixed | Roof
Solar Registration Program | NJSRRE1541851182 | Ramsey | 7446 | 7 | 13.8 | Residential | Yes | Behind the Meter | Bright Planet Solar | Orange Rockland Electric | Accepted | 2019-08-16 | 2019-08-23 | 2020-08-23 | Trina Solar | TSM-DD05A.18(II) 300W | Solar Panels |  | 0.3 | 21 | 106 | 20 |  | Fixed | Roof
Solar Registration Program | NJSRRE1541851182 | Ramsey | 7446 | 7 | 13.8 | Residential | Yes | Behind the Meter | Bright Planet Solar | Orange Rockland Electric | Accepted | 2019-08-16 | 2019-08-23 | 2020-08-23 | Trina Solar | TSM-DD05A.18(II) 300W | Solar Panels |  | 0.3 | 18 | 286 | 20 |  | Fixed | Roof
Solar Registration Program | NJSRRE1541851182 | Ramsey | 7446 | 7 | 13.8 | Residential | Yes | Behind the Meter | Bright Planet Solar | Orange Rockland Electric | Accepted | 2019-08-16 | 2019-08-23 | 2020-08-23 | SolarEdge | SE11400H-USRGM | Inverters | 11400 |  | 1 |  |  | 0.98 |  | Outside | Next to meter
Solar Registration Program | NJSRRE1542381871 | Edison | 8820 | 11 | 13.8 | Residential | No | Behind the Meter | Skyline Solar LLC | PSE&G | Accepted | 2019-09-11 | 2019-09-12 | 2020-09-12 | Trina Solar | 300s | Solar Panels |  | 0.3 | 31 | 123 | 23 |  | Fixed | Roof
Solar Registration Program | NJSRRE1542381871 | Edison | 8820 | 11 | 13.8 | Residential | No | Behind the Meter | Skyline Solar LLC | PSE&G | Accepted | 2019-09-11 | 2019-09-12 | 2020-09-12 | Trina Solar | 300s | Solar Panels |  | 0.3 | 5 | 303 | 23 |  | Fixed | Roof
Solar Registration Program | NJSRRE1542381871 | Edison | 8820 | 11 | 13.8 | Residential | No | Behind the Meter | Skyline Solar LLC | PSE&G | Accepted | 2019-09-11 | 2019-09-12 | 2020-09-12 | Trina Solar | 300s | Solar Panels |  | 0.3 | 10 | 123 | 23 |  | Fixed | Roof
Solar Registration Program | NJSRRE1542381871 | Edison | 8820 | 11 | 13.8 | Residential | No | Behind the Meter | Skyline Solar LLC | PSE&G | Accepted | 2019-09-11 | 2019-09-12 | 2020-09-12 | Solaredge | SE10000H-US RGM | Inverters | 10000 |  | 1 |  |  | 0.99 |  | Outdoor | by meter
Solar Registration Program | NJSRRE1542478643 | Mountainside | 7092 | 10 | 13.8 | Residential | No | Behind the Meter | Pro Custom Solar dba Momentum Solar | PSE&G | Accepted | 2019-10-01 | 2019-10-03 | 2020-10-03 | LG ELECTRONICS | LG 345N1C-V5 | Solar Panels |  | 0.345 | 40 | 197 | 18 |  | Fixed | Roof
Solar Registration Program | NJSRRE1542478643 | Mountainside | 7092 | 10 | 13.8 | Residential | No | Behind the Meter | Pro Custom Solar dba Momentum Solar | PSE&G | Accepted | 2019-10-01 | 2019-10-03 | 2020-10-03 | Enphase Energy | IQ7-60-2-US | Inverters | 250 |  | 40 |  |  | 0.97 |  | Outdoor | Roof
Solar Registration Program | NJSRRE1542505462 | Iselin | 8830 | 11 | 13.8 | Residential | Yes | Behind the Meter | Pro Custom Solar dba Momentum Solar | PSE&G | Accepted | 2019-10-04 | 2019-10-08 | 2020-10-08 | LG ELECTRONICS | LG 345N1C-V5 | Solar Panels |  | 0.345 | 4 | 236 | 15 |  | Fixed | Roof
Solar Registration Program | NJSRRE1542505462 | Iselin | 8830 | 11 | 13.8 | Residential | Yes | Behind the Meter | Pro Custom Solar dba Momentum Solar | PSE&G | Accepted | 2019-10-04 | 2019-10-08 | 2020-10-08 | LG ELECTRONICS | LG 345N1C-V5 | Solar Panels |  | 0.345 | 10 | 237 | 16 |  | Fixed | Roof
Solar Registration Program | NJSRRE1542505462 | Iselin | 8830 | 11 | 13.8 | Residential | Yes | Behind the Meter | Pro Custom Solar dba Momentum Solar | PSE&G | Accepted | 2019-10-04 | 2019-10-08 | 2020-10-08 | LG ELECTRONICS | LG 345N1C-V5 | Solar Panels |  | 0.345 | 14 | 326 | 15 |  | Fixed | Roof
Solar Registration Program | NJSRRE1542505462 | Iselin | 8830 | 11 | 13.8 | Residential | Yes | Behind the Meter | Pro Custom Solar dba Momentum Solar | PSE&G | Accepted | 2019-10-04 | 2019-10-08 | 2020-10-08 | LG ELECTRONICS | LG 345N1C-V5 | Solar Panels |  | 0.345 | 12 | 146 | 16 |  | Fixed | Roof
Solar Registration Program | NJSRRE1542505462 | Iselin | 8830 | 11 | 13.8 | Residential | Yes | Behind the Meter | Pro Custom Solar dba Momentum Solar | PSE&G | Accepted | 2019-10-04 | 2019-10-08 | 2020-10-08 | Enphase Energy | IQ7-60-2-US | Inverters | 250 |  | 40 |  |  | 0.97 |  | Outdoor | Roof
Solar Registration Program | NJSRRE1542685426 | Asbury | 8802 | 4 | 13.83 | Farm | No | Behind the Meter | Eznergy | JCP&L | Accepted | 2019-10-28 | 2019-10-30 | 2020-10-30 | Trina | TSM395 | Solar Panels |  | 0.395 | 35 | 150 | 30 |  | Fixed | Roof
Solar Registration Program | NJSRRE1542685426 | Asbury | 8802 | 4 | 13.83 | Farm | No | Behind the Meter | Eznergy | JCP&L | Accepted | 2019-10-28 | 2019-10-30 | 2020-10-30 | Solar Edge | SE14.4KUS | Inverters | 14400 |  | 3 |  |  | 0.98 |  | Outdoor | On building next to meter
Solar Registration Program | NJSRRE1539706552 | Williamstown | 8094 | 15 | 13.86 | Residential | No | Behind the Meter | NJ Solar Power, LLC | AC Electric | Accepted | 2018-10-29 | 2018-10-31 | 2020-04-30 | Panasonic | VBHN330SA16 | Solar Panels |  | 0.33 | 42 | 100 | 30 |  | Fixed | Roof
Solar Registration Program | NJSRRE1539706552 | Williamstown | 8094 | 15 | 13.86 | Residential | No | Behind the Meter | NJ Solar Power, LLC | AC Electric | Accepted | 2018-10-29 | 2018-10-31 | 2020-04-30 | SolarEdge | SE7600H-US | Inverters | 7600 |  | 1 |  |  | 0.99 |  | Indoor | Garage
Solar Registration Program | NJSRRE1539706552 | Williamstown | 8094 | 15 | 13.86 | Residential | No | Behind the Meter | NJ Solar Power, LLC | AC Electric | Accepted | 2018-10-29 | 2018-10-31 | 2020-04-30 | SolarEdge | SE5000H-US | Inverters | 5000 |  | 1 |  |  | 0.99 |  | Indoor | Garage
Solar Registration Program | NJSRRE1540285806 | Wayne | 7470 | 6 | 13.86 | Residential | Yes | Behind the Meter | Pro Custom Solar dba Momentum Solar | JCP&L | Accepted | 2019-01-24 | 2019-01-29 | 2020-01-29 | HANWHA | Q.PEAK DUO BLK-G5 315 | Solar Panels |  | 0.315 | 13 | 288 | 45 |  | Fixed | Roof
Solar Registration Program | NJSRRE1540285806 | Wayne | 7470 | 6 | 13.86 | Residential | Yes | Behind the Meter | Pro Custom Solar dba Momentum Solar | JCP&L | Accepted | 2019-01-24 | 2019-01-29 | 2020-01-29 | HANWHA | Q.PEAK DUO BLK-G5 315 | Solar Panels |  | 0.315 | 31 | 108 | 45 |  | Fixed | Roof
Solar Registration Program | NJSRRE1540285806 | Wayne | 7470 | 6 | 13.86 | Residential | Yes | Behind the Meter | Pro Custom Solar dba Momentum Solar | JCP&L | Accepted | 2019-01-24 | 2019-01-29 | 2020-01-29 | ENPHASE | IQ7 | Inverters | 240 |  | 44 |  |  | 0.97 |  | Outside | ROOF
Solar Registration Program | NJSRRE1540303223 | Franklinville | 8322 | 15 | 13.86 | Residential | Yes | Behind the Meter | Suntuity Solar LLC | AC Electric | Accepted | 2019-01-31 | 2019-02-01 | 2020-02-01 | Hanwha Solar | Q-Cells 315 Mono | Solar Panels |  | 0.315 | 14 | 276 | 43 |  | Fixed | Roof
Solar Registration Program | NJSRRE1540303223 | Franklinville | 8322 | 15 | 13.86 | Residential | Yes | Behind the Meter | Suntuity Solar LLC | AC Electric | Accepted | 2019-01-31 | 2019-02-01 | 2020-02-01 | Hanwha Solar | Q-Cells 315 Mono | Solar Panels |  | 0.315 | 17 | 96 | 43 |  | Fixed | Roof
Solar Registration Program | NJSRRE1540303223 | Franklinville | 8322 | 15 | 13.86 | Residential | Yes | Behind the Meter | Suntuity Solar LLC | AC Electric | Accepted | 2019-01-31 | 2019-02-01 | 2020-02-01 | Hanwha Solar | Q-Cells 315 Mono | Solar Panels |  | 0.315 | 4 | 276 | 45 |  | Fixed | Roof
Solar Registration Program | NJSRRE1540303223 | Franklinville | 8322 | 15 | 13.86 | Residential | Yes | Behind the Meter | Suntuity Solar LLC | AC Electric | Accepted | 2019-01-31 | 2019-02-01 | 2020-02-01 | Hanwha Solar | Q-Cells 315 Mono | Solar Panels |  | 0.315 | 6 | 96 | 45 |  | Fixed | Roof
Solar Registration Program | NJSRRE1540303223 | Franklinville | 8322 | 15 | 13.86 | Residential | Yes | Behind the Meter | Suntuity Solar LLC | AC Electric | Accepted | 2019-01-31 | 2019-02-01 | 2020-02-01 | Hanwha Solar | Q-Cells 315 Mono | Solar Panels |  | 0.315 | 3 | 186 | 43 |  | Fixed | Roof
Solar Registration Program | NJSRRE1540303223 | Franklinville | 8322 | 15 | 13.86 | Residential | Yes | Behind the Meter | Suntuity Solar LLC | AC Electric | Accepted | 2019-01-31 | 2019-02-01 | 2020-02-01 | SolarEdge | SE11400H-US | Inverters | 11400 |  | 1 |  |  | 0.99 |  | Outdoor | Besides the meter
Solar Registration Program | NJSRRE1540332432 | Harvey Cedars | 8008 | 18 | 13.86 | Residential | Yes | Behind the Meter | Sunrun Installation Services, Inc. | AC Electric | Accepted | 2019-02-04 | 2019-02-06 | 2020-02-06 | LG Electronics | LG330N1C-A5 | Solar Panels |  | 0.33 | 21 | 9 | 27 |  | Fixed | Roof
Solar Registration Program | NJSRRE1540332432 | Harvey Cedars | 8008 | 18 | 13.86 | Residential | Yes | Behind the Meter | Sunrun Installation Services, Inc. | AC Electric | Accepted | 2019-02-04 | 2019-02-06 | 2020-02-06 | LG Electronics | LG330N1C-A5 | Solar Panels |  | 0.33 | 12 | 99 | 27 |  | Fixed | Roof
Solar Registration Program | NJSRRE1540332432 | Harvey Cedars | 8008 | 18 | 13.86 | Residential | Yes | Behind the Meter | Sunrun Installation Services, Inc. | AC Electric | Accepted | 2019-02-04 | 2019-02-06 | 2020-02-06 | LG Electronics | LG330N1C-A5 | Solar Panels |  | 0.33 | 9 | 279 | 27 |  | Fixed | Roof
Solar Registration Program | NJSRRE1540332432 | Harvey Cedars | 8008 | 18 | 13.86 | Residential | Yes | Behind the Meter | Sunrun Installation Services, Inc. | AC Electric | Accepted | 2019-02-04 | 2019-02-06 | 2020-02-06 | SMA America | SB7.7-1SP-US-40 | Inverters | 7680 |  | 1 |  |  | 0.96 |  | Outdoor | Next To Meter
Solar Registration Program | NJSRRE1540332432 | Harvey Cedars | 8008 | 18 | 13.86 | Residential | Yes | Behind the Meter | Sunrun Installation Services, Inc. | AC Electric | Accepted | 2019-02-04 | 2019-02-06 | 2020-02-06 | SMA America | SB3.8-1SP-US-40 | Inverters | 3800 |  | 1 |  |  | 0.96 |  | Outdoor | Next To Meter
Solar Registration Program | NJSRRE1540375602 | Vineland | 8360 | 20 | 13.86 | Residential | Yes | Behind the Meter | Suntuity Solar LLC | Vineland Muni Electric | Accepted | 2019-02-18 | 2019-02-20 | 2020-02-20 | Hanwha Solar | Q-Cells 315 Mono | Solar Panels |  | 0.315 | 9 | 354 | 12 |  | Fixed | Roof
Solar Registration Program | NJSRRE1540375602 | Vineland | 8360 | 20 | 13.86 | Residential | Yes | Behind the Meter | Suntuity Solar LLC | Vineland Muni Electric | Accepted | 2019-02-18 | 2019-02-20 | 2020-02-20 | Hanwha Solar | Q-Cells 315 Mono | Solar Panels |  | 0.315 | 13 | 174 | 12 |  | Fixed | Roof
Solar Registration Program | NJSRRE1540375602 | Vineland | 8360 | 20 | 13.86 | Residential | Yes | Behind the Meter | Suntuity Solar LLC | Vineland Muni Electric | Accepted | 2019-02-18 | 2019-02-20 | 2020-02-20 | Hanwha Solar | Q-Cells 315 Mono | Solar Panels |  | 0.315 | 9 | 264 | 21 |  | Fixed | Roof
Solar Registration Program | NJSRRE1540375602 | Vineland | 8360 | 20 | 13.86 | Residential | Yes | Behind the Meter | Suntuity Solar LLC | Vineland Muni Electric | Accepted | 2019-02-18 | 2019-02-20 | 2020-02-20 | Hanwha Solar | Q-Cells 315 Mono | Solar Panels |  | 0.315 | 13 | 84 | 21 |  | Fixed | Roof
Solar Registration Program | NJSRRE1540375602 | Vineland | 8360 | 20 | 13.86 | Residential | Yes | Behind the Meter | Suntuity Solar LLC | Vineland Muni Electric | Accepted | 2019-02-18 | 2019-02-20 | 2020-02-20 | SolarEdge | SE11400H-US | Inverters | 11400 |  | 1 |  |  | 0.99 |  | Other | Besides the meter
Solar Registration Program | NJSRRE1540378560 | Oaklyn | 8107 | 14 | 13.86 | Residential | Yes | Behind the Meter | Trinity Solar | PSE&G | Accepted | 2019-02-19 | 2019-02-21 | 2020-02-21 | Hanwha | Q.PEAK DUO BLK-G5 315 | Solar Panels |  | 0.315 | 21 | 90 | 34 |  | Fixed | Roof
Solar Registration Program | NJSRRE1540378560 | Oaklyn | 8107 | 14 | 13.86 | Residential | Yes | Behind the Meter | Trinity Solar | PSE&G | Accepted | 2019-02-19 | 2019-02-21 | 2020-02-21 | Hanwha | Q.PEAK DUO BLK-G5 315 | Solar Panels |  | 0.315 | 23 | 270 | 34 |  | Fixed | Roof
Solar Registration Program | NJSRRE1540378560 | Oaklyn | 8107 | 14 | 13.86 | Residential | Yes | Behind the Meter | Trinity Solar | PSE&G | Accepted | 2019-02-19 | 2019-02-21 | 2020-02-21 | Solar Edge | SE11400 | Inverters | 11400 |  | 1 |  |  | 0.97 |  | Outside | side of home
Solar Registration Program | NJSRRE1540384084 | Sicklerville | 8081 | 14 | 13.86 | Residential | Yes | Behind the Meter | Suntuity Solar LLC | AC Electric | Accepted | 2019-02-21 | 2019-02-25 | 2020-02-25 | Hanwha Solar | Q-Cells 315 Mono | Solar Panels |  | 0.315 | 20 | 24 | 18 |  | Fixed | Roof
Solar Registration Program | NJSRRE1540384084 | Sicklerville | 8081 | 14 | 13.86 | Residential | Yes | Behind the Meter | Suntuity Solar LLC | AC Electric | Accepted | 2019-02-21 | 2019-02-25 | 2020-02-25 | Hanwha Solar | Q-Cells 315 Mono | Solar Panels |  | 0.315 | 24 | 204 | 18 |  | Fixed | Roof
Solar Registration Program | NJSRRE1540384084 | Sicklerville | 8081 | 14 | 13.86 | Residential | Yes | Behind the Meter | Suntuity Solar LLC | AC Electric | Accepted | 2019-02-21 | 2019-02-25 | 2020-02-25 | SolarEdge | SE11400H-US | Inverters | 11400 |  | 1 |  |  | 0.99 |  | Outdoor | Besides the meter
Solar Registration Program | NJSRRE1540420404 | WASHINGTON TWP MER | 8691 | 12 | 13.86 | Residential | No | Behind the Meter | Tesla Energy Operations Inc | PSE&G | Accepted | 2019-03-04 | 2019-03-05 | 2020-03-05 | SolarCity | SC Std SC315B2 | Solar Panels |  | 0.315 | 27 | 172 | 30 |  | Fixed | Roof
Solar Registration Program | NJSRRE1540420404 | WASHINGTON TWP MER | 8691 | 12 | 13.86 | Residential | No | Behind the Meter | Tesla Energy Operations Inc | PSE&G | Accepted | 2019-03-04 | 2019-03-05 | 2020-03-05 | SolarCity | SC Std SC315B2 | Solar Panels |  | 0.315 | 8 | 262 | 30 |  | Fixed | Roof
Solar Registration Program | NJSRRE1540420404 | WASHINGTON TWP MER | 8691 | 12 | 13.86 | Residential | No | Behind the Meter | Tesla Energy Operations Inc | PSE&G | Accepted | 2019-03-04 | 2019-03-05 | 2020-03-05 | SolarCity | SC Std SC315B2 | Solar Panels |  | 0.315 | 9 | 262 | 30 |  | Fixed | Roof
Solar Registration Program | NJSRRE1540420404 | WASHINGTON TWP MER | 8691 | 12 | 13.86 | Residential | No | Behind the Meter | Tesla Energy Operations Inc | PSE&G | Accepted | 2019-03-04 | 2019-03-05 | 2020-03-05 | Delta | Solivia 5.2 TL | Inverters | 5200 |  | 1 |  |  | 0.975 |  | Outdoor | Outdoor
Solar Registration Program | NJSRRE1540420404 | WASHINGTON TWP MER | 8691 | 12 | 13.86 | Residential | No | Behind the Meter | Tesla Energy Operations Inc | PSE&G | Accepted | 2019-03-04 | 2019-03-05 | 2020-03-05 | Delta | Solivia 5.2 TL | Inverters | 5200 |  | 1 |  |  | 0.975 |  | Outdoor | Outdoor
Solar Registration Program | NJSRRE1540420404 | WASHINGTON TWP MER | 8691 | 12 | 13.86 | Residential | No | Behind the Meter | Tesla Energy Operations Inc | PSE&G | Accepted | 2019-03-04 | 2019-03-05 | 2020-03-05 | Delta | Solivia 3.8 TL | Inverters | 3800 |  | 1 |  |  | 0.975 |  | Outdoor | Outdoor
Solar Registration Program | NJSRRE1540458872 | BURLINGTON | 8016 | 13 | 13.86 | Residential | No | Behind the Meter | Amped On Solar LLC | PSE&G | Accepted | 2019-03-07 | 2019-03-08 | 2020-03-08 | PANASONIC | VBHN330SA17 | Solar Panels |  | 0.33 | 28 | 162 | 21 |  | Fixed | Roof
Solar Registration Program | NJSRRE1540458872 | BURLINGTON | 8016 | 13 | 13.86 | Residential | No | Behind the Meter | Amped On Solar LLC | PSE&G | Accepted | 2019-03-07 | 2019-03-08 | 2020-03-08 | PANASONIC | VBHN330SA17 | Solar Panels |  | 0.33 | 14 | 252 | 22 |  | Fixed | Roof
Solar Registration Program | NJSRRE1540458872 | BURLINGTON | 8016 | 13 | 13.86 | Residential | No | Behind the Meter | Amped On Solar LLC | PSE&G | Accepted | 2019-03-07 | 2019-03-08 | 2020-03-08 | SOLAREDGE | SE11400H | Inverters | 11400 |  | 1 |  |  | 0.98 |  | Outdoor | NEAR METER
Solar Registration Program | NJSRRE1540569784 | Stewartsville | 8886 | 2 | 13.86 | Residential | Yes | Behind the Meter | Vivint Solar Developer, LLC | Orange Rockland Electric | Accepted | 2019-03-25 | 2019-03-26 | 2020-03-26 | Hanwha Solar | Q.Peak BLK-G5 315 | Solar Panels |  | 0.315 | 8 | 250 | 24 |  | Fixed | Roof
Solar Registration Program | NJSRRE1540569784 | Stewartsville | 8886 | 2 | 13.86 | Residential | Yes | Behind the Meter | Vivint Solar Developer, LLC | Orange Rockland Electric | Accepted | 2019-03-25 | 2019-03-26 | 2020-03-26 | Hanwha Solar | Q.Peak BLK-G5 315 | Solar Panels |  | 0.315 | 17 | 70 | 28 |  | Fixed | Roof
Solar Registration Program | NJSRRE1540569784 | Stewartsville | 8886 | 2 | 13.86 | Residential | Yes | Behind the Meter | Vivint Solar Developer, LLC | Orange Rockland Electric | Accepted | 2019-03-25 | 2019-03-26 | 2020-03-26 | Hanwha Solar | Q.Peak BLK-G5 315 | Solar Panels |  | 0.315 | 19 | 250 | 28 |  | Fixed | Roof
Solar Registration Program | NJSRRE1540569784 | Stewartsville | 8886 | 2 | 13.86 | Residential | Yes | Behind the Meter | Vivint Solar Developer, LLC | Orange Rockland Electric | Accepted | 2019-03-25 | 2019-03-26 | 2020-03-26 | Solar Edge | SE10000H-US | Inverters | 10000 |  | 1 |  |  | 0.992 |  | Outdoor | Near the Utility Meter.
Solar Registration Program | NJSRRE1540913031 | Monroeville | 8343 | 16 | 13.86 | Residential | No | Behind the Meter | Vivint Solar Developer, LLC | AC Electric | Accepted | 2019-05-02 | 2019-05-06 | 2020-05-06 | Hanhwa Solar | Q.Peak BLK-G5 315 | Solar Panels |  | 0.315 | 44 | 180 | 20 |  | Fixed | Ground
Solar Registration Program | NJSRRE1540913031 | Monroeville | 8343 | 16 | 13.86 | Residential | No | Behind the Meter | Vivint Solar Developer, LLC | AC Electric | Accepted | 2019-05-02 | 2019-05-06 | 2020-05-06 | Solar Edge | SE10000H-US | Inverters | 10000 |  | 1 |  |  | 0.992 |  | Outdoor | Near the Utility Meter.
Solar Registration Program | NJSRRE1541480657 | Cape May Court House | 8210 | 21 | 13.86 | Residential | No | Behind the Meter | Trinity Solar | AC Electric | Accepted | 2019-06-25 | 2019-06-27 | 2020-06-27 | Hanwha 315 | Q.PEAK DUO BLK-G5 315 | Solar Panels |  | 0.315 | 14 | 178 | 28 |  | Fixed | Roof
Solar Registration Program | NJSRRE1541480657 | Cape May Court House | 8210 | 21 | 13.86 | Residential | No | Behind the Meter | Trinity Solar | AC Electric | Accepted | 2019-06-25 | 2019-06-27 | 2020-06-27 | Hanwha 315 | Q.PEAK DUO BLK-G5 315 | Solar Panels |  | 0.315 | 30 | 178 | 28 |  | Fixed | Roof
Solar Registration Program | NJSRRE1541480657 | Cape May Court House | 8210 | 21 | 13.86 | Residential | No | Behind the Meter | Trinity Solar | AC Electric | Accepted | 2019-06-25 | 2019-06-27 | 2020-06-27 | Solar Edge | SE11400H-US | Inverters | 11400 |  | 1 |  |  | 0.97 |  | Outside | Side of home
Solar Registration Program | NJSRRE1541688770 | Manalapan | 7726 | 17 | 13.86 | Residential | No | Behind the Meter | Self Instal | JCP&L | Accepted | 2019-07-19 | 2019-07-24 | 2020-07-24 | Panasonic | VBHN330SA17 | Solar Panels |  | 0.33 | 42 | 140 | 25 |  | Fixed | Roof
Solar Registration Program | NJSRRE1541688770 | Manalapan | 7726 | 17 | 13.86 | Residential | No | Behind the Meter | Self Instal | JCP&L | Accepted | 2019-07-19 | 2019-07-24 | 2020-07-24 | SolarEdge | SE11400 | Inverters | 11400 |  | 2 |  |  | 0.985 |  | Outside | inside
Solar Registration Program | NJSRRE1541719250 | Franklin | 7416 | 1 | 13.86 | Residential | Yes | Behind the Meter | Sunrun Installation Services, Inc. | JCP&L | Accepted | 2019-07-30 | 2019-08-05 | 2020-08-05 | LG Electronics | LG330N1C-A5 | Solar Panels |  | 0.33 | 42 | 290 | 23 |  | Fixed | Roof
Solar Registration Program | NJSRRE1541719250 | Franklin | 7416 | 1 | 13.86 | Residential | Yes | Behind the Meter | Sunrun Installation Services, Inc. | JCP&L | Accepted | 2019-07-30 | 2019-08-05 | 2020-08-05 | Ningbo Ginlong Technologies | Solis-1P9K-4G-US | Inverters | 9000 |  | 24 |  |  | 0.96 |  | Outdoor | Next To Meter
Solar Registration Program | NJSRRE1541722035 | Manasquan | 8736 | 17 | 13.86 | Residential | No | Behind the Meter | Green Power Energy | JCP&L | Accepted | 2019-07-31 | 2019-08-05 | 2020-08-05 | Panasonic | VBHN330SA17 | Solar Panels |  | 0.33 | 10 | 91 | 23 |  | Fixed | Roof
Solar Registration Program | NJSRRE1541722035 | Manasquan | 8736 | 17 | 13.86 | Residential | No | Behind the Meter | Green Power Energy | JCP&L | Accepted | 2019-07-31 | 2019-08-05 | 2020-08-05 | Panasonic | VBHN330SA17 | Solar Panels |  | 0.33 | 32 | 272 | 18 |  | Fixed | Roof
Solar Registration Program | NJSRRE1541722035 | Manasquan | 8736 | 17 | 13.86 | Residential | No | Behind the Meter | Green Power Energy | JCP&L | Accepted | 2019-07-31 | 2019-08-05 | 2020-08-05 | Solar Edge | SE11400A-US | Inverters | 11400 |  | 1 |  |  | 0.97 |  | Outside | next to meter
Solar Registration Program | NJSRRE1541850962 | Ridgefield | 7657 | 7 | 13.86 | Residential | No | Behind the Meter | Green Power Energy | PSE&G | Accepted | 2019-08-16 | 2019-08-23 | 2020-08-23 | Panasonic | VBHN330SA17 | Solar Panels |  | 0.33 | 9 | 126 | 27 |  | Fixed | Roof
Solar Registration Program | NJSRRE1541850962 | Ridgefield | 7657 | 7 | 13.86 | Residential | No | Behind the Meter | Green Power Energy | PSE&G | Accepted | 2019-08-16 | 2019-08-23 | 2020-08-23 | Panasonic | VBHN330SA17 | Solar Panels |  | 0.33 | 33 | 216 | 27 |  | Fixed | Roof
Solar Registration Program | NJSRRE1541850962 | Ridgefield | 7657 | 7 | 13.86 | Residential | No | Behind the Meter | Green Power Energy | PSE&G | Accepted | 2019-08-16 | 2019-08-23 | 2020-08-23 | Solar Edge | SE11400H-US | Inverters | 11400 |  | 1 |  |  | 0.97 |  | Outside | next to meter
Solar Registration Program | NJSRRE1541884535 | MAPLE SHADE | 8052 | 13 | 13.86 | Residential | Yes | Behind the Meter | Vivint Solar Developer, LLC | PSE&G | Accepted | 2019-08-26 | 2019-08-29 | 2020-08-29 | Hanwha Solar | Q.PEAK DUO BLK-G5 | Solar Panels |  | 0.315 | 9 | 217 | 16 |  | Fixed | Roof
Solar Registration Program | NJSRRE1541884535 | MAPLE SHADE | 8052 | 13 | 13.86 | Residential | Yes | Behind the Meter | Vivint Solar Developer, LLC | PSE&G | Accepted | 2019-08-26 | 2019-08-29 | 2020-08-29 | Hanwha Solar | Q.PEAK DUO BLK-G5 | Solar Panels |  | 0.315 | 11 | 217 | 15 |  | Fixed | Roof
Solar Registration Program | NJSRRE1541884535 | MAPLE SHADE | 8052 | 13 | 13.86 | Residential | Yes | Behind the Meter | Vivint Solar Developer, LLC | PSE&G | Accepted | 2019-08-26 | 2019-08-29 | 2020-08-29 | Hanwha Solar | Q.PEAK DUO BLK-G5 315w | Solar Panels |  | 0.315 | 24 | 37 | 16 |  | Fixed | Roof
Solar Registration Program | NJSRRE1541884535 | MAPLE SHADE | 8052 | 13 | 13.86 | Residential | Yes | Behind the Meter | Vivint Solar Developer, LLC | PSE&G | Accepted | 2019-08-26 | 2019-08-29 | 2020-08-29 | SOLAREDGE | SE10000H-US | Inverters | 10000 |  | 1 |  |  | 0.992 |  | Outdoor | Near the Utility Meter
Solar Registration Program | NJSRRE1541897472 | Point Pleasant | 8742 | 18 | 13.86 | Residential | No | Behind the Meter | Suntuity Solar LLC | JCP&L | Accepted | 2019-08-29 | 2019-09-03 | 2020-09-03 | Yingli Green Energy | YL315D-30b | Solar Panels |  | 0.315 | 21 | 111 | 33 |  | Fixed | Roof
Solar Registration Program | NJSRRE1541897472 | Point Pleasant | 8742 | 18 | 13.86 | Residential | No | Behind the Meter | Suntuity Solar LLC | JCP&L | Accepted | 2019-08-29 | 2019-09-03 | 2020-09-03 | Yingli Green Energy | YL315D-30b | Solar Panels |  | 0.315 | 8 | 202 | 33 |  | Fixed | Roof
Solar Registration Program | NJSRRE1541897472 | Point Pleasant | 8742 | 18 | 13.86 | Residential | No | Behind the Meter | Suntuity Solar LLC | JCP&L | Accepted | 2019-08-29 | 2019-09-03 | 2020-09-03 | Yingli Green Energy | YL315D-30b | Solar Panels |  | 0.315 | 7 | 111 | 33 |  | Fixed | Roof
Solar Registration Program | NJSRRE1541897472 | Point Pleasant | 8742 | 18 | 13.86 | Residential | No | Behind the Meter | Suntuity Solar LLC | JCP&L | Accepted | 2019-08-29 | 2019-09-03 | 2020-09-03 | Yingli Green Energy | YL315D-30b | Solar Panels |  | 0.315 | 8 | 111 | 33 |  | Fixed | Roof
Solar Registration Program | NJSRRE1541897472 | Point Pleasant | 8742 | 18 | 13.86 | Residential | No | Behind the Meter | Suntuity Solar LLC | JCP&L | Accepted | 2019-08-29 | 2019-09-03 | 2020-09-03 | Enphase Energy | IQ7-60-2-US | Inverters | 240 |  | 44 |  |  | 0.97 |  | Outdoor | Behind the PV Modules
Solar Registration Program | NJSRRE1542161703 | Chesilhurst | 8089 | 14 | 13.86 | Residential | Yes | Behind the Meter | Castle Energy, LLC | AC Electric | Accepted | 2019-09-04 | 2019-09-09 | 2020-09-09 | Hanwha Q-Cells | Q.Peak DUO-G5 315 | Solar Panels |  | 0.315 | 44 | 197 | 25 |  | Fixed | Roof
Solar Registration Program | NJSRRE1542161703 | Chesilhurst | 8089 | 14 | 13.86 | Residential | Yes | Behind the Meter | Castle Energy, LLC | AC Electric | Accepted | 2019-09-04 | 2019-09-09 | 2020-09-09 | Enphase Energy | IQ7-60-2-US | Inverters | 240 |  | 44 |  |  | 0.967 |  | Outside | under each solar panel
Solar Registration Program | NJSRRE1542161847 | Hillsborough | 8844 | 5 | 13.86 | Residential | No | Behind the Meter | Trinity Solar | PSE&G | Accepted | 2019-09-04 | 2019-09-06 | 2020-09-06 | Hanwha | Q.PEAK DUO BLK-G5 315 | Solar Panels |  | 0.315 | 25 | 227 | 36 |  | Fixed | Roof
Solar Registration Program | NJSRRE1542161847 | Hillsborough | 8844 | 5 | 13.86 | Residential | No | Behind the Meter | Trinity Solar | PSE&G | Accepted | 2019-09-04 | 2019-09-06 | 2020-09-06 | Hanwha | Q.PEAK DUO BLK-G5 315 | Solar Panels |  | 0.315 | 11 | 137 | 43 |  | Fixed | Roof
Solar Registration Program | NJSRRE1542161847 | Hillsborough | 8844 | 5 | 13.86 | Residential | No | Behind the Meter | Trinity Solar | PSE&G | Accepted | 2019-09-04 | 2019-09-06 | 2020-09-06 | Hanwha | Q.PEAK DUO BLK-G5 315 | Solar Panels |  | 0.315 | 8 | 227 | 22 |  | Fixed | Roof
Solar Registration Program | NJSRRE1542161847 | Hillsborough | 8844 | 5 | 13.86 | Residential | No | Behind the Meter | Trinity Solar | PSE&G | Accepted | 2019-09-04 | 2019-09-06 | 2020-09-06 | Solar Edge | SE11400 | Inverters | 11400 |  | 1 |  |  | 0.97 |  | Outside | side of home
Solar Registration Program | NJSRRE1542291829 | Rockaway | 7866 | 3 | 13.86 | Residential | Yes | Behind the Meter | Vivint Solar Developer, LLC | JCP&L | Accepted | 2019-09-06 | 2019-09-10 | 2020-09-10 | Hanwha Solar | Q.PEAK BLK-G5 315 | Solar Panels |  | 0.315 | 27 | 235 | 31 |  | Fixed | Roof
Solar Registration Program | NJSRRE1542291829 | Rockaway | 7866 | 3 | 13.86 | Residential | Yes | Behind the Meter | Vivint Solar Developer, LLC | JCP&L | Accepted | 2019-09-06 | 2019-09-10 | 2020-09-10 | Hanwha Solar | Q.PEAK BLK-G5 315 | Solar Panels |  | 0.315 | 6 | 235 | 31 |  | Fixed | Roof
Solar Registration Program | NJSRRE1542291829 | Rockaway | 7866 | 3 | 13.86 | Residential | Yes | Behind the Meter | Vivint Solar Developer, LLC | JCP&L | Accepted | 2019-09-06 | 2019-09-10 | 2020-09-10 | Hanwha Solar | Q.PEAK BLK-G5 315 | Solar Panels |  | 0.315 | 11 | 55 | 31 |  | Fixed | Roof
Solar Registration Program | NJSRRE1542291829 | Rockaway | 7866 | 3 | 13.86 | Residential | Yes | Behind the Meter | Vivint Solar Developer, LLC | JCP&L | Accepted | 2019-09-06 | 2019-09-10 | 2020-09-10 | Solar Edge | SE10000H-US000BNC4 | Inverters | 10000 |  | 1 |  |  | 0.992 |  | Outdoor | near the utility meter
Solar Registration Program | NJSRRE1542314693 | WILLINGBORO | 8046 | 13 | 13.86 | Residential | No | Behind the Meter | Vivint Solar Developer, LLC | PSE&G | Accepted | 2019-09-06 | 2019-09-10 | 2020-09-10 | Hanwha Solar | Q.PEAK BLK-G5 315 | Solar Panels |  | 0.315 | 9 | 48 | 41 |  | Fixed | Roof
Solar Registration Program | NJSRRE1542314693 | WILLINGBORO | 8046 | 13 | 13.86 | Residential | No | Behind the Meter | Vivint Solar Developer, LLC | PSE&G | Accepted | 2019-09-06 | 2019-09-10 | 2020-09-10 | Hanwha Solar | Q.PEAK BLK-G5 315 | Solar Panels |  | 0.315 | 16 | 228 | 41 |  | Fixed | Roof
Solar Registration Program | NJSRRE1542314693 | WILLINGBORO | 8046 | 13 | 13.86 | Residential | No | Behind the Meter | Vivint Solar Developer, LLC | PSE&G | Accepted | 2019-09-06 | 2019-09-10 | 2020-09-10 | Hanwha Solar | Q.PEAK BLK-G5 315 | Solar Panels |  | 0.315 | 4 | 48 | 41 |  | Fixed | Roof
Solar Registration Program | NJSRRE1542314693 | WILLINGBORO | 8046 | 13 | 13.86 | Residential | No | Behind the Meter | Vivint Solar Developer, LLC | PSE&G | Accepted | 2019-09-06 | 2019-09-10 | 2020-09-10 | Hanwha Solar | Q.PEAK BLK-G5 315 | Solar Panels |  | 0.315 | 15 | 228 | 14 |  | Fixed | Roof
Solar Registration Program | NJSRRE1542314693 | WILLINGBORO | 8046 | 13 | 13.86 | Residential | No | Behind the Meter | Vivint Solar Developer, LLC | PSE&G | Accepted | 2019-09-06 | 2019-09-10 | 2020-09-10 | Solaredge | SE10000H-US | Inverters | 10000 |  | 1 |  |  | 0.992 |  | Outdoor | Near The Utility Meter
Solar Registration Program | NJSRRE1542370190 | Piscataway | 8854 | 11 | 13.86 | Residential | Yes | Behind the Meter | Suntuity Solar LLC | PSE&G | Accepted | 2019-09-09 | 2019-09-11 | 2020-09-11 | Yingli Green Energy | YL315D-30b | Solar Panels |  | 0.315 | 11 | 150 | 12 |  | Fixed | Roof
Solar Registration Program | NJSRRE1542370190 | Piscataway | 8854 | 11 | 13.86 | Residential | Yes | Behind the Meter | Suntuity Solar LLC | PSE&G | Accepted | 2019-09-09 | 2019-09-11 | 2020-09-11 | Yingli Green Energy | YL315D-30b | Solar Panels |  | 0.315 | 12 | 240 | 43 |  | Fixed | Roof
Solar Registration Program | NJSRRE1542370190 | Piscataway | 8854 | 11 | 13.86 | Residential | Yes | Behind the Meter | Suntuity Solar LLC | PSE&G | Accepted | 2019-09-09 | 2019-09-11 | 2020-09-11 | Yingli Green Energy | YL315D-30b | Solar Panels |  | 0.315 | 5 | 150 | 43 |  | Fixed | Roof
Solar Registration Program | NJSRRE1542370190 | Piscataway | 8854 | 11 | 13.86 | Residential | Yes | Behind the Meter | Suntuity Solar LLC | PSE&G | Accepted | 2019-09-09 | 2019-09-11 | 2020-09-11 | Yingli Green Energy | YL315D-30b | Solar Panels |  | 0.315 | 8 | 150 | 8 |  | Fixed | Roof
Solar Registration Program | NJSRRE1542370190 | Piscataway | 8854 | 11 | 13.86 | Residential | Yes | Behind the Meter | Suntuity Solar LLC | PSE&G | Accepted | 2019-09-09 | 2019-09-11 | 2020-09-11 | Yingli Green Energy | YL315D-30b | Solar Panels |  | 0.315 | 8 | 150 | 34 |  | Fixed | Roof
Solar Registration Program | NJSRRE1542370190 | Piscataway | 8854 | 11 | 13.86 | Residential | Yes | Behind the Meter | Suntuity Solar LLC | PSE&G | Accepted | 2019-09-09 | 2019-09-11 | 2020-09-11 | Enphase Energy | IQ7-60-2-US | Inverters | 240 |  | 44 |  |  | 0.97 |  | Outdoor | Behind the PV Modules
Solar Registration Program | NJSRRE1542425024 | Rockaway | 7866 | 3 | 13.86 | Residential | Yes | Behind the Meter | Vivint Solar Developer, LLC | JCP&L | Accepted | 2019-09-20 | 2019-09-24 | 2020-09-24 | HANWHA SOLAR | Q.PEAK BLK-G5 315 | Solar Panels |  | 0.315 | 27 | 268 | 23 |  | Fixed | Roof
Solar Registration Program | NJSRRE1542425024 | Rockaway | 7866 | 3 | 13.86 | Residential | Yes | Behind the Meter | Vivint Solar Developer, LLC | JCP&L | Accepted | 2019-09-20 | 2019-09-24 | 2020-09-24 | HANWHA SOLAR | Q.PEAK BLK-G5 315 | Solar Panels |  | 0.315 | 11 | 88 | 23 |  | Fixed | Roof
Solar Registration Program | NJSRRE1542425024 | Rockaway | 7866 | 3 | 13.86 | Residential | Yes | Behind the Meter | Vivint Solar Developer, LLC | JCP&L | Accepted | 2019-09-20 | 2019-09-24 | 2020-09-24 | HANWHA SOLAR | Q.PEAK BLK-G5 315 | Solar Panels |  | 0.315 | 6 | 88 | 23 |  | Fixed | Roof
Solar Registration Program | NJSRRE1542425024 | Rockaway | 7866 | 3 | 13.86 | Residential | Yes | Behind the Meter | Vivint Solar Developer, LLC | JCP&L | Accepted | 2019-09-20 | 2019-09-24 | 2020-09-24 | SOLAREDGE | SE10000H-US000BNC4 | Inverters | 10000 |  | 1 |  |  | 0.992 |  | Outdoor | Near The Utility Meter
Solar Registration Program | NJSRRE1542441154 | Hainesport | 8036 | 13 | 13.86 | Residential | Yes | Behind the Meter | Trinity Solar | PSE&G | Accepted | 2019-09-26 | 2019-09-27 | 2020-09-27 | HANWHA | Q.PEAK DUO BLK-G5 315 | Solar Panels |  | 0.315 | 6 | 236 | 14 |  | Fixed | Roof
Solar Registration Program | NJSRRE1542441154 | Hainesport | 8036 | 13 | 13.86 | Residential | Yes | Behind the Meter | Trinity Solar | PSE&G | Accepted | 2019-09-26 | 2019-09-27 | 2020-09-27 | HANWHA | Q.PEAK DUO BLK-G5 315 | Solar Panels |  | 0.315 | 10 | 236 | 34 |  | Fixed | Roof
Solar Registration Program | NJSRRE1542441154 | Hainesport | 8036 | 13 | 13.86 | Residential | Yes | Behind the Meter | Trinity Solar | PSE&G | Accepted | 2019-09-26 | 2019-09-27 | 2020-09-27 | HANWHA | Q.PEAK DUO BLK-G5 315 | Solar Panels |  | 0.315 | 8 | 236 | 34 |  | Fixed | Roof
Solar Registration Program | NJSRRE1542441154 | Hainesport | 8036 | 13 | 13.86 | Residential | Yes | Behind the Meter | Trinity Solar | PSE&G | Accepted | 2019-09-26 | 2019-09-27 | 2020-09-27 | HANWHA | Q.PEAK DUO BLK-G5 315 | Solar Panels |  | 0.315 | 7 | 236 | 34 |  | Fixed | Roof
Solar Registration Program | NJSRRE1542441154 | Hainesport | 8036 | 13 | 13.86 | Residential | Yes | Behind the Meter | Trinity Solar | PSE&G | Accepted | 2019-09-26 | 2019-09-27 | 2020-09-27 | HANWHA | Q.PEAK DUO BLK-G5 315 | Solar Panels |  | 0.315 | 5 | 146 | 40 |  | Fixed | Roof
Solar Registration Program | NJSRRE1542441154 | Hainesport | 8036 | 13 | 13.86 | Residential | Yes | Behind the Meter | Trinity Solar | PSE&G | Accepted | 2019-09-26 | 2019-09-27 | 2020-09-27 | HANWHA | Q.PEAK DUO BLK-G5 315 | Solar Panels |  | 0.315 | 8 | 146 | 40 |  | Fixed | Roof
Solar Registration Program | NJSRRE1542441154 | Hainesport | 8036 | 13 | 13.86 | Residential | Yes | Behind the Meter | Trinity Solar | PSE&G | Accepted | 2019-09-26 | 2019-09-27 | 2020-09-27 | Solar Edge | SE11400H-US000BNC4 | Inverters | 11400 |  | 1 |  |  | 0.97 |  | Outdoor | side of home
Solar Registration Program | NJSRRE1542504626 | West Creek | 8092 | 18 | 13.86 | Residential | No | Behind the Meter | Green Power Energy | AC Electric | Accepted | 2019-10-04 | 2019-10-08 | 2020-10-08 | Hanwha | Q.PEAK DUO BLK-G5 315 | Solar Panels |  | 0.315 | 36 | 137 | 30 |  | Fixed | Roof
Solar Registration Program | NJSRRE1542504626 | West Creek | 8092 | 18 | 13.86 | Residential | No | Behind the Meter | Green Power Energy | AC Electric | Accepted | 2019-10-04 | 2019-10-08 | 2020-10-08 | Hanwha | Q.PEAK DUO BLK-G5 315 | Solar Panels |  | 0.315 | 8 | 229 | 30 |  | Fixed | Roof
Solar Registration Program | NJSRRE1542504626 | West Creek | 8092 | 18 | 13.86 | Residential | No | Behind the Meter | Green Power Energy | AC Electric | Accepted | 2019-10-04 | 2019-10-08 | 2020-10-08 | Solar Edge | SE11400H-US | Inverters | 11400 |  | 1 |  |  | 0.97 |  | Outside | next to meter
Solar Registration Program | NJSRRE1542514998 | Egg Harbor City | 8215 | 19 | 13.86 | Residential | No | Behind the Meter | Sun Up Zero Down | AC Electric | Final As-Built Received | 2019-10-08 | 2019-10-10 | 2020-10-10 | Trina | 385 TSM-DE14A(II) | Solar Panels |  | 0.385 | 36 | 180 | 25 |  | Fixed | Ground
Solar Registration Program | NJSRRE1542514998 | Egg Harbor City | 8215 | 19 | 13.86 | Residential | No | Behind the Meter | Sun Up Zero Down | AC Electric | Final As-Built Received | 2019-10-08 | 2019-10-10 | 2020-10-10 | Solaredge | SE11400H-US | Inverters | 11400 |  | 1 |  |  | 0.98 |  | Other | outside wall
Solar Registration Program | NJSRRE1542525328 | Englishtown | 7726 | 17 | 13.86 | Residential | Yes | Behind the Meter | Pro Custom Solar dba Momentum Solar | JCP&L | Accepted | 2019-10-10 | 2019-10-14 | 2020-10-14 | HANWHA | Q.PEAK DUO BLK-G5 315 | Solar Panels |  | 0.315 | 29 | 96 | 21 |  | Fixed | Roof
Solar Registration Program | NJSRRE1542525328 | Englishtown | 7726 | 17 | 13.86 | Residential | Yes | Behind the Meter | Pro Custom Solar dba Momentum Solar | JCP&L | Accepted | 2019-10-10 | 2019-10-14 | 2020-10-14 | HANWHA | Q.PEAK DUO BLK-G5 315 | Solar Panels |  | 0.315 | 15 | 276 | 21 |  | Fixed | Roof
Solar Registration Program | NJSRRE1542525328 | Englishtown | 7726 | 17 | 13.86 | Residential | Yes | Behind the Meter | Pro Custom Solar dba Momentum Solar | JCP&L | Accepted | 2019-10-10 | 2019-10-14 | 2020-10-14 | Enphase Energy | IQ6-60-2-US | Inverters | 240 |  | 44 |  |  | 0.97 |  | Outdoor | Roof
Solar Registration Program | NJSRRE1542553239 | Eatontown | 7712 | 17 | 13.86 | Residential | No | Behind the Meter | Whitman Construction, LLC | JCP&L | Accepted | 2019-10-17 | 2019-10-21 | 2020-10-21 | Panasonic | VBHN330SA16 | Solar Panels |  | 0.33 | 13 | 242 | 45 |  | Fixed | Roof
Solar Registration Program | NJSRRE1542553239 | Eatontown | 7712 | 17 | 13.86 | Residential | No | Behind the Meter | Whitman Construction, LLC | JCP&L | Accepted | 2019-10-17 | 2019-10-21 | 2020-10-21 | Panasonic | VBHN330SA16 | Solar Panels |  | 0.33 | 10 | 152 | 40 |  | Fixed | Roof
Solar Registration Program | NJSRRE1542553239 | Eatontown | 7712 | 17 | 13.86 | Residential | No | Behind the Meter | Whitman Construction, LLC | JCP&L | Accepted | 2019-10-17 | 2019-10-21 | 2020-10-21 | Panasonic | VBHN330SA16 | Solar Panels |  | 0.33 | 10 | 151 | 35 |  | Fixed | Roof
Solar Registration Program | NJSRRE1542553239 | Eatontown | 7712 | 17 | 13.86 | Residential | No | Behind the Meter | Whitman Construction, LLC | JCP&L | Accepted | 2019-10-17 | 2019-10-21 | 2020-10-21 | Panasonic | VBHN330SA16 | Solar Panels |  | 0.33 | 9 | 62 | 45 |  | Fixed | Roof
Solar Registration Program | NJSRRE1542553239 | Eatontown | 7712 | 17 | 13.86 | Residential | No | Behind the Meter | Whitman Construction, LLC | JCP&L | Accepted | 2019-10-17 | 2019-10-21 | 2020-10-21 | Panasonic (built in Enphase) | N330E (IQ7X-96-2-US) | Inverters | 0.24 |  | 42 |  |  | 0.975 |  | Outside | roof
Solar Registration Program | NJSRRE1542575798 | Penns Grove | 8069 | 16 | 13.86 | Residential | No | Behind the Meter | NJ Solar Power, LLC | AC Electric | Accepted | 2019-10-22 | 2019-10-24 | 2020-10-24 | Panasonic | VBHN330SA17 | Solar Panels |  | 0.33 | 30 | 108 | 27 |  | Fixed | Roof
Solar Registration Program | NJSRRE1542575798 | Penns Grove | 8069 | 16 | 13.86 | Residential | No | Behind the Meter | NJ Solar Power, LLC | AC Electric | Accepted | 2019-10-22 | 2019-10-24 | 2020-10-24 | Panasonic | VBHN330SA17 | Solar Panels |  | 0.33 | 12 | 188 | 27 |  | Fixed | Roof
Solar Registration Program | NJSRRE1542575798 | Penns Grove | 8069 | 16 | 13.86 | Residential | No | Behind the Meter | NJ Solar Power, LLC | AC Electric | Accepted | 2019-10-22 | 2019-10-24 | 2020-10-24 | Solaredge | SE11400H-US | Inverters | 11400 |  | 1 |  |  | 0.99 |  | Indoor | 0.99
Solar Registration Program | NJSRRE1542580074 | Belle Meade | 8502 | 5 | 13.86 | Residential | No | Behind the Meter | NJ Solar Power, LLC | PSE&G | Accepted | 2019-10-23 | 2019-10-25 | 2020-10-25 | Panasonic | VBHN330SA17 | Solar Panels |  | 0.33 | 26 | 262 | 40 |  | Fixed | Roof
Solar Registration Program | NJSRRE1542580074 | Belle Meade | 8502 | 5 | 13.86 | Residential | No | Behind the Meter | NJ Solar Power, LLC | PSE&G | Accepted | 2019-10-23 | 2019-10-25 | 2020-10-25 | Panasonic | VBHN330SA17 | Solar Panels |  | 0.33 | 4 | 172 | 40 |  | Fixed | Roof
Solar Registration Program | NJSRRE1542580074 | Belle Meade | 8502 | 5 | 13.86 | Residential | No | Behind the Meter | NJ Solar Power, LLC | PSE&G | Accepted | 2019-10-23 | 2019-10-25 | 2020-10-25 | Panasonic | VBHN330SA17 | Solar Panels |  | 0.33 | 3 | 172 | 40 |  | Fixed | Roof
Solar Registration Program | NJSRRE1542580074 | Belle Meade | 8502 | 5 | 13.86 | Residential | No | Behind the Meter | NJ Solar Power, LLC | PSE&G | Accepted | 2019-10-23 | 2019-10-25 | 2020-10-25 | Panasonic | VBHN330SA17 | Solar Panels |  | 0.33 | 9 | 172 | 40 |  | Fixed | Roof
Solar Registration Program | NJSRRE1542580074 | Belle Meade | 8502 | 5 | 13.86 | Residential | No | Behind the Meter | NJ Solar Power, LLC | PSE&G | Accepted | 2019-10-23 | 2019-10-25 | 2020-10-25 | Solaredge | SE10000H-US | Inverters | 10000 |  | 1 |  |  | 0.99 |  | Indoor | garage
Solar Registration Program | NJSRRE1542852981 | Tuckerton | 8087 | 18 | 13.86 | Residential | Yes | Behind the Meter | Suntuity Solar LLC | AC Electric | Accepted | 2019-11-01 | 2019-11-05 | 2020-11-05 | Yingli Green Energy | YL315D-30b | Solar Panels |  | 0.315 | 26 | 175 | 17 |  | Fixed | Roof
Solar Registration Program | NJSRRE1542852981 | Tuckerton | 8087 | 18 | 13.86 | Residential | Yes | Behind the Meter | Suntuity Solar LLC | AC Electric | Accepted | 2019-11-01 | 2019-11-05 | 2020-11-05 | Yingli Green Energy | YL315D-30b | Solar Panels |  | 0.315 | 18 | 355 | 17 |  | Fixed | Roof
Solar Registration Program | NJSRRE1542852981 | Tuckerton | 8087 | 18 | 13.86 | Residential | Yes | Behind the Meter | Suntuity Solar LLC | AC Electric | Accepted | 2019-11-01 | 2019-11-05 | 2020-11-05 | Enphase Energy | IQ7-60-2-US | Inverters | 240 |  | 44 |  |  | 0.97 |  | Outdoor | Behind the PV Modules
Solar Registration Program | NJSRRE1542883218 | Blackwood | 8012 | 14 | 13.86 | Residential | Yes | Behind the Meter | Pro Custom Solar dba Momentum Solar | AC Electric | Accepted | 2019-11-01 | 2019-11-05 | 2020-11-05 | HANWHA | Q.PEAK DUO BLK-G5 315 | Solar Panels |  | 0.315 | 14 | 206 | 24 |  | Fixed | Roof
Solar Registration Program | NJSRRE1542883218 | Blackwood | 8012 | 14 | 13.86 | Residential | Yes | Behind the Meter | Pro Custom Solar dba Momentum Solar | AC Electric | Accepted | 2019-11-01 | 2019-11-05 | 2020-11-05 | HANWHA | Q.PEAK DUO BLK-G5 315 | Solar Panels |  | 0.315 | 14 | 24 | 24 |  | Fixed | Roof
Solar Registration Program | NJSRRE1542883218 | Blackwood | 8012 | 14 | 13.86 | Residential | Yes | Behind the Meter | Pro Custom Solar dba Momentum Solar | AC Electric | Accepted | 2019-11-01 | 2019-11-05 | 2020-11-05 | HANWHA | Q.PEAK DUO BLK-G5 315 | Solar Panels |  | 0.315 | 16 | 204 | 10 |  | Fixed | Roof
Solar Registration Program | NJSRRE1542883218 | Blackwood | 8012 | 14 | 13.86 | Residential | Yes | Behind the Meter | Pro Custom Solar dba Momentum Solar | AC Electric | Accepted | 2019-11-01 | 2019-11-05 | 2020-11-05 | Enphase Energy | IQ6-60-2-US | Inverters | 240 |  | 44 |  |  | 0.97 |  | Outdoor | Roof
Solar Registration Program | NJSRRE1543063618 | Tuckerton | 8087 | 18 | 13.86 | Residential | Yes | Behind the Meter | Suntuity Solar LLC | AC Electric | Accepted | 2019-11-09 | 2019-11-13 | 2020-11-13 | Yingli Green Energy | YL315D-30b | Solar Panels |  | 0.315 | 16 | 82 | 20 |  | Fixed | Roof
Solar Registration Program | NJSRRE1543063618 | Tuckerton | 8087 | 18 | 13.86 | Residential | Yes | Behind the Meter | Suntuity Solar LLC | AC Electric | Accepted | 2019-11-09 | 2019-11-13 | 2020-11-13 | Yingli Green Energy | YL315D-30b | Solar Panels |  | 0.315 | 20 | 172 | 32 |  | Fixed | Roof
Solar Registration Program | NJSRRE1543063618 | Tuckerton | 8087 | 18 | 13.86 | Residential | Yes | Behind the Meter | Suntuity Solar LLC | AC Electric | Accepted | 2019-11-09 | 2019-11-13 | 2020-11-13 | Yingli Green Energy | YL315D-30b | Solar Panels |  | 0.315 | 8 | 172 | 20 |  | Fixed | Roof
Solar Registration Program | NJSRRE1543063618 | Tuckerton | 8087 | 18 | 13.86 | Residential | Yes | Behind the Meter | Suntuity Solar LLC | AC Electric | Accepted | 2019-11-09 | 2019-11-13 | 2020-11-13 | Enphase Energy | IQ7-60-2-US | Inverters | 240 |  | 44 |  |  | 0.97 |  | Outdoor | Behind the PV Modules
Solar Registration Program | NJSRRE1543065252 | Englewood | 7631 | 7 | 13.86 | Residential | Yes | Behind the Meter | Trinity Solar | PSE&G | Accepted | 2019-11-11 | 2019-11-13 | 2020-11-13 | Hanwha 315 | Q.PEAK DUO BLK-G5 315 | Solar Panels |  | 0.315 | 22 | 105 | 41 |  | Fixed | Roof
Solar Registration Program | NJSRRE1543065252 | Englewood | 7631 | 7 | 13.86 | Residential | Yes | Behind the Meter | Trinity Solar | PSE&G | Accepted | 2019-11-11 | 2019-11-13 | 2020-11-13 | Hanwha 315 | Q.PEAK DUO BLK-G5 315 | Solar Panels |  | 0.315 | 12 | 285 | 41 |  | Fixed | Roof
Solar Registration Program | NJSRRE1543065252 | Englewood | 7631 | 7 | 13.86 | Residential | Yes | Behind the Meter | Trinity Solar | PSE&G | Accepted | 2019-11-11 | 2019-11-13 | 2020-11-13 | Hanwha 315 | Q.PEAK DUO BLK-G5 315 | Solar Panels |  | 0.315 | 10 | 105 | 23 |  | Fixed | Roof
Solar Registration Program | NJSRRE1543065252 | Englewood | 7631 | 7 | 13.86 | Residential | Yes | Behind the Meter | Trinity Solar | PSE&G | Accepted | 2019-11-11 | 2019-11-13 | 2020-11-13 | Solar Edge | SE11400H-US | Inverters | 11400 |  | 1 |  |  | 0.97 |  | Outside | side of home
Solar Registration Program | NJSRRE1543233559 | WEST BERLIN | 8091 | 14 | 13.86 | Residential | Yes | Behind the Meter | Vivint Solar Developer, LLC | AC Electric | Accepted | 2019-11-14 | 2019-11-18 | 2020-11-18 | Hanwha | Q.PEAK BLK-G5 315 | Solar Panels |  | 0.315 | 25 | 354 | 12 |  | Fixed | Roof
Solar Registration Program | NJSRRE1543233559 | WEST BERLIN | 8091 | 14 | 13.86 | Residential | Yes | Behind the Meter | Vivint Solar Developer, LLC | AC Electric | Accepted | 2019-11-14 | 2019-11-18 | 2020-11-18 | Hanwha | Q.PEAK BLK-G5 315 | Solar Panels |  | 0.315 | 19 | 174 | 26 |  | Fixed | Roof
Solar Registration Program | NJSRRE1543233559 | WEST BERLIN | 8091 | 14 | 13.86 | Residential | Yes | Behind the Meter | Vivint Solar Developer, LLC | AC Electric | Accepted | 2019-11-14 | 2019-11-18 | 2020-11-18 | Solar Edge | SE10000H-US000BNC4 | Inverters | 10000 |  | 1 |  |  | 0.992 |  | Outdoor | Near the utility meter
Solar Registration Program | NJSRRE1543426097 | Marmora | 8223 | 21 | 13.86 | Residential | No | Behind the Meter | Trinity Solar | AC Electric | Accepted | 2019-11-20 | 2019-11-25 | 2020-11-25 | Hanwha | Q.PEAK DUO BLK-G5 315 | Solar Panels |  | 0.315 | 20 | 138 | 18 |  | Fixed | Roof
Solar Registration Program | NJSRRE1543426097 | Marmora | 8223 | 21 | 13.86 | Residential | No | Behind the Meter | Trinity Solar | AC Electric | Accepted | 2019-11-20 | 2019-11-25 | 2020-11-25 | Hanwha | Q.PEAK DUO BLK-G5 315 | Solar Panels |  | 0.315 | 20 | 138 | 18 |  | Fixed | Roof
Solar Registration Program | NJSRRE1543426097 | Marmora | 8223 | 21 | 13.86 | Residential | No | Behind the Meter | Trinity Solar | AC Electric | Accepted | 2019-11-20 | 2019-11-25 | 2020-11-25 | Hanwha | Q.PEAK DUO BLK-G5 315 | Solar Panels |  | 0.315 | 4 | 318 | 18 |  | Fixed | Roof
Solar Registration Program | NJSRRE1543426097 | Marmora | 8223 | 21 | 13.86 | Residential | No | Behind the Meter | Trinity Solar | AC Electric | Accepted | 2019-11-20 | 2019-11-25 | 2020-11-25 | Solar Edge | SE11400 | Inverters | 11400 |  | 1 |  |  | 0.97 |  | Outside | side of home
Solar Registration Program | NJSRRE1543426156 | Monroe Township | 8831 | 11 | 13.86 | Residential | Yes | Behind the Meter | Vivint Solar Developer, LLC | JCP&L | Accepted | 2019-11-26 | 2019-11-26 | 2020-11-26 | HANWHA SOLAR | Q.PEAK BLK-G5 315 | Solar Panels |  | 0.315 | 4 | 121 | 19 |  | Fixed | Roof
Solar Registration Program | NJSRRE1543426156 | Monroe Township | 8831 | 11 | 13.86 | Residential | Yes | Behind the Meter | Vivint Solar Developer, LLC | JCP&L | Accepted | 2019-11-26 | 2019-11-26 | 2020-11-26 | HANWHA SOLAR | Q.PEAK BLK-G5 315 | Solar Panels |  | 0.315 | 15 | 301 | 19 |  | Fixed | Roof
Solar Registration Program | NJSRRE1543426156 | Monroe Township | 8831 | 11 | 13.86 | Residential | Yes | Behind the Meter | Vivint Solar Developer, LLC | JCP&L | Accepted | 2019-11-26 | 2019-11-26 | 2020-11-26 | HANWHA SOLAR | Q.PEAK BLK-G5 315 | Solar Panels |  | 0.315 | 9 | 301 | 19 |  | Fixed | Roof
Solar Registration Program | NJSRRE1543426156 | Monroe Township | 8831 | 11 | 13.86 | Residential | Yes | Behind the Meter | Vivint Solar Developer, LLC | JCP&L | Accepted | 2019-11-26 | 2019-11-26 | 2020-11-26 | HANWHA SOLAR | Q.PEAK BLK-G5 315 | Solar Panels |  | 0.315 | 16 | 121 | 19 |  | Fixed | Roof
Solar Registration Program | NJSRRE1543426156 | Monroe Township | 8831 | 11 | 13.86 | Residential | Yes | Behind the Meter | Vivint Solar Developer, LLC | JCP&L | Accepted | 2019-11-26 | 2019-11-26 | 2020-11-26 | SOLAREDGE | SE10000H-US | Inverters | 10000 |  | 1 |  |  | 0.992 |  | Outdoor | Near the Utility Meter
Solar Registration Program | NJSRRE1543446499 | South Plainfield | 7080 | 11 | 13.86 | Residential | Yes | Behind the Meter | Trinity Solar | PSE&G | Accepted | 2019-11-26 | 2019-12-02 | 2020-12-02 | Hanwha | Q.PEAK DUO BLK-G5 315 | Solar Panels |  | 0.315 | 30 | 126 | 37 |  | Fixed | Roof
Solar Registration Program | NJSRRE1543446499 | South Plainfield | 7080 | 11 | 13.86 | Residential | Yes | Behind the Meter | Trinity Solar | PSE&G | Accepted | 2019-11-26 | 2019-12-02 | 2020-12-02 | Hanwha | Q.PEAK DUO BLK-G5 315 | Solar Panels |  | 0.315 | 14 | 126 | 18 |  | Fixed | Roof
Solar Registration Program | NJSRRE1543446499 | South Plainfield | 7080 | 11 | 13.86 | Residential | Yes | Behind the Meter | Trinity Solar | PSE&G | Accepted | 2019-11-26 | 2019-12-02 | 2020-12-02 | Solar Edge | SE11400 | Inverters | 11400 |  | 1 |  |  | 0.97 |  | Outside | side of home
Solar Registration Program | NJSRRE1543481321 | Milford | 8848 | 4 | 13.86 | Residential | Yes | Behind the Meter | Pro Custom Solar dba Momentum Solar | JCP&L | Accepted | 2019-12-05 | 2019-12-09 | 2020-12-09 | Hanwha | Q.Peak DUO BLK-G5 315 | Solar Panels |  | 0.315 | 44 | 180 | 23 |  | Fixed | Ground
Solar Registration Program | NJSRRE1543481321 | Milford | 8848 | 4 | 13.86 | Residential | Yes | Behind the Meter | Pro Custom Solar dba Momentum Solar | JCP&L | Accepted | 2019-12-05 | 2019-12-09 | 2020-12-09 | Enphase Energy | IQ6-60-2-US | Inverters | 240 |  | 44 |  |  | 0.97 |  | Outdoor | Ground
Solar Registration Program | NJSRRE1543502369 | Union | 7088 | 10 | 13.86 | Residential | No | Behind the Meter | Sunrun Installation Services, Inc. | PSE&G | Accepted | 2019-12-09 | 2019-12-17 | 2020-12-17 | LG Electronics | LG330N1C-A5 | Solar Panels |  | 0.33 | 27 | 328 | 23 |  | Fixed | Roof
Solar Registration Program | NJSRRE1543502369 | Union | 7088 | 10 | 13.86 | Residential | No | Behind the Meter | Sunrun Installation Services, Inc. | PSE&G | Accepted | 2019-12-09 | 2019-12-17 | 2020-12-17 | LG Electronics | LG330N1C-A5 | Solar Panels |  | 0.33 | 9 | 148 | 23 |  | Fixed | Roof
Solar Registration Program | NJSRRE1543502369 | Union | 7088 | 10 | 13.86 | Residential | No | Behind the Meter | Sunrun Installation Services, Inc. | PSE&G | Accepted | 2019-12-09 | 2019-12-17 | 2020-12-17 | LG Electronics | LG330N1C-A5 | Solar Panels |  | 0.33 | 3 | 238 | 27 |  | Fixed | Roof
Solar Registration Program | NJSRRE1543502369 | Union | 7088 | 10 | 13.86 | Residential | No | Behind the Meter | Sunrun Installation Services, Inc. | PSE&G | Accepted | 2019-12-09 | 2019-12-17 | 2020-12-17 | LG Electronics | LG330N1C-A5 | Solar Panels |  | 0.33 | 3 | 55 | 27 |  | Fixed | Roof
Solar Registration Program | NJSRRE1543502369 | Union | 7088 | 10 | 13.86 | Residential | No | Behind the Meter | Sunrun Installation Services, Inc. | PSE&G | Accepted | 2019-12-09 | 2019-12-17 | 2020-12-17 | Enphase Energy | IQ7-60-x-US (240V) | Inverters | 240 |  | 42 |  |  | 0.96 |  | Outdoor | Rooftop
Solar Registration Program | NJSRRE1543570636 | Franklin | 8322 | 15 | 13.86 | Residential | No | Behind the Meter | Suntuity Solar LLC | AC Electric | Accepted | 2019-12-20 | 2019-12-23 | 2020-12-23 | Yingli Green Energy | YL315D-30b | Solar Panels |  | 0.315 | 44 | 127 | 34 |  | Fixed | Roof
Solar Registration Program | NJSRRE1543570636 | Franklin | 8322 | 15 | 13.86 | Residential | No | Behind the Meter | Suntuity Solar LLC | AC Electric | Accepted | 2019-12-20 | 2019-12-23 | 2020-12-23 | Enphase Energy | IQ7-60-2-US | Inverters | 240 |  | 44 |  |  | 0.97 |  | Outdoor | Behind the PV Modules
Solar Registration Program | NJSRRE1543571125 | Linden | 7036 | 10 | 13.86 | Residential | Yes | Behind the Meter | Vision Solar LLC | PSE&G | Accepted | 2019-12-19 | 2019-12-26 | 2020-12-26 | Hanwa Qcells | Q.peak duo-g5 315 | Solar Panels |  | 0.315 | 24 | 125 | 24 |  | Fixed | Roof
Solar Registration Program | NJSRRE1543571125 | Linden | 7036 | 10 | 13.86 | Residential | Yes | Behind the Meter | Vision Solar LLC | PSE&G | Accepted | 2019-12-19 | 2019-12-26 | 2020-12-26 | hanwa qcells | Q.peak duo-g5 315 | Solar Panels |  | 0.315 | 20 | 305 | 24 |  | Fixed | Roof
Solar Registration Program | NJSRRE1543571125 | Linden | 7036 | 10 | 13.86 | Residential | Yes | Behind the Meter | Vision Solar LLC | PSE&G | Accepted | 2019-12-19 | 2019-12-26 | 2020-12-26 | Enphase | iq7-60-2-us | Inverters | 0.25 |  | 44 |  |  | 0.96 |  | Other | behind panels
Solar Registration Program | NJSRRE1542575669 | Robbinsville Township | 8691 | 12 | 13.88 | Residential | No | Behind the Meter | Green Power Energy | PSE&G | Accepted | 2019-10-22 | 2019-10-24 | 2020-10-24 | Trina Solar | TSM-375DE14A(II) | Solar Panels |  | 0.375 | 34 | 224 | 27 |  | Fixed | Roof
Solar Registration Program | NJSRRE1542575669 | Robbinsville Township | 8691 | 12 | 13.88 | Residential | No | Behind the Meter | Green Power Energy | PSE&G | Accepted | 2019-10-22 | 2019-10-24 | 2020-10-24 | Trina Solar | TSM-375DE14A(II | Solar Panels |  | 0.375 | 3 | 43 | 27 |  | Fixed | Roof
Solar Registration Program | NJSRRE1542575669 | Robbinsville Township | 8691 | 12 | 13.88 | Residential | No | Behind the Meter | Green Power Energy | PSE&G | Accepted | 2019-10-22 | 2019-10-24 | 2020-10-24 | SolarEdge | SE7600H-US | Inverters | 7600 |  | 2 |  |  | 0.97 |  | Outside | Next to meter
Solar Registration Program | NJSRRE1538468688 | bellmawr | 8031 | 14 | 13.92 | Residential | No | Behind the Meter | Advanced Renewable Solutions LLC | PSE&G | Accepted | 2018-06-29 | 2018-07-03 | 2020-01-03 | jinko | eagle mx 60b 290 | Solar Panels |  | 0.29 | 48 | 158 | 13 |  | Fixed | Roof
Solar Registration Program | NJSRRE1538468688 | bellmawr | 8031 | 14 | 13.92 | Residential | No | Behind the Meter | Advanced Renewable Solutions LLC | PSE&G | Accepted | 2018-06-29 | 2018-07-03 | 2020-01-03 | enphase | IQ6-60-2-US | Inverters | 280 |  | 48 |  |  | 0.97 |  | Outdoor | roof
Solar Registration Program | NJSRRE1540292935 | Northfield | 8225 | 19 | 13.92 | Residential | Yes | Behind the Meter | Sunrun Installation Services, Inc. | AC Electric | Accepted | 2019-01-28 | 2019-01-30 | 2020-01-30 | REC Solar | REC290TP2 BLK | Solar Panels |  | 0.29 | 26 | 223 | 23 |  | Fixed | Roof
Solar Registration Program | NJSRRE1540292935 | Northfield | 8225 | 19 | 13.92 | Residential | Yes | Behind the Meter | Sunrun Installation Services, Inc. | AC Electric | Accepted | 2019-01-28 | 2019-01-30 | 2020-01-30 | REC Solar | REC290TP2 BLK | Solar Panels |  | 0.29 | 13 | 43 | 23 |  | Fixed | Roof
Solar Registration Program | NJSRRE1540292935 | Northfield | 8225 | 19 | 13.92 | Residential | Yes | Behind the Meter | Sunrun Installation Services, Inc. | AC Electric | Accepted | 2019-01-28 | 2019-01-30 | 2020-01-30 | REC Solar | REC290TP2 BLK | Solar Panels |  | 0.29 | 9 | 133 | 24 |  | Fixed | Roof
Solar Registration Program | NJSRRE1540292935 | Northfield | 8225 | 19 | 13.92 | Residential | Yes | Behind the Meter | Sunrun Installation Services, Inc. | AC Electric | Accepted | 2019-01-28 | 2019-01-30 | 2020-01-30 | SMA America | SB7.7-1SP-US-40 | Inverters | 7680 |  | 1 |  |  | 0.96 |  | Outdoor | Next To Meter
Solar Registration Program | NJSRRE1540292935 | Northfield | 8225 | 19 | 13.92 | Residential | Yes | Behind the Meter | Sunrun Installation Services, Inc. | AC Electric | Accepted | 2019-01-28 | 2019-01-30 | 2020-01-30 | SMA America | SB3.8-1SP-US-40 | Inverters | 3800 |  | 1 |  |  | 0.96 |  | Outdoor | Next To Meter
Solar Registration Program | NJSRRE1540387925 | Paterson City | 7504 | 6 | 13.92 | Residential | Yes | Behind the Meter | Sunrun Installation Services, Inc. | PSE&G | Accepted | 2019-02-22 | 2019-02-26 | 2020-02-26 | REC Solar | REC290TP2 BLK | Solar Panels |  | 0.29 | 22 | 98 | 30 |  | Fixed | Roof
Solar Registration Program | NJSRRE1540387925 | Paterson City | 7504 | 6 | 13.92 | Residential | Yes | Behind the Meter | Sunrun Installation Services, Inc. | PSE&G | Accepted | 2019-02-22 | 2019-02-26 | 2020-02-26 | REC Solar | REC290TP2 BLK | Solar Panels |  | 0.29 | 26 | 278 | 30 |  | Fixed | Roof
Solar Registration Program | NJSRRE1540387925 | Paterson City | 7504 | 6 | 13.92 | Residential | Yes | Behind the Meter | Sunrun Installation Services, Inc. | PSE&G | Accepted | 2019-02-22 | 2019-02-26 | 2020-02-26 | SMA America | SB3.8-1SP-US-40 | Inverters | 3800 |  | 1 |  |  | 0.96 |  | Outdoor | Next To Meter
Solar Registration Program | NJSRRE1540387925 | Paterson City | 7504 | 6 | 13.92 | Residential | Yes | Behind the Meter | Sunrun Installation Services, Inc. | PSE&G | Accepted | 2019-02-22 | 2019-02-26 | 2020-02-26 | SMA America | SB7.7-1SP-US-40 | Inverters | 7680 |  | 1 |  |  | 0.96 |  | Outdoor | Next To Meter
Solar Registration Program | NJSRRE1540405306 | Toms River | 8755 | 18 | 13.92 | Residential | Yes | Behind the Meter | Sunrun Installation Services, Inc. | JCP&L | Accepted | 2019-02-28 | 2019-03-01 | 2020-03-01 | REC Solar | REC290TP2 BLK | Solar Panels |  | 0.29 | 27 | 38 | 18 |  | Fixed | Roof
Solar Registration Program | NJSRRE1540405306 | Toms River | 8755 | 18 | 13.92 | Residential | Yes | Behind the Meter | Sunrun Installation Services, Inc. | JCP&L | Accepted | 2019-02-28 | 2019-03-01 | 2020-03-01 | REC Solar | REC290TP2 BLK | Solar Panels |  | 0.29 | 21 | 218 | 34 |  | Fixed | Roof
Solar Registration Program | NJSRRE1540405306 | Toms River | 8755 | 18 | 13.92 | Residential | Yes | Behind the Meter | Sunrun Installation Services, Inc. | JCP&L | Accepted | 2019-02-28 | 2019-03-01 | 2020-03-01 | SMA America | SB7.7-1SP-US-40 | Inverters | 7680 |  | 1 |  |  | 0.96 |  | Outdoor | Next To Meter
Solar Registration Program | NJSRRE1540405306 | Toms River | 8755 | 18 | 13.92 | Residential | Yes | Behind the Meter | Sunrun Installation Services, Inc. | JCP&L | Accepted | 2019-02-28 | 2019-03-01 | 2020-03-01 | SMA America | SB3.8-1SP-US-40 | Inverters | 3800 |  | 1 |  |  | 0.96 |  | Outdoor | Next To Meter
Solar Registration Program | NJSRRE1540846938 | Browns Mills | 8015 | 13 | 13.92 | Residential | Yes | Behind the Meter | Sunrun Installation Services, Inc. | JCP&L | Accepted | 2019-04-11 | 2019-04-12 | 2020-04-12 | REC Solar | REC290TP2 BLK | Solar Panels |  | 0.29 | 27 | 17 | 23 |  | Fixed | Roof
Solar Registration Program | NJSRRE1540846938 | Browns Mills | 8015 | 13 | 13.92 | Residential | Yes | Behind the Meter | Sunrun Installation Services, Inc. | JCP&L | Accepted | 2019-04-11 | 2019-04-12 | 2020-04-12 | REC Solar | REC290TP2 BLK | Solar Panels |  | 0.29 | 21 | 197 | 23 |  | Fixed | Roof
Solar Registration Program | NJSRRE1540846938 | Browns Mills | 8015 | 13 | 13.92 | Residential | Yes | Behind the Meter | Sunrun Installation Services, Inc. | JCP&L | Accepted | 2019-04-11 | 2019-04-12 | 2020-04-12 | SMA America | SB7.7-1SP-US-40 | Inverters | 7680 |  | 1 |  |  | 0.96 |  | Outdoor | Next To Meter
Solar Registration Program | NJSRRE1540846938 | Browns Mills | 8015 | 13 | 13.92 | Residential | Yes | Behind the Meter | Sunrun Installation Services, Inc. | JCP&L | Accepted | 2019-04-11 | 2019-04-12 | 2020-04-12 | SMA America | SB3.8-1SP-US-40 | Inverters | 3800 |  | 1 |  |  | 0.96 |  | Outdoor | Next To Meter
Solar Registration Program | NJSRRE1541024605 | Gibbstown | 8027 | 15 | 13.92 | Residential | Yes | Behind the Meter | Sunrun Installation Services, Inc. | AC Electric | Accepted | 2019-05-18 | 2019-05-22 | 2020-05-22 | REC Solar | REC290TP2 BLK | Solar Panels |  | 0.29 | 10 | 48 | 37 |  | Fixed | Roof
Solar Registration Program | NJSRRE1541024605 | Gibbstown | 8027 | 15 | 13.92 | Residential | Yes | Behind the Meter | Sunrun Installation Services, Inc. | AC Electric | Accepted | 2019-05-18 | 2019-05-22 | 2020-05-22 | REC Solar | REC290TP2 BLK | Solar Panels |  | 0.29 | 7 | 141 | 27 |  | Fixed | Roof
Solar Registration Program | NJSRRE1541024605 | Gibbstown | 8027 | 15 | 13.92 | Residential | Yes | Behind the Meter | Sunrun Installation Services, Inc. | AC Electric | Accepted | 2019-05-18 | 2019-05-22 | 2020-05-22 | REC Solar | REC290TP2 BLK | Solar Panels |  | 0.29 | 7 | 141 | 27 |  | Fixed | Roof
Solar Registration Program | NJSRRE1541024605 | Gibbstown | 8027 | 15 | 13.92 | Residential | Yes | Behind the Meter | Sunrun Installation Services, Inc. | AC Electric | Accepted | 2019-05-18 | 2019-05-22 | 2020-05-22 | REC Solar | REC290TP2 BLK | Solar Panels |  | 0.29 | 12 | 321 | 14 |  | Fixed | Roof
Solar Registration Program | NJSRRE1541024605 | Gibbstown | 8027 | 15 | 13.92 | Residential | Yes | Behind the Meter | Sunrun Installation Services, Inc. | AC Electric | Accepted | 2019-05-18 | 2019-05-22 | 2020-05-22 | REC Solar | REC290TP2 BLK | Solar Panels |  | 0.29 | 12 | 321 | 14 |  | Fixed | Roof
Solar Registration Program | NJSRRE1541024605 | Gibbstown | 8027 | 15 | 13.92 | Residential | Yes | Behind the Meter | Sunrun Installation Services, Inc. | AC Electric | Accepted | 2019-05-18 | 2019-05-22 | 2020-05-22 | SMA America | SB7.0-1SP-US-40 | Inverters | 7000 |  | 1 |  |  | 0.96 |  | Outdoor | Next To Meter
Solar Registration Program | NJSRRE1541024605 | Gibbstown | 8027 | 15 | 13.92 | Residential | Yes | Behind the Meter | Sunrun Installation Services, Inc. | AC Electric | Accepted | 2019-05-18 | 2019-05-22 | 2020-05-22 | SMA America | SB5.0-1SP-US-40 | Inverters | 5000 |  | 1 |  |  | 0.96 |  | Outdoor | Next To Meter
Solar Registration Program | NJSRRE1541518212 | Warren | 7059 | 5 | 13.92 | Residential | Yes | Behind the Meter | Sunrun Installation Services, Inc. | PSE&G | Accepted | 2019-07-01 | 2019-07-03 | 2020-07-03 | REC Solar | REC290TP2 BLK | Solar Panels |  | 0.29 | 48 | 143 | 18 |  | Fixed | Roof
Solar Registration Program | NJSRRE1541518212 | Warren | 7059 | 5 | 13.92 | Residential | Yes | Behind the Meter | Sunrun Installation Services, Inc. | PSE&G | Accepted | 2019-07-01 | 2019-07-03 | 2020-07-03 | SolarEdge Technologies | SE7600A-USS2RGM | Inverters | 7600 |  | 1 |  |  | 0.96 |  | Outdoor | Next To Meter
Solar Registration Program | NJSRRE1541518212 | Warren | 7059 | 5 | 13.92 | Residential | Yes | Behind the Meter | Sunrun Installation Services, Inc. | PSE&G | Accepted | 2019-07-01 | 2019-07-03 | 2020-07-03 | LG Chem | RESU 10H SEG | Electric Storage Battery |  |  | 1 |  |  |  | Lithium Ion |  | outside
Solar Registration Program | NJSRRE1541678274 | Boonton | 7005 | 3 | 13.92 | Residential | Yes | Behind the Meter | Sunrun Installation Services, Inc. | JCP&L | Accepted | 2019-07-17 | 2019-07-22 | 2020-07-22 | REC Solar | REC290TP2 BLK | Solar Panels |  | 0.29 | 10 | 211 | 23 |  | Fixed | Roof
Solar Registration Program | NJSRRE1541678274 | Boonton | 7005 | 3 | 13.92 | Residential | Yes | Behind the Meter | Sunrun Installation Services, Inc. | JCP&L | Accepted | 2019-07-17 | 2019-07-22 | 2020-07-22 | REC Solar | REC290TP2 BLK | Solar Panels |  | 0.29 | 3 | 211 | 23 |  | Fixed | Roof
Solar Registration Program | NJSRRE1541678274 | Boonton | 7005 | 3 | 13.92 | Residential | Yes | Behind the Meter | Sunrun Installation Services, Inc. | JCP&L | Accepted | 2019-07-17 | 2019-07-22 | 2020-07-22 | REC Solar | REC290TP2 BLK | Solar Panels |  | 0.29 | 4 | 32 | 23 |  | Fixed | Roof
Solar Registration Program | NJSRRE1541678274 | Boonton | 7005 | 3 | 13.92 | Residential | Yes | Behind the Meter | Sunrun Installation Services, Inc. | JCP&L | Accepted | 2019-07-17 | 2019-07-22 | 2020-07-22 | REC Solar | REC290TP2 BLK | Solar Panels |  | 0.29 | 9 | 302 | 23 |  | Fixed | Roof
Solar Registration Program | NJSRRE1541678274 | Boonton | 7005 | 3 | 13.92 | Residential | Yes | Behind the Meter | Sunrun Installation Services, Inc. | JCP&L | Accepted | 2019-07-17 | 2019-07-22 | 2020-07-22 | REC Solar | REC290TP2 BLK | Solar Panels |  | 0.29 | 22 | 121 | 23 |  | Fixed | Roof
Solar Registration Program | NJSRRE1541678274 | Boonton | 7005 | 3 | 13.92 | Residential | Yes | Behind the Meter | Sunrun Installation Services, Inc. | JCP&L | Accepted | 2019-07-17 | 2019-07-22 | 2020-07-22 | SolarEdge Technologies | SE7600A-USS2RGM | Inverters | 7600 |  | 1 |  |  | 0.96 |  | Outdoor | Next To Meter
Solar Registration Program | NJSRRE1541678274 | Boonton | 7005 | 3 | 13.92 | Residential | Yes | Behind the Meter | Sunrun Installation Services, Inc. | JCP&L | Accepted | 2019-07-17 | 2019-07-22 | 2020-07-22 | SolarEdge Technologies | SE5000H-USRGM | Inverters | 5000 |  | 1 |  |  | 0.96 |  | Outdoor | Next To Meter
Solar Registration Program | NJSRRE1541709306 | Washington Twp Ber | 7676 | 7 | 13.92 | Residential | No | Behind the Meter | Sunrun Installation Services, Inc. | PSE&G | Accepted | 2019-07-26 | 2019-07-31 | 2020-07-31 | REC Solar | REC290TP2 BLK | Solar Panels |  | 0.29 | 25 | 199 | 10 |  | Fixed | Roof
Solar Registration Program | NJSRRE1541709306 | Washington Twp Ber | 7676 | 7 | 13.92 | Residential | No | Behind the Meter | Sunrun Installation Services, Inc. | PSE&G | Accepted | 2019-07-26 | 2019-07-31 | 2020-07-31 | REC Solar | REC290TP2 BLK | Solar Panels |  | 0.29 | 12 | 19 | 10 |  | Fixed | Roof
Solar Registration Program | NJSRRE1541709306 | Washington Twp Ber | 7676 | 7 | 13.92 | Residential | No | Behind the Meter | Sunrun Installation Services, Inc. | PSE&G | Accepted | 2019-07-26 | 2019-07-31 | 2020-07-31 | REC Solar | REC290TP2 BLK | Solar Panels |  | 0.29 | 11 | 19 | 10 |  | Fixed | Roof
Solar Registration Program | NJSRRE1541709306 | Washington Twp Ber | 7676 | 7 | 13.92 | Residential | No | Behind the Meter | Sunrun Installation Services, Inc. | PSE&G | Accepted | 2019-07-26 | 2019-07-31 | 2020-07-31 | Ningbo Ginlong Technologies | Solis-1P10K-4G-US | Inverters | 10000 |  | 1 |  |  | 0.96 |  | Outdoor | Next To Meter
Solar Registration Program | NJSRRE1541709306 | Washington Twp Ber | 7676 | 7 | 13.92 | Residential | No | Behind the Meter | Sunrun Installation Services, Inc. | PSE&G | Accepted | 2019-07-26 | 2019-07-31 | 2020-07-31 | Ningbo Ginlong Technologies | Solis-1P3K-4G-US | Inverters | 3000 |  | 1 |  |  | 0.96 |  | Outdoor | Next To Meter
Solar Registration Program | NJSRRE1541805559 | Turnersville | 8012 | 14 | 13.92 | Residential | Yes | Behind the Meter | Sunrun Installation Services, Inc. | AC Electric | Accepted | 2019-08-08 | 2019-09-09 | 2020-09-09 | REC Solar | REC290TP2 BLK | Solar Panels |  | 0.29 | 17 | 28 | 30 |  | Fixed | Roof
Solar Registration Program | NJSRRE1541805559 | Turnersville | 8012 | 14 | 13.92 | Residential | Yes | Behind the Meter | Sunrun Installation Services, Inc. | AC Electric | Accepted | 2019-08-08 | 2019-09-09 | 2020-09-09 | REC Solar | REC290TP2 BLK | Solar Panels |  | 0.29 | 13 | 119 | 45 |  | Fixed | Roof
Solar Registration Program | NJSRRE1541805559 | Turnersville | 8012 | 14 | 13.92 | Residential | Yes | Behind the Meter | Sunrun Installation Services, Inc. | AC Electric | Accepted | 2019-08-08 | 2019-09-09 | 2020-09-09 | REC Solar | REC290TP2 BLK | Solar Panels |  | 0.29 | 10 | 120 | 30 |  | Fixed | Roof
Solar Registration Program | NJSRRE1541805559 | Turnersville | 8012 | 14 | 13.92 | Residential | Yes | Behind the Meter | Sunrun Installation Services, Inc. | AC Electric | Accepted | 2019-08-08 | 2019-09-09 | 2020-09-09 | REC Solar | REC290TP2 BLK | Solar Panels |  | 0.29 | 8 | 300 | 30 |  | Fixed | Roof
Solar Registration Program | NJSRRE1541805559 | Turnersville | 8012 | 14 | 13.92 | Residential | Yes | Behind the Meter | Sunrun Installation Services, Inc. | AC Electric | Accepted | 2019-08-08 | 2019-09-09 | 2020-09-09 | Ningbo Ginlong Technologies | Solis-1P9K-4G-US | Inverters | 9000 |  | 1 |  |  | 0.96 |  | Outdoor | Next To Meter
Solar Registration Program | NJSRRE1541805559 | Turnersville | 8012 | 14 | 13.92 | Residential | Yes | Behind the Meter | Sunrun Installation Services, Inc. | AC Electric | Accepted | 2019-08-08 | 2019-09-09 | 2020-09-09 | Ningbo Ginlong Technologies | Solis-1P10K-4G-US | Inverters | 10000 |  | 1 |  |  | 0.96 |  | Outdoor | Next To Meter
Solar Registration Program | NJSRRE1541820871 | Farmingdale | 7727 | 17 | 13.92 | Residential | Yes | Behind the Meter | Sunrun Installation Services, Inc. | JCP&L | Accepted | 2019-08-13 | 2019-08-23 | 2020-08-23 | REC Solar | REC290TP2 BLK | Solar Panels |  | 0.29 | 25 | 114 | 30 |  | Fixed | Roof
Solar Registration Program | NJSRRE1541820871 | Farmingdale | 7727 | 17 | 13.92 | Residential | Yes | Behind the Meter | Sunrun Installation Services, Inc. | JCP&L | Accepted | 2019-08-13 | 2019-08-23 | 2020-08-23 | REC Solar | REC290TP2 BLK | Solar Panels |  | 0.29 | 10 | 204 | 45 |  | Fixed | Roof
Solar Registration Program | NJSRRE1541820871 | Farmingdale | 7727 | 17 | 13.92 | Residential | Yes | Behind the Meter | Sunrun Installation Services, Inc. | JCP&L | Accepted | 2019-08-13 | 2019-08-23 | 2020-08-23 | REC Solar | REC290TP2 BLK | Solar Panels |  | 0.29 | 13 | 294 | 30 |  | Fixed | Roof
Solar Registration Program | NJSRRE1541820871 | Farmingdale | 7727 | 17 | 13.92 | Residential | Yes | Behind the Meter | Sunrun Installation Services, Inc. | JCP&L | Accepted | 2019-08-13 | 2019-08-23 | 2020-08-23 | Ningbo Ginlong Technologies | Solis-1P3K-4G-US | Inverters | 3000 |  | 1 |  |  | 0.96 |  | Outdoor | Next To Meter
Solar Registration Program | NJSRRE1541820871 | Farmingdale | 7727 | 17 | 13.92 | Residential | Yes | Behind the Meter | Sunrun Installation Services, Inc. | JCP&L | Accepted | 2019-08-13 | 2019-08-23 | 2020-08-23 | Ningbo Ginlong Technologies | Solis-1P10K-4G-US | Inverters | 10000 |  | 1 |  |  | 0.96 |  | Outdoor | Next To Meter
Solar Registration Program | NJSRRE1542559533 | Long Valley | 7853 | 3 | 13.92 | Residential | Yes | Behind the Meter | Sunrun Installation Services, Inc. | JCP&L | Accepted | 2019-10-18 | 2019-10-22 | 2020-10-22 | REC Solar | REC290TP2 BLK | Solar Panels |  | 0.29 | 40 | 239 | 34 |  | Fixed | Roof
Solar Registration Program | NJSRRE1542559533 | Long Valley | 7853 | 3 | 13.92 | Residential | Yes | Behind the Meter | Sunrun Installation Services, Inc. | JCP&L | Accepted | 2019-10-18 | 2019-10-22 | 2020-10-22 | REC Solar | REC290TP2 BLK | Solar Panels |  | 0.29 | 8 | 58 | 34 |  | Fixed | Roof
Solar Registration Program | NJSRRE1542559533 | Long Valley | 7853 | 3 | 13.92 | Residential | Yes | Behind the Meter | Sunrun Installation Services, Inc. | JCP&L | Accepted | 2019-10-18 | 2019-10-22 | 2020-10-22 | SolarEdge Technologies | SE11400H-USRGM | Inverters | 11400 |  | 1 |  |  | 0.96 |  | Outdoor | Next To Meter
Solar Registration Program | NJSRRE1542582590 | Prospect Park | 7508 | 6 | 13.92 | Residential | No | Behind the Meter | Sunrun Installation Services, Inc. | PSE&G | Accepted | 2019-10-24 | 2019-10-28 | 2020-10-28 | REC Solar | REC290TP2 BLK | Solar Panels |  | 0.29 | 19 | 225 | 34 |  | Fixed | Roof
Solar Registration Program | NJSRRE1542582590 | Prospect Park | 7508 | 6 | 13.92 | Residential | No | Behind the Meter | Sunrun Installation Services, Inc. | PSE&G | Accepted | 2019-10-24 | 2019-10-28 | 2020-10-28 | REC Solar | REC290TP2 BLK | Solar Panels |  | 0.29 | 17 | 45 | 34 |  | Fixed | Roof
Solar Registration Program | NJSRRE1542582590 | Prospect Park | 7508 | 6 | 13.92 | Residential | No | Behind the Meter | Sunrun Installation Services, Inc. | PSE&G | Accepted | 2019-10-24 | 2019-10-28 | 2020-10-28 | REC Solar | REC290TP2 BLK | Solar Panels |  | 0.29 | 12 | 45 | 9 |  | Fixed | Roof
Solar Registration Program | NJSRRE1542582590 | Prospect Park | 7508 | 6 | 13.92 | Residential | No | Behind the Meter | Sunrun Installation Services, Inc. | PSE&G | Accepted | 2019-10-24 | 2019-10-28 | 2020-10-28 | SolarEdge Technologies | SE11400H-USRGM | Inverters | 11400 |  | 1 |  |  | 0.96 |  | Outdoor | Next To Meter
Solar Registration Program | NJSRRE1541513096 | Whippany | 7981 | 3 | 13.94 | Commercial | No | Behind the Meter | Antonio L. Dimichino LLC | JCP&L | Accepted | 2019-06-29 | 2019-07-03 | 2020-07-03 | Hanwah Solar One | 345 | Solar Panels |  | 0.34 | 41 | 180 | 10 |  | Fixed | Roof
Solar Registration Program | NJSRRE1541513096 | Whippany | 7981 | 3 | 13.94 | Commercial | No | Behind the Meter | Antonio L. Dimichino LLC | JCP&L | Accepted | 2019-06-29 | 2019-07-03 | 2020-07-03 | Solar Edge | 7600 | Inverters | 7600 |  | 2 |  |  | 0.97 |  | Outside | next to meter
Solar Registration Program | NJSRRE1541722719 | Paterson | 7513 | 6 | 13.94 | Residential | Yes | Behind the Meter | Pro Custom Solar dba Momentum Solar | PSE&G | Accepted | 2019-07-31 | 2019-08-05 | 2020-08-05 | LG ELECTRONICS | LG 335N1C-V5 | Solar Panels |  | 0.34 | 20 | 9 | 35 |  | Fixed | Roof
Solar Registration Program | NJSRRE1541722719 | Paterson | 7513 | 6 | 13.94 | Residential | Yes | Behind the Meter | Pro Custom Solar dba Momentum Solar | PSE&G | Accepted | 2019-07-31 | 2019-08-05 | 2020-08-05 | LG ELECTRONICS | LG 335N1C-V5 | Solar Panels |  | 0.34 | 21 | 189 | 35 |  | Fixed | Roof
Solar Registration Program | NJSRRE1541722719 | Paterson | 7513 | 6 | 13.94 | Residential | Yes | Behind the Meter | Pro Custom Solar dba Momentum Solar | PSE&G | Accepted | 2019-07-31 | 2019-08-05 | 2020-08-05 | ENPHASE ENERGY | IQ7-60-2-US | Inverters | 250 |  | 41 |  |  | 0.97 |  | Outdoor | Roof
Solar Registration Program | NJSRRE1540982618 | Bayville | 8721 | 18 | 13.95 | Residential | Yes | Behind the Meter | Suntuity Solar LLC | JCP&L | Accepted | 2019-05-13 | 2019-05-15 | 2020-05-15 | Yingli Green Energy | YL310D-30b | Solar Panels |  | 0.31 | 30 | 264 | 23 |  | Fixed | Roof
Solar Registration Program | NJSRRE1540982618 | Bayville | 8721 | 18 | 13.95 | Residential | Yes | Behind the Meter | Suntuity Solar LLC | JCP&L | Accepted | 2019-05-13 | 2019-05-15 | 2020-05-15 | Yingli Green Energy | YL310D-30b | Solar Panels |  | 0.31 | 15 | 264 | 23 |  | Fixed | Roof
Solar Registration Program | NJSRRE1540982618 | Bayville | 8721 | 18 | 13.95 | Residential | Yes | Behind the Meter | Suntuity Solar LLC | JCP&L | Accepted | 2019-05-13 | 2019-05-15 | 2020-05-15 | Enphase Energy | IQ7-60-2-US | Inverters | 240 |  | 45 |  |  | 0.97 |  | Outdoor | Behind the PV Modules
Solar Registration Program | NJSRRE1540987343 | Williamstown | 8094 | 15 | 13.95 | Residential | Yes | Behind the Meter | Suntuity Solar LLC | AC Electric | Accepted | 2019-05-14 | 2019-05-24 | 2020-05-24 | Yingli Green Energy | YL310D-30b | Solar Panels |  | 0.31 | 45 | 167 | 20 |  | Fixed | Roof
Solar Registration Program | NJSRRE1540987343 | Williamstown | 8094 | 15 | 13.95 | Residential | Yes | Behind the Meter | Suntuity Solar LLC | AC Electric | Accepted | 2019-05-14 | 2019-05-24 | 2020-05-24 | Enphase Energy | IQ7-60-2-US | Inverters | 240 |  | 45 |  |  | 0.97 |  | Outdoor | Behind the PV Modules
Solar Registration Program | NJSRRE1541028143 | Southampton | 8088 | 13 | 13.95 | Residential | Yes | Behind the Meter | Vivint Solar Developer, LLC | PSE&G | Accepted | 2019-05-22 | 2019-05-24 | 2020-05-24 | Hanwha Solar | Q.Peak Duo BLK-G5 310 | Solar Panels |  | 0.31 | 10 | 298 | 19 |  | Fixed | Roof
Solar Registration Program | NJSRRE1541028143 | Southampton | 8088 | 13 | 13.95 | Residential | Yes | Behind the Meter | Vivint Solar Developer, LLC | PSE&G | Accepted | 2019-05-22 | 2019-05-24 | 2020-05-24 | Hanwha Solar | Q.Peak Duo BLK-G5 310 | Solar Panels |  | 0.31 | 12 | 118 | 19 |  | Fixed | Roof
Solar Registration Program | NJSRRE1541028143 | Southampton | 8088 | 13 | 13.95 | Residential | Yes | Behind the Meter | Vivint Solar Developer, LLC | PSE&G | Accepted | 2019-05-22 | 2019-05-24 | 2020-05-24 | Hanwha Solar | Q.Peak Duo BLK-G5 310 | Solar Panels |  | 0.31 | 23 | 208 | 14 |  | Fixed | Roof
Solar Registration Program | NJSRRE1541028143 | Southampton | 8088 | 13 | 13.95 | Residential | Yes | Behind the Meter | Vivint Solar Developer, LLC | PSE&G | Accepted | 2019-05-22 | 2019-05-24 | 2020-05-24 | Solar Edge | SE11400A-US | Inverters | 11400 |  | 1 |  |  | 0.98 |  | Outdoor | Near the Utility Meter.
Solar Registration Program | NJSRRE1541938679 | Elmer | 8318 | 16 | 13.95 | Residential | No | Behind the Meter | Solar Energy World | AC Electric | Accepted | 2019-08-29 | 2019-09-04 | 2020-09-04 | LONGi Green Energy Technology | LR6-60PE-310M | Solar Panels |  | 0.31 | 45 | 84 | 32 |  | Fixed | Roof
Solar Registration Program | NJSRRE1541938679 | Elmer | 8318 | 16 | 13.95 | Residential | No | Behind the Meter | Solar Energy World | AC Electric | Accepted | 2019-08-29 | 2019-09-04 | 2020-09-04 | Solar Edge | SE7600H-USRGM | Inverters | 7600 |  | 1 |  |  | 0.983 |  | Outside | near meter
Solar Registration Program | NJSRRE1542141550 | Rahway | 7065 | 10 | 13.95 | Residential | No | Behind the Meter | Suntuity Solar LLC | PSE&G | Accepted | 2019-09-04 | 2019-09-06 | 2020-09-06 | Yingli Green Energy | YL310D-30b | Solar Panels |  | 0.31 | 27 | 217 | 45 |  | Fixed | Roof
Solar Registration Program | NJSRRE1542141550 | Rahway | 7065 | 10 | 13.95 | Residential | No | Behind the Meter | Suntuity Solar LLC | PSE&G | Accepted | 2019-09-04 | 2019-09-06 | 2020-09-06 | Yingli Green Energy | YL310D-30b | Solar Panels |  | 0.31 | 9 | 39 | 35 |  | Fixed | Roof
Solar Registration Program | NJSRRE1542141550 | Rahway | 7065 | 10 | 13.95 | Residential | No | Behind the Meter | Suntuity Solar LLC | PSE&G | Accepted | 2019-09-04 | 2019-09-06 | 2020-09-06 | Yingli Green Energy | YL310D-30b | Solar Panels |  | 0.31 | 9 | 219 | 35 |  | Fixed | Roof
Solar Registration Program | NJSRRE1542141550 | Rahway | 7065 | 10 | 13.95 | Residential | No | Behind the Meter | Suntuity Solar LLC | PSE&G | Accepted | 2019-09-04 | 2019-09-06 | 2020-09-06 | Enphase Energy | IQ7-60-2-US | Inverters | 240 |  | 45 |  |  | 0.97 |  | Outdoor | Behind the PV Modules
Solar Registration Program | NJSRRE1542395037 | Lakewood | 8701 | 18 | 13.95 | Residential | No | Behind the Meter | Powerlutions | JCP&L | Final As-Built Received | 2019-09-13 | 2019-09-17 | 2020-09-17 | Trina | TSM-310 DD05A | Solar Panels |  | 0.31 | 16 | 265 | 38 |  | Fixed | Roof
Solar Registration Program | NJSRRE1542395037 | Lakewood | 8701 | 18 | 13.95 | Residential | No | Behind the Meter | Powerlutions | JCP&L | Final As-Built Received | 2019-09-13 | 2019-09-17 | 2020-09-17 | Trina | TSM-310 DD05A | Solar Panels |  | 0.31 | 5 | 175 | 28 |  | Fixed | Roof
Solar Registration Program | NJSRRE1542395037 | Lakewood | 8701 | 18 | 13.95 | Residential | No | Behind the Meter | Powerlutions | JCP&L | Final As-Built Received | 2019-09-13 | 2019-09-17 | 2020-09-17 | Trina | TSM-310 DD05A | Solar Panels |  | 0.31 | 4 | 175 | 33 |  | Fixed | Roof
Solar Registration Program | NJSRRE1542395037 | Lakewood | 8701 | 18 | 13.95 | Residential | No | Behind the Meter | Powerlutions | JCP&L | Final As-Built Received | 2019-09-13 | 2019-09-17 | 2020-09-17 | Trina | TSM-310 DD05A | Solar Panels |  | 0.31 | 16 | 85 | 38 |  | Fixed | Roof
Solar Registration Program | NJSRRE1542395037 | Lakewood | 8701 | 18 | 13.95 | Residential | No | Behind the Meter | Powerlutions | JCP&L | Final As-Built Received | 2019-09-13 | 2019-09-17 | 2020-09-17 | Trina | TSM-310 DD05A | Solar Panels |  | 0.31 | 4 | 175 | 38 |  | Fixed | Roof
Solar Registration Program | NJSRRE1542395037 | Lakewood | 8701 | 18 | 13.95 | Residential | No | Behind the Meter | Powerlutions | JCP&L | Final As-Built Received | 2019-09-13 | 2019-09-17 | 2020-09-17 | SolarEdge | SE10000H-US | Inverters | 10 |  | 1 |  |  | 0.99 |  | Outdoor | Near Meter
Solar Registration Program | NJSRRE1542424482 | Mickelton | 8056 | 15 | 13.95 | Residential | No | Behind the Meter | Orbit Energy & Power, LLC | AC Electric | Accepted | 2019-09-20 | 2019-09-24 | 2020-09-24 | axitec | axitec 310 | Solar Panels |  | 0.31 | 45 | 184 | 35 |  | Fixed | Roof
Solar Registration Program | NJSRRE1542424482 | Mickelton | 8056 | 15 | 13.95 | Residential | No | Behind the Meter | Orbit Energy & Power, LLC | AC Electric | Accepted | 2019-09-20 | 2019-09-24 | 2020-09-24 | enphase | iq7 | Inverters | 240 |  | 45 |  |  | 0.986 |  | Outside | panel
Solar Registration Program | NJSRRE1542578883 | Southampton | 8088 | 13 | 13.95 | Residential | No | Behind the Meter | Orbit Energy & Power, LLC | PSE&G | Accepted | 2019-10-23 | 2019-10-25 | 2020-10-25 | trina | tsm 310 | Solar Panels |  | 0.31 | 30 | 193 | 22 |  | Fixed | Roof
Solar Registration Program | NJSRRE1542578883 | Southampton | 8088 | 13 | 13.95 | Residential | No | Behind the Meter | Orbit Energy & Power, LLC | PSE&G | Accepted | 2019-10-23 | 2019-10-25 | 2020-10-25 | trina | tsm 310 | Solar Panels |  | 0.31 | 15 | 193 | 36 |  | Fixed | Roof
Solar Registration Program | NJSRRE1542578883 | Southampton | 8088 | 13 | 13.95 | Residential | No | Behind the Meter | Orbit Energy & Power, LLC | PSE&G | Accepted | 2019-10-23 | 2019-10-25 | 2020-10-25 | enphase | iq7 | Inverters | 240 |  | 45 |  |  | 0.986 |  | Outside | panel
Solar Registration Program | NJSRRE1542581291 | Williamstown | 8094 | 15 | 13.95 | Residential | Yes | Behind the Meter | Suntuity Solar LLC | AC Electric | Accepted | 2019-10-24 | 2019-11-25 | 2020-11-25 | Yingli Green Energy | YL310D-30b | Solar Panels |  | 0.31 | 20 | 158 | 25 |  | Fixed | Roof
Solar Registration Program | NJSRRE1542581291 | Williamstown | 8094 | 15 | 13.95 | Residential | Yes | Behind the Meter | Suntuity Solar LLC | AC Electric | Accepted | 2019-10-24 | 2019-11-25 | 2020-11-25 | Yingli Green Energy | YL310D-30b | Solar Panels |  | 0.31 | 13 | 338 | 25 |  | Fixed | Roof
Solar Registration Program | NJSRRE1542581291 | Williamstown | 8094 | 15 | 13.95 | Residential | Yes | Behind the Meter | Suntuity Solar LLC | AC Electric | Accepted | 2019-10-24 | 2019-11-25 | 2020-11-25 | Yingli Green Energy | YL310D-30b | Solar Panels |  | 0.31 | 12 | 158 | 16 |  | Fixed | Roof
Solar Registration Program | NJSRRE1542581291 | Williamstown | 8094 | 15 | 13.95 | Residential | Yes | Behind the Meter | Suntuity Solar LLC | AC Electric | Accepted | 2019-10-24 | 2019-11-25 | 2020-11-25 | Enphase Energy | IQ7-60-2-US | Inverters | 240 |  | 45 |  |  | 0.97 |  | Outdoor | Behind the PV Modules
Solar Registration Program | NJSRRE1542909545 | Dennisville | 8210 | 21 | 13.95 | Residential | No | Behind the Meter | All Season Solar | AC Electric | Accepted | 2019-11-04 | 2019-11-06 | 2020-11-06 | Trina | TSM DD05H.05II 310W | Solar Panels |  | 0.31 | 27 | 166 | 22 |  | Fixed | Roof
Solar Registration Program | NJSRRE1542909545 | Dennisville | 8210 | 21 | 13.95 | Residential | No | Behind the Meter | All Season Solar | AC Electric | Accepted | 2019-11-04 | 2019-11-06 | 2020-11-06 | Trina | TSM DD05H.05II 310W | Solar Panels |  | 0.31 | 18 | 166 | 22 |  | Fixed | Roof
Solar Registration Program | NJSRRE1542909545 | Dennisville | 8210 | 21 | 13.95 | Residential | No | Behind the Meter | All Season Solar | AC Electric | Accepted | 2019-11-04 | 2019-11-06 | 2020-11-06 | Enphase | IQ7 | Inverters | 240 |  | 45 |  |  | 0.97 |  | Outdoor | Under Module
Solar Registration Program | NJSRRE1543290222 | North Brunswick | 8902 | 11 | 13.95 | Residential | Yes | Behind the Meter | All Season Solar | PSE&G | Accepted | 2019-11-14 | 2019-11-19 | 2020-11-19 | Trina | TSM DD05H.05II 310W AUG 2019 | Solar Panels |  | 0.31 | 9 | 218 | 31 |  | Fixed | Roof
Solar Registration Program | NJSRRE1543290222 | North Brunswick | 8902 | 11 | 13.95 | Residential | Yes | Behind the Meter | All Season Solar | PSE&G | Accepted | 2019-11-14 | 2019-11-19 | 2020-11-19 | Trina | TSM DD05H.05II 310W AUG 2019 | Solar Panels |  | 0.31 | 14 | 38 | 31 |  | Fixed | Roof
Solar Registration Program | NJSRRE1543290222 | North Brunswick | 8902 | 11 | 13.95 | Residential | Yes | Behind the Meter | All Season Solar | PSE&G | Accepted | 2019-11-14 | 2019-11-19 | 2020-11-19 | Trina | TSM DD05H.05II 310W AUG 2019 | Solar Panels |  | 0.31 | 22 | 218 | 31 |  | Fixed | Roof
Solar Registration Program | NJSRRE1543290222 | North Brunswick | 8902 | 11 | 13.95 | Residential | Yes | Behind the Meter | All Season Solar | PSE&G | Accepted | 2019-11-14 | 2019-11-19 | 2020-11-19 | Enphase | IQ7 | Inverters | 240 |  | 45 |  |  | 0.97 |  | Outdoor | Under Module
Solar Registration Program | NJSRRE1543343678 | New Egypt | 8533 | 18 | 13.95 | Residential | No | Behind the Meter | Kopp Electric Company | JCP&L | Accepted | 2019-11-15 | 2019-11-19 | 2020-11-19 | CertainTeed | CT310M11-03 | Solar Panels |  | 0.31 | 27 | 180 | 30 |  | Fixed | Roof
Solar Registration Program | NJSRRE1543343678 | New Egypt | 8533 | 18 | 13.95 | Residential | No | Behind the Meter | Kopp Electric Company | JCP&L | Accepted | 2019-11-15 | 2019-11-19 | 2020-11-19 | CertainTeed | CT310M11-03 | Solar Panels |  | 0.31 | 18 | 180 | 30 |  | Fixed | Roof
Solar Registration Program | NJSRRE1543343678 | New Egypt | 8533 | 18 | 13.95 | Residential | No | Behind the Meter | Kopp Electric Company | JCP&L | Accepted | 2019-11-15 | 2019-11-19 | 2020-11-19 | Solar Edge | SE11400H-US | Inverters | 11400 |  | 1 |  |  | 0.975 |  | Outdoor | Next to meter
Solar Registration Program | NJSRRE1543421779 | Absecon | 8205 | 19 | 13.95 | Residential | Yes | Behind the Meter | RCL Enterprises Inc. | AC Electric | Accepted | 2019-11-19 | 2019-11-22 | 2020-11-22 | trina | TSM-310DD05H.05 | Solar Panels |  | 0.31 | 45 | 151 | 24 |  | Fixed | Roof
Solar Registration Program | NJSRRE1543421779 | Absecon | 8205 | 19 | 13.95 | Residential | Yes | Behind the Meter | RCL Enterprises Inc. | AC Electric | Accepted | 2019-11-19 | 2019-11-22 | 2020-11-22 | enphase | IQ7 | Inverters | 10800 |  | 45 |  |  | 0.96 |  | Outside | under panels
Solar Registration Program | NJSRRE1543443549 | Turnersville | 8012 | 14 | 13.95 | Residential | Yes | Behind the Meter | All Season Solar | AC Electric | Accepted | 2019-11-25 | 2019-12-02 | 2020-12-02 | Trina | TSM DD05H.05II 310W AUG 2019 | Solar Panels |  | 0.31 | 4 | 244 | 45 |  | Fixed | Roof
Solar Registration Program | NJSRRE1543443549 | Turnersville | 8012 | 14 | 13.95 | Residential | Yes | Behind the Meter | All Season Solar | AC Electric | Accepted | 2019-11-25 | 2019-12-02 | 2020-12-02 | Trina | TSM DD05H.05II 310W AUG 2019 | Solar Panels |  | 0.31 | 6 | 64 | 45 |  | Fixed | Roof
Solar Registration Program | NJSRRE1543443549 | Turnersville | 8012 | 14 | 13.95 | Residential | Yes | Behind the Meter | All Season Solar | AC Electric | Accepted | 2019-11-25 | 2019-12-02 | 2020-12-02 | Trina | TSM DD05H.05II 310W AUG 2019 | Solar Panels |  | 0.31 | 7 | 154 | 34 |  | Fixed | Roof
Solar Registration Program | NJSRRE1543443549 | Turnersville | 8012 | 14 | 13.95 | Residential | Yes | Behind the Meter | All Season Solar | AC Electric | Accepted | 2019-11-25 | 2019-12-02 | 2020-12-02 | Trina | TSM DD05H.05II 310W AUG 2019 | Solar Panels |  | 0.31 | 9 | 64 | 45 |  | Fixed | Roof
Solar Registration Program | NJSRRE1543443549 | Turnersville | 8012 | 14 | 13.95 | Residential | Yes | Behind the Meter | All Season Solar | AC Electric | Accepted | 2019-11-25 | 2019-12-02 | 2020-12-02 | Trina | TSM DD05H.05II 310W AUG 2019 | Solar Panels |  | 0.31 | 6 | 244 | 45 |  | Fixed | Roof
Solar Registration Program | NJSRRE1543443549 | Turnersville | 8012 | 14 | 13.95 | Residential | Yes | Behind the Meter | All Season Solar | AC Electric | Accepted | 2019-11-25 | 2019-12-02 | 2020-12-02 | Trina | TSM DD05H.05II 310W AUG 2019 | Solar Panels |  | 0.31 | 4 | 244 | 44 |  | Fixed | Roof
Solar Registration Program | NJSRRE1543443549 | Turnersville | 8012 | 14 | 13.95 | Residential | Yes | Behind the Meter | All Season Solar | AC Electric | Accepted | 2019-11-25 | 2019-12-02 | 2020-12-02 | Trina | TSM DD05H.05II 310W AUG 2019 | Solar Panels |  | 0.31 | 9 | 154 | 34 |  | Fixed | Roof
Solar Registration Program | NJSRRE1543443549 | Turnersville | 8012 | 14 | 13.95 | Residential | Yes | Behind the Meter | All Season Solar | AC Electric | Accepted | 2019-11-25 | 2019-12-02 | 2020-12-02 | Enphase | IQ7 | Inverters | 240 |  | 45 |  |  | 0.97 |  | Outdoor | Under Module
Solar Registration Program | NJSRRE1543506250 | Salem | 8079 | 16 | 13.95 | Residential | No | Behind the Meter | RCL Enterprises Inc. | AC Electric | Accepted | 2019-12-10 | 2019-12-13 | 2020-12-13 | trina | TSM-310DD05H.05 | Solar Panels |  | 0.31 | 25 | 238 | 32 |  | Fixed | Roof
Solar Registration Program | NJSRRE1543506250 | Salem | 8079 | 16 | 13.95 | Residential | No | Behind the Meter | RCL Enterprises Inc. | AC Electric | Accepted | 2019-12-10 | 2019-12-13 | 2020-12-13 | TRINA | TSM-310DD05H.05 | Solar Panels |  | 0.31 | 14 | 238 | 13 |  | Fixed | Roof
Solar Registration Program | NJSRRE1543506250 | Salem | 8079 | 16 | 13.95 | Residential | No | Behind the Meter | RCL Enterprises Inc. | AC Electric | Accepted | 2019-12-10 | 2019-12-13 | 2020-12-13 | TRINA | TSM-310DD05H.05 | Solar Panels |  | 0.31 | 6 | 58 | 32 |  | Fixed | Roof
Solar Registration Program | NJSRRE1543506250 | Salem | 8079 | 16 | 13.95 | Residential | No | Behind the Meter | RCL Enterprises Inc. | AC Electric | Accepted | 2019-12-10 | 2019-12-13 | 2020-12-13 | enphase | iq7 | Inverters | 6000 |  | 25 |  |  | 0.96 |  | Outside | under panels
Solar Registration Program | NJSRRE1543506250 | Salem | 8079 | 16 | 13.95 | Residential | No | Behind the Meter | RCL Enterprises Inc. | AC Electric | Accepted | 2019-12-10 | 2019-12-13 | 2020-12-13 | enphase | iq7 | Inverters | 3360 |  | 14 |  |  | 0.96 |  | Outside | under panels
Solar Registration Program | NJSRRE1543506250 | Salem | 8079 | 16 | 13.95 | Residential | No | Behind the Meter | RCL Enterprises Inc. | AC Electric | Accepted | 2019-12-10 | 2019-12-13 | 2020-12-13 | enphase | iq7 | Inverters | 1440 |  | 6 |  |  | 0.96 |  | Outside | under panels
Solar Registration Program | NJSRRE1543546137 | Mullica Hill | 8062 | 15 | 13.95 | Residential | Yes | Behind the Meter | RCL Enterprises Inc. | AC Electric | Accepted | 2019-12-13 | 2019-12-18 | 2020-12-18 | trina | TSM-310DD05H.05 | Solar Panels |  | 0.31 | 21 | 115 | 22 |  | Fixed | Roof
Solar Registration Program | NJSRRE1543546137 | Mullica Hill | 8062 | 15 | 13.95 | Residential | Yes | Behind the Meter | RCL Enterprises Inc. | AC Electric | Accepted | 2019-12-13 | 2019-12-18 | 2020-12-18 | trina | TSM-310DD05H.05 | Solar Panels |  | 0.31 | 9 | 115 | 22 |  | Fixed | Roof
Solar Registration Program | NJSRRE1543546137 | Mullica Hill | 8062 | 15 | 13.95 | Residential | Yes | Behind the Meter | RCL Enterprises Inc. | AC Electric | Accepted | 2019-12-13 | 2019-12-18 | 2020-12-18 | trina | TSM-310DD05H.05 | Solar Panels |  | 0.31 | 12 | 115 | 22 |  | Fixed | Roof
Solar Registration Program | NJSRRE1543546137 | Mullica Hill | 8062 | 15 | 13.95 | Residential | Yes | Behind the Meter | RCL Enterprises Inc. | AC Electric | Accepted | 2019-12-13 | 2019-12-18 | 2020-12-18 | trina | TSM-310DD05H.05 | Solar Panels |  | 0.31 | 3 | 115 | 22 |  | Fixed | Roof
Solar Registration Program | NJSRRE1543546137 | Mullica Hill | 8062 | 15 | 13.95 | Residential | Yes | Behind the Meter | RCL Enterprises Inc. | AC Electric | Accepted | 2019-12-13 | 2019-12-18 | 2020-12-18 | enphase | iq7 | Inverters | 6510 |  | 21 |  |  | 0.96 |  | Outside | under panels
Solar Registration Program | NJSRRE1543546137 | Mullica Hill | 8062 | 15 | 13.95 | Residential | Yes | Behind the Meter | RCL Enterprises Inc. | AC Electric | Accepted | 2019-12-13 | 2019-12-18 | 2020-12-18 | enphase | iq7 | Inverters | 2790 |  | 9 |  |  | 0.96 |  | Outside | under panels
Solar Registration Program | NJSRRE1543546137 | Mullica Hill | 8062 | 15 | 13.95 | Residential | Yes | Behind the Meter | RCL Enterprises Inc. | AC Electric | Accepted | 2019-12-13 | 2019-12-18 | 2020-12-18 | enphase | iq7 | Inverters | 3720 |  | 12 |  |  | 0.96 |  | Outside | under panels
Solar Registration Program | NJSRRE1543546137 | Mullica Hill | 8062 | 15 | 13.95 | Residential | Yes | Behind the Meter | RCL Enterprises Inc. | AC Electric | Accepted | 2019-12-13 | 2019-12-18 | 2020-12-18 | enphase | iq7 | Inverters | 930 |  | 3 |  |  | 0.96 |  | Outside | under panels
Solar Registration Program | NJSRRE1543547175 | Edison | 8820 | 11 | 13.95 | Residential | No | Behind the Meter | Orbit Energy & Power, LLC | PSE&G | Accepted | 2019-12-13 | 2019-12-17 | 2020-12-17 | Trina Solar | tsm-dd05a.08(ii)310 | Solar Panels |  | 0.31 | 36 | 188 | 39 |  | Fixed | Roof
Solar Registration Program | NJSRRE1543547175 | Edison | 8820 | 11 | 13.95 | Residential | No | Behind the Meter | Orbit Energy & Power, LLC | PSE&G | Accepted | 2019-12-13 | 2019-12-17 | 2020-12-17 | Trina Solar | tsm-dd05a.08(ii)310 | Solar Panels |  | 0.31 | 9 | 278 | 39 |  | Fixed | Roof
Solar Registration Program | NJSRRE1543547175 | Edison | 8820 | 11 | 13.95 | Residential | No | Behind the Meter | Orbit Energy & Power, LLC | PSE&G | Accepted | 2019-12-13 | 2019-12-17 | 2020-12-17 | Enphase | IQ7-60-2-US | Inverters | 0.24 |  | 45 |  |  | 0.99 |  | Outdoor | Roof
Solar Registration Program | NJSRRE1543586557 | Stratford | 8084 | 14 | 13.95 | Residential | No | Behind the Meter | 1st Light Energy Inc | AC Electric | Accepted | 2019-12-20 | 2019-12-26 | 2020-12-26 | Longi | LR6-60HPB-310M | Solar Panels |  | 0.31 | 9 | 278 | 23 |  | Fixed | Roof
Solar Registration Program | NJSRRE1543586557 | Stratford | 8084 | 14 | 13.95 | Residential | No | Behind the Meter | 1st Light Energy Inc | AC Electric | Accepted | 2019-12-20 | 2019-12-26 | 2020-12-26 | Longi | LR6-60HPB-310M | Solar Panels |  | 0.31 | 20 | 278 | 23 |  | Fixed | Roof
Solar Registration Program | NJSRRE1543586557 | Stratford | 8084 | 14 | 13.95 | Residential | No | Behind the Meter | 1st Light Energy Inc | AC Electric | Accepted | 2019-12-20 | 2019-12-26 | 2020-12-26 | Longi | LR6-60HPB-310M | Solar Panels |  | 0.31 | 16 | 98 | 23 |  | Fixed | Roof
Solar Registration Program | NJSRRE1543586557 | Stratford | 8084 | 14 | 13.95 | Residential | No | Behind the Meter | 1st Light Energy Inc | AC Electric | Accepted | 2019-12-20 | 2019-12-26 | 2020-12-26 | SMA | SB 6.0-1SP-US-41 (240V) | Inverters | 6000 |  | 1 |  |  | 0.97 |  | Outside | within 10 feet of meter
Solar Registration Program | NJSRRE1543586557 | Stratford | 8084 | 14 | 13.95 | Residential | No | Behind the Meter | 1st Light Energy Inc | AC Electric | Accepted | 2019-12-20 | 2019-12-26 | 2020-12-26 | SMA | SB 5.0-1SP-US-41 (240V) | Inverters | 5000 |  | 1 |  |  | 0.97 |  | Outside | within 10 feet of meter
Solar Registration Program | NJSRRE1540870696 | Montague | 7827 | 1 | 13.98 | Residential | No | Behind the Meter | United Solar LLC | Orange Rockland Electric | Accepted | 2019-04-22 | 2019-04-23 | 2020-04-23 | Hanwha | Q Cell 325 | Solar Panels |  | 0.325 | 10 | 56 | 30 |  | Fixed | Roof
Solar Registration Program | NJSRRE1540870696 | Montague | 7827 | 1 | 13.98 | Residential | No | Behind the Meter | United Solar LLC | Orange Rockland Electric | Accepted | 2019-04-22 | 2019-04-23 | 2020-04-23 | Hanwha | Q Cell 325 | Solar Panels |  | 0.325 | 8 | 236 | 30 |  | Fixed | Roof
Solar Registration Program | NJSRRE1540870696 | Montague | 7827 | 1 | 13.98 | Residential | No | Behind the Meter | United Solar LLC | Orange Rockland Electric | Accepted | 2019-04-22 | 2019-04-23 | 2020-04-23 | Hanwha | Q Cell 325 | Solar Panels |  | 0.325 | 10 | 143 | 30 |  | Fixed | Roof
Solar Registration Program | NJSRRE1540870696 | Montague | 7827 | 1 | 13.98 | Residential | No | Behind the Meter | United Solar LLC | Orange Rockland Electric | Accepted | 2019-04-22 | 2019-04-23 | 2020-04-23 | Hanwha | Q Cell 325 | Solar Panels |  | 0.325 | 15 | 323 | 30 |  | Fixed | Roof
Solar Registration Program | NJSRRE1540870696 | Montague | 7827 | 1 | 13.98 | Residential | No | Behind the Meter | United Solar LLC | Orange Rockland Electric | Accepted | 2019-04-22 | 2019-04-23 | 2020-04-23 | Enphase Energy | IQ6-60-2-US | Inverters | 240 |  | 43 |  |  | 0.97 |  | Outdoor | rooftop
Solar Registration Program | NJSRRE1541039115 | Pennington | 8534 | 12 | 13.98 | Residential | No | Behind the Meter | Exact Solar | PSE&G | Final As-Built Received | 2019-05-23 | 2019-06-03 | 2020-06-03 | Panasonic | VBHN325KA03 | Solar Panels |  | 0.325 | 18 | 295 | 35 |  | Fixed | Roof
Solar Registration Program | NJSRRE1541039115 | Pennington | 8534 | 12 | 13.98 | Residential | No | Behind the Meter | Exact Solar | PSE&G | Final As-Built Received | 2019-05-23 | 2019-06-03 | 2020-06-03 | Panasonic | VBHN325KA03 | Solar Panels |  | 0.325 | 25 | 115 | 35 |  | Fixed | Roof
Solar Registration Program | NJSRRE1541039115 | Pennington | 8534 | 12 | 13.98 | Residential | No | Behind the Meter | Exact Solar | PSE&G | Final As-Built Received | 2019-05-23 | 2019-06-03 | 2020-06-03 | SolarEdge | SE11400H | Inverters | 11400 |  | 1 |  |  | 0.99 |  | Outdoor | near meter
Solar Registration Program | NJSRRE1542248641 | West Windsor | 8550 | 12 | 13.98 | Residential | No | Behind the Meter | NJ Solar Power, LLC | JCP&L | Accepted | 2019-09-05 | 2019-09-10 | 2020-09-10 | Panasonic | VBHN325KA03 | Solar Panels |  | 0.325 | 23 | 210 | 37 |  | Fixed | Roof
Solar Registration Program | NJSRRE1542248641 | West Windsor | 8550 | 12 | 13.98 | Residential | No | Behind the Meter | NJ Solar Power, LLC | JCP&L | Accepted | 2019-09-05 | 2019-09-10 | 2020-09-10 | Panasonic | VBHN325KA03 | Solar Panels |  | 0.325 | 6 | 120 | 43 |  | Fixed | Roof
Solar Registration Program | NJSRRE1542248641 | West Windsor | 8550 | 12 | 13.98 | Residential | No | Behind the Meter | NJ Solar Power, LLC | JCP&L | Accepted | 2019-09-05 | 2019-09-10 | 2020-09-10 | Panasonic | VBHN325KA03 | Solar Panels |  | 0.325 | 14 | 120 | 45 |  | Fixed | Roof
Solar Registration Program | NJSRRE1542248641 | West Windsor | 8550 | 12 | 13.98 | Residential | No | Behind the Meter | NJ Solar Power, LLC | JCP&L | Accepted | 2019-09-05 | 2019-09-10 | 2020-09-10 | Solar Edge | SE11400H-US | Inverters | 11400 |  | 1 |  |  | 0.99 |  | Indoor | garage
Solar Registration Program | NJSRRE1542478515 | North Brunswick | 8902 | 11 | 13.98 | Residential | No | Behind the Meter | NJ Solar Power, LLC | PSE&G | Accepted | 2019-10-01 | 2019-10-03 | 2020-10-03 | Panasonic | VBHN325KA03 | Solar Panels |  | 0.325 | 6 | 230 | 23 |  | Fixed | Roof
Solar Registration Program | NJSRRE1542478515 | North Brunswick | 8902 | 11 | 13.98 | Residential | No | Behind the Meter | NJ Solar Power, LLC | PSE&G | Accepted | 2019-10-01 | 2019-10-03 | 2020-10-03 | Panasonic | VVHN325KA03 | Solar Panels |  | 0.325 | 9 | 230 | 23 |  | Fixed | Roof
Solar Registration Program | NJSRRE1542478515 | North Brunswick | 8902 | 11 | 13.98 | Residential | No | Behind the Meter | NJ Solar Power, LLC | PSE&G | Accepted | 2019-10-01 | 2019-10-03 | 2020-10-03 | Panasonic | VBHN325KA03 | Solar Panels |  | 0.325 | 28 | 140 | 23 |  | Fixed | Roof
Solar Registration Program | NJSRRE1542478515 | North Brunswick | 8902 | 11 | 13.98 | Residential | No | Behind the Meter | NJ Solar Power, LLC | PSE&G | Accepted | 2019-10-01 | 2019-10-03 | 2020-10-03 | SolarEdge | SE11400H-US | Inverters | 11400 |  | 1 |  |  | 0.99 |  | Indoor | garage
Solar Registration Program | NJSRRE1542500785 | Marlton | 8053 | 13 | 13.98 | Residential | No | Behind the Meter | Sun Up Zero Down | PSE&G | Accepted | 2019-10-03 | 2019-10-08 | 2020-10-08 | LG | LG325N1C-A5 | Solar Panels |  | 0.325 | 43 | 197 | 34 |  | Fixed | Roof
Solar Registration Program | NJSRRE1542500785 | Marlton | 8053 | 13 | 13.98 | Residential | No | Behind the Meter | Sun Up Zero Down | PSE&G | Accepted | 2019-10-03 | 2019-10-08 | 2020-10-08 | Solaredge | SE11400H-US | Inverters | 11400 |  | 1 |  |  | 0.98 |  | Other | outside wall
Solar Registration Program | NJSRRE1542553652 | Hamilton | 8879 | 11 | 13.98 | Residential | Yes | Behind the Meter | Maier Solar Engineering dba Solar Me | PSE&G | Accepted | 2019-10-17 | 2019-10-21 | 2020-10-21 | Q.Cells | Q.Peak BLK-G5.1 | Solar Panels |  | 0.325 | 43 | 170 | 0 |  | Fixed | Roof
Solar Registration Program | NJSRRE1542553652 | Hamilton | 8879 | 11 | 13.98 | Residential | Yes | Behind the Meter | Maier Solar Engineering dba Solar Me | PSE&G | Accepted | 2019-10-17 | 2019-10-21 | 2020-10-21 | Enphase | Envoy | Inverters | 240 |  | 13 |  |  | 0.96 |  | Outside | roof
Solar Registration Program | NJSRRE1542562156 | Edison | 8820 | 11 | 13.98 | Residential | No | Behind the Meter | Green Power Energy | PSE&G | Accepted | 2019-10-21 | 2019-10-29 | 2020-10-29 | Panasonic | VBHN325KA03 | Solar Panels |  | 0.325 | 30 | 272 | 30 |  | Fixed | Roof
Solar Registration Program | NJSRRE1542562156 | Edison | 8820 | 11 | 13.98 | Residential | No | Behind the Meter | Green Power Energy | PSE&G | Accepted | 2019-10-21 | 2019-10-29 | 2020-10-29 | Panasonic | VBHN325KA03 | Solar Panels |  | 0.325 | 13 | 178 | 30 |  | Fixed | Roof
Solar Registration Program | NJSRRE1542562156 | Edison | 8820 | 11 | 13.98 | Residential | No | Behind the Meter | Green Power Energy | PSE&G | Accepted | 2019-10-21 | 2019-10-29 | 2020-10-29 | Solar Edge | SE11400H-US | Inverters | 11400 |  | 1 |  |  | 0.97 |  | Outside | next to meter
Solar Registration Program | NJSRRE1543058726 | Browns Mills | 8015 | 13 | 13.98 | Residential | No | Behind the Meter | Maier Solar Engineering dba Solar Me | JCP&L | Accepted | 2019-11-08 | 2019-11-12 | 2020-11-12 | Canadian | CS1H-330MS | Solar Panels |  | 0.325 | 21 | 288 | 18 |  | Fixed | Roof
Solar Registration Program | NJSRRE1543058726 | Browns Mills | 8015 | 13 | 13.98 | Residential | No | Behind the Meter | Maier Solar Engineering dba Solar Me | JCP&L | Accepted | 2019-11-08 | 2019-11-12 | 2020-11-12 | Canadian | CS1H-330MS | Solar Panels |  | 0.325 | 22 | 108 | 18 |  | Fixed | Roof
Solar Registration Program | NJSRRE1543058726 | Browns Mills | 8015 | 13 | 13.98 | Residential | No | Behind the Meter | Maier Solar Engineering dba Solar Me | JCP&L | Accepted | 2019-11-08 | 2019-11-12 | 2020-11-12 | Enphase | IQ7 | Inverters | 240 |  | 35 |  |  | 0.96 |  | Outdoor | Next to meter
Solar Registration Program | NJSRRE1543417260 | Lawnside | 8045 | 14 | 13.98 | Residential | No | Behind the Meter | Green Power Energy | PSE&G | Accepted | 2019-11-18 | 2019-11-20 | 2020-11-20 | Panasonic | VBHN325KA03 | Solar Panels |  | 0.325 | 43 | 92 | 30 |  | Fixed | Roof
Solar Registration Program | NJSRRE1543417260 | Lawnside | 8045 | 14 | 13.98 | Residential | No | Behind the Meter | Green Power Energy | PSE&G | Accepted | 2019-11-18 | 2019-11-20 | 2020-11-20 | SolarEdge | SE11400H-US | Inverters | 11400 |  | 1 |  |  | 0.97 |  | Outside | Next to meter
Solar Registration Program | NJSRRE1540345412 | Tenafly | 7670 | 7 | 14 | Residential | Yes | Behind the Meter | Pro Custom Solar dba Momentum Solar | PSE&G | Accepted | 2019-02-07 | 2019-02-11 | 2020-02-11 | TRINA SOLAR | TSM280-DD05A.05(II) | Solar Panels |  | 0.28 | 14 | 104 | 20 |  | Fixed | Roof
Solar Registration Program | NJSRRE1540345412 | Tenafly | 7670 | 7 | 14 | Residential | Yes | Behind the Meter | Pro Custom Solar dba Momentum Solar | PSE&G | Accepted | 2019-02-07 | 2019-02-11 | 2020-02-11 | TRINA SOLAR | TSM280-DD05A.05(II) | Solar Panels |  | 0.28 | 36 | 284 | 20 |  | Fixed | Roof
Solar Registration Program | NJSRRE1540345412 | Tenafly | 7670 | 7 | 14 | Residential | Yes | Behind the Meter | Pro Custom Solar dba Momentum Solar | PSE&G | Accepted | 2019-02-07 | 2019-02-11 | 2020-02-11 | ENPHASE | IQ7-60-2-US | Inverters | 250 |  | 50 |  |  | 0.97 |  | Outdoor | ROOF
Solar Registration Program | NJSRRE1542409654 | Bloomsbury | 8804 | 4 | 14 | Residential | Yes | Behind the Meter | SunPower Corporation, Systems | JCP&L | Accepted | 2019-09-16 | 2019-09-18 | 2020-09-18 | SUNPOWER | SPR-A400-G-AC | Solar Panels |  | 0.4 | 9 | 172 | 48 |  | Fixed | Roof
Solar Registration Program | NJSRRE1542409654 | Bloomsbury | 8804 | 4 | 14 | Residential | Yes | Behind the Meter | SunPower Corporation, Systems | JCP&L | Accepted | 2019-09-16 | 2019-09-18 | 2020-09-18 | SUNPOWER | SPR-A400-G-AC | Solar Panels |  | 0.4 | 12 | 181 | 23 |  | Fixed | Roof
Solar Registration Program | NJSRRE1542409654 | Bloomsbury | 8804 | 4 | 14 | Residential | Yes | Behind the Meter | SunPower Corporation, Systems | JCP&L | Accepted | 2019-09-16 | 2019-09-18 | 2020-09-18 | SUNPOWER | SPR-A400-G-AC | Solar Panels |  | 0.4 | 14 | 172 | 40 |  | Fixed | Roof
Solar Registration Program | NJSRRE1542409654 | Bloomsbury | 8804 | 4 | 14 | Residential | Yes | Behind the Meter | SunPower Corporation, Systems | JCP&L | Accepted | 2019-09-16 | 2019-09-18 | 2020-09-18 | SUNPOWER | SPR-A400-G-AC | Inverters | 320 |  | 35 |  |  | 0.97 |  | Other | under each panel
Solar Registration Program | NJSRRE1542515340 | Clifton | 7014 | 6 | 14 | Residential | Yes | Behind the Meter | SunPower Corporation, Systems | PSE&G | Accepted | 2019-10-08 | 2019-10-10 | 2020-10-10 | SUNPOWER | SPR-A400-G-AC | Solar Panels |  | 0.4 | 17 | 215 | 25 |  | Fixed | Roof
Solar Registration Program | NJSRRE1542515340 | Clifton | 7014 | 6 | 14 | Residential | Yes | Behind the Meter | SunPower Corporation, Systems | PSE&G | Accepted | 2019-10-08 | 2019-10-10 | 2020-10-10 | SUNPOWER | SPR-A400-G-AC | Solar Panels |  | 0.4 | 14 | 35 | 25 |  | Fixed | Roof
Solar Registration Program | NJSRRE1542515340 | Clifton | 7014 | 6 | 14 | Residential | Yes | Behind the Meter | SunPower Corporation, Systems | PSE&G | Accepted | 2019-10-08 | 2019-10-10 | 2020-10-10 | SUNPOWER | SPR-A400-G-AC | Solar Panels |  | 0.4 | 4 | 305 | 25 |  | Fixed | Roof
Solar Registration Program | NJSRRE1542515340 | Clifton | 7014 | 6 | 14 | Residential | Yes | Behind the Meter | SunPower Corporation, Systems | PSE&G | Accepted | 2019-10-08 | 2019-10-10 | 2020-10-10 | SUNPOWER | SPR-A400-G-AC | Inverters | 320 |  | 35 |  |  | 0.97 |  | Other | under each panel
Solar Registration Program | NJSRRE1542541636 | Millstone | 8510 | 17 | 14 | Residential | No | Behind the Meter | Seabright Solar | JCP&L | Accepted | 2019-10-17 | 2019-10-18 | 2020-10-18 | Sunpower | SPR-X21-350 | Solar Panels |  | 0.35 | 40 | 152 | 40 |  | Fixed | Roof
Solar Registration Program | NJSRRE1542541636 | Millstone | 8510 | 17 | 14 | Residential | No | Behind the Meter | Seabright Solar | JCP&L | Accepted | 2019-10-17 | 2019-10-18 | 2020-10-18 | Sunpower | SPR-X21-350 | Inverters | 0.32 |  | 40 |  |  | 0.99 |  | Outside | Roof
Solar Registration Program | NJSRRE1542578774 | Gibbsboro | 8026 | 14 | 14 | Residential | No | Behind the Meter | SunPower Capital, LLC | AC Electric | Accepted | 2019-10-23 | 2019-10-25 | 2020-10-25 | SunPower | SPR-X21-350-D-AC | Solar Panels |  | 0.35 | 16 | 341 | 23 |  | Fixed | Roof
Solar Registration Program | NJSRRE1542578774 | Gibbsboro | 8026 | 14 | 14 | Residential | No | Behind the Meter | SunPower Capital, LLC | AC Electric | Accepted | 2019-10-23 | 2019-10-25 | 2020-10-25 | SunPower | SPR-X21-350-D-AC | Solar Panels |  | 0.35 | 14 | 161 | 23 |  | Fixed | Roof
Solar Registration Program | NJSRRE1542578774 | Gibbsboro | 8026 | 14 | 14 | Residential | No | Behind the Meter | SunPower Capital, LLC | AC Electric | Accepted | 2019-10-23 | 2019-10-25 | 2020-10-25 | SunPower | SPR-X21-350-D-AC | Solar Panels |  | 0.35 | 10 | 160 | 23 |  | Fixed | Roof
Solar Registration Program | NJSRRE1542578774 | Gibbsboro | 8026 | 14 | 14 | Residential | No | Behind the Meter | SunPower Capital, LLC | AC Electric | Accepted | 2019-10-23 | 2019-10-25 | 2020-10-25 | SunPower | SPR-X21-350-D-AC | Inverters | 320 |  | 40 |  |  | 0.975 |  | Outside | on the rooftop under each solar panel
Solar Registration Program | NJSRRE1542580081 | Columbus | 8022 | 13 | 14 | Residential | No | Behind the Meter | Surge Solar, LLC | PSE&G | Accepted | 2019-10-23 | 2019-10-25 | 2020-10-25 | Hanwha Q-Cells | Q.PLUS L-G4.2 340-350 | Solar Panels |  | 0.35 | 40 | 180 | 25 |  | Fixed | Ground
Solar Registration Program | NJSRRE1542580081 | Columbus | 8022 | 13 | 14 | Residential | No | Behind the Meter | Surge Solar, LLC | PSE&G | Accepted | 2019-10-23 | 2019-10-25 | 2020-10-25 | SolarEdge | RGM | Meters |  |  | 1 |  |  |  | Yes
Solar Registration Program | NJSRRE1542580081 | Columbus | 8022 | 13 | 14 | Residential | No | Behind the Meter | Surge Solar, LLC | PSE&G | Accepted | 2019-10-23 | 2019-10-25 | 2020-10-25 | SolarEdge | SE11400H-US | Inverters | 11400 |  | 1 |  |  | 0.99 |  | Outside | Near array
Solar Registration Program | NJSRRE1542687473 | Millville | 8332 | 20 | 14 | Residential | No | Behind the Meter | Geoscape Solar | AC Electric | Accepted | 2019-10-29 | 2019-10-31 | 2020-10-31 | LG Electronics | LG350N1C-V5 | Solar Panels |  | 0.35 | 40 | 180 | 20 |  | Fixed | Ground
Solar Registration Program | NJSRRE1542687473 | Millville | 8332 | 20 | 14 | Residential | No | Behind the Meter | Geoscape Solar | AC Electric | Accepted | 2019-10-29 | 2019-10-31 | 2020-10-31 | SolarEdge | SE11400H-US | Inverters | 11400 |  | 1 |  |  | 0.98 |  | Outside | adj. to utility meter
Solar Registration Program | NJSRRE1541644413 | Williamstown | 8094 | 15 | 14.03 | Residential | No | Behind the Meter | Sun Up Zero Down | AC Electric | Accepted | 2019-07-15 | 2019-07-17 | 2020-07-17 | Trina | TSM-305 DD05A.05 (II) | Solar Panels |  | 0.305 | 13 | 168 | 16 |  | Fixed | Roof
Solar Registration Program | NJSRRE1541644413 | Williamstown | 8094 | 15 | 14.03 | Residential | No | Behind the Meter | Sun Up Zero Down | AC Electric | Accepted | 2019-07-15 | 2019-07-17 | 2020-07-17 | Trina | TSM-305 DD05A.05 (II) | Solar Panels |  | 0.305 | 24 | 168 | 18 |  | Fixed | Roof
Solar Registration Program | NJSRRE1541644413 | Williamstown | 8094 | 15 | 14.03 | Residential | No | Behind the Meter | Sun Up Zero Down | AC Electric | Accepted | 2019-07-15 | 2019-07-17 | 2020-07-17 | Trina | TSM-305 DD05A.05 (II) | Solar Panels |  | 0.305 | 9 | 348 | 16 |  | Fixed | Roof
Solar Registration Program | NJSRRE1541644413 | Williamstown | 8094 | 15 | 14.03 | Residential | No | Behind the Meter | Sun Up Zero Down | AC Electric | Accepted | 2019-07-15 | 2019-07-17 | 2020-07-17 | Solaredge | SE10000H-US | Inverters | 10000 |  | 1 |  |  | 0.975 |  | Other | outside wall
Solar Registration Program | NJSRRE1542033778 | Egg Harbor Township | 8234 | 19 | 14.03 | Residential | Yes | Behind the Meter | Sun Up Zero Down | AC Electric | Accepted | 2019-09-03 | 2019-09-05 | 2020-09-05 | Trina | TSM-305 DD05A.05 (II) | Solar Panels |  | 0.305 | 12 | 175 | 20 |  | Fixed | Roof
Solar Registration Program | NJSRRE1542033778 | Egg Harbor Township | 8234 | 19 | 14.03 | Residential | Yes | Behind the Meter | Sun Up Zero Down | AC Electric | Accepted | 2019-09-03 | 2019-09-05 | 2020-09-05 | Trina | TSM-305 DD05A.05 (II) | Solar Panels |  | 0.305 | 18 | 266 | 24 |  | Fixed | Roof
Solar Registration Program | NJSRRE1542033778 | Egg Harbor Township | 8234 | 19 | 14.03 | Residential | Yes | Behind the Meter | Sun Up Zero Down | AC Electric | Accepted | 2019-09-03 | 2019-09-05 | 2020-09-05 | Trina | TSM-305 DD05A.05 (II) | Solar Panels |  | 0.305 | 14 | 86 | 24 |  | Fixed | Roof
Solar Registration Program | NJSRRE1542033778 | Egg Harbor Township | 8234 | 19 | 14.03 | Residential | Yes | Behind the Meter | Sun Up Zero Down | AC Electric | Accepted | 2019-09-03 | 2019-09-05 | 2020-09-05 | Trina | TSM-305 DD05A.05 (II) | Solar Panels |  | 0.305 | 2 | 355 | 20 |  | Fixed | Roof
Solar Registration Program | NJSRRE1542033778 | Egg Harbor Township | 8234 | 19 | 14.03 | Residential | Yes | Behind the Meter | Sun Up Zero Down | AC Electric | Accepted | 2019-09-03 | 2019-09-05 | 2020-09-05 | Solaredge | SE11400H-US | Inverters | 11400 |  | 1 |  |  | 0.98 |  | Other | outside wall
Solar Registration Program | NJSRRE1542408838 | South Amboy | 8879 | 11 | 14.03 | Residential | Yes | Behind the Meter | All Season Solar | JCP&L | Accepted | 2019-09-16 | 2019-10-01 | 2020-10-01 | Trina | TSMDD05A.05II 305w | Solar Panels |  | 0.305 | 37 | 125 | 34 |  | Fixed | Roof
Solar Registration Program | NJSRRE1542408838 | South Amboy | 8879 | 11 | 14.03 | Residential | Yes | Behind the Meter | All Season Solar | JCP&L | Accepted | 2019-09-16 | 2019-10-01 | 2020-10-01 | Trina | TSMDD05A.05II 305w | Solar Panels |  | 0.305 | 3 | 215 | 34 |  | Fixed | Roof
Solar Registration Program | NJSRRE1542408838 | South Amboy | 8879 | 11 | 14.03 | Residential | Yes | Behind the Meter | All Season Solar | JCP&L | Accepted | 2019-09-16 | 2019-10-01 | 2020-10-01 | Trina | TSMDD05A.05II 305w | Solar Panels |  | 0.305 | 6 | 305 | 34 |  | Fixed | Roof
Solar Registration Program | NJSRRE1542408838 | South Amboy | 8879 | 11 | 14.03 | Residential | Yes | Behind the Meter | All Season Solar | JCP&L | Accepted | 2019-09-16 | 2019-10-01 | 2020-10-01 | Enphase | IQ7 | Inverters | 240 |  | 46 |  |  | 0.97 |  | Outside | under module
Solar Registration Program | NJSRRE1542582472 | NEWTON | 7860 | 1 | 14.03 | Residential | No | Behind the Meter | Infinity Solar Systems | JCP&L | Accepted | 2019-10-24 | 2019-10-28 | 2020-10-28 | TRINA | TSM-305DD05A.05 | Solar Panels |  | 0.305 | 36 | 95 | 35 |  | Fixed | Roof
Solar Registration Program | NJSRRE1542582472 | NEWTON | 7860 | 1 | 14.03 | Residential | No | Behind the Meter | Infinity Solar Systems | JCP&L | Accepted | 2019-10-24 | 2019-10-28 | 2020-10-28 | TRINA | TSM-305DD05A.05 | Solar Panels |  | 0.305 | 10 | 95 | 35 |  | Fixed | Roof
Solar Registration Program | NJSRRE1542582472 | NEWTON | 7860 | 1 | 14.03 | Residential | No | Behind the Meter | Infinity Solar Systems | JCP&L | Accepted | 2019-10-24 | 2019-10-28 | 2020-10-28 | ENPHASE | IQ7-60-X-US | Inverters | 240 |  | 46 |  |  | 0.97 |  | Other | MICROINVERTERS
Solar Registration Program | NJSRRE1542393364 | WEST ORANGE | 7052 | 9 | 14.04 | Residential | No | Behind the Meter | SEA BRIGHT SOLAR, LLC | PSE&G | Final As-Built Received | 2019-09-12 | 2019-09-16 | 2020-09-16 | SUNPOWER | SPR-X22-360-C-AC | Solar Panels |  | 0.36 | 39 | 125 | 40 |  | Fixed | Roof | SE
Solar Registration Program | NJSRRE1542393364 | WEST ORANGE | 7052 | 9 | 14.04 | Residential | No | Behind the Meter | SEA BRIGHT SOLAR, LLC | PSE&G | Final As-Built Received | 2019-09-12 | 2019-09-16 | 2020-09-16 | SUNPOWER | SPR-X22-360-C-AC | Inverters | 320 |  | 39 |  |  | 0.96 |  | Outside | BENEATH ARRAY
Solar Registration Program | NJSRRE1542393364 | WEST ORANGE | 7052 | 9 | 14.04 | Residential | No | Behind the Meter | SEA BRIGHT SOLAR, LLC | PSE&G | Final As-Built Received | 2019-09-12 | 2019-09-16 | 2020-09-16 | SUNPOWER | PVS6 | Meters |  |  | 1 |  |  |  | Yes | Outdoor
Solar Registration Program | NJSRRE1542524730 | BUENA | 8341 | 19 | 14.04 | Residential | Yes | Behind the Meter | Sea Bright Solar, LLC | AC Electric | Accepted | 2019-10-10 | 2019-10-14 | 2020-10-14 | SUNPOWER | SPR-X22-360-AC | Solar Panels |  | 0.36 | 39 | 185 | 30 |  | Fixed | Roof | SOUTH
Solar Registration Program | NJSRRE1542524730 | BUENA | 8341 | 19 | 14.04 | Residential | Yes | Behind the Meter | Sea Bright Solar, LLC | AC Electric | Accepted | 2019-10-10 | 2019-10-14 | 2020-10-14 | SUNPOWER | SPR-X22-360-AC | Inverters | 320 |  | 39 |  |  | 0.96 |  | Outside | BENEATH ARRAY
Solar Registration Program | NJSRRE1542568606 | Egg Harbor Township | 8234 | 19 | 14.04 | Residential | No | Behind the Meter | Green Power Energy | AC Electric | Accepted | 2019-10-21 | 2019-10-23 | 2020-10-23 | S- Energy | SN360M-10 | Solar Panels |  | 0.36 | 39 | 202 | 27 |  | Fixed | Roof
Solar Registration Program | NJSRRE1542568606 | Egg Harbor Township | 8234 | 19 | 14.04 | Residential | No | Behind the Meter | Green Power Energy | AC Electric | Accepted | 2019-10-21 | 2019-10-23 | 2020-10-23 | SolarEdge | SE11400H-US | Inverters | 11400 |  | 1 |  |  | 0.97 |  | Outside | next to meter
Solar Registration Program | NJSRRE1540312904 | Voorhees Township | 8043 | 14 | 14.06 | Residential | Yes | Behind the Meter | SunPower Corporation, Systems | AC Electric | Accepted | 2019-02-04 | 2019-02-05 | 2020-02-05 | SunPower | SPR-E20-327-D-AC | Solar Panels |  | 0.327 | 17 | 50 | 35 |  | Fixed | Roof
Solar Registration Program | NJSRRE1540312904 | Voorhees Township | 8043 | 14 | 14.06 | Residential | Yes | Behind the Meter | SunPower Corporation, Systems | AC Electric | Accepted | 2019-02-04 | 2019-02-05 | 2020-02-05 | SunPower | SPR-E20-327-D-AC | Solar Panels |  | 0.327 | 18 | 220 | 35 |  | Fixed | Roof
Solar Registration Program | NJSRRE1540312904 | Voorhees Township | 8043 | 14 | 14.06 | Residential | Yes | Behind the Meter | SunPower Corporation, Systems | AC Electric | Accepted | 2019-02-04 | 2019-02-05 | 2020-02-05 | SunPower | SPR-E20-327-D-AC | Solar Panels |  | 0.327 | 4 | 50 | 35 |  | Fixed | Roof
Solar Registration Program | NJSRRE1540312904 | Voorhees Township | 8043 | 14 | 14.06 | Residential | Yes | Behind the Meter | SunPower Corporation, Systems | AC Electric | Accepted | 2019-02-04 | 2019-02-05 | 2020-02-05 | SunPower | SPR-E20-327-D-AC | Solar Panels |  | 0.327 | 4 | 220 | 35 |  | Fixed | Roof
Solar Registration Program | NJSRRE1540312904 | Voorhees Township | 8043 | 14 | 14.06 | Residential | Yes | Behind the Meter | SunPower Corporation, Systems | AC Electric | Accepted | 2019-02-04 | 2019-02-05 | 2020-02-05 | SunPower | SPR-E20-327-D-AC | Inverters | 320 |  | 43 |  |  | 0.96 |  | Other | Under each panel
Solar Registration Program | NJSRRE1541414085 | Mays Landing | 8330 | 19 | 14.06 | Residential | No | Behind the Meter | SunnyMac LLC | AC Electric | Accepted | 2019-06-17 | 2019-06-20 | 2020-06-20 | Sunpower | SPR-E20-327 | Solar Panels |  | 0.327 | 19 | 217 | 5 |  | Fixed | Roof
Solar Registration Program | NJSRRE1541414085 | Mays Landing | 8330 | 19 | 14.06 | Residential | No | Behind the Meter | SunnyMac LLC | AC Electric | Accepted | 2019-06-17 | 2019-06-20 | 2020-06-20 | Sunpower | SPR-E20-327 | Solar Panels |  | 0.327 | 24 | 37 | 5 |  | Fixed | Roof
Solar Registration Program | NJSRRE1541414085 | Mays Landing | 8330 | 19 | 14.06 | Residential | No | Behind the Meter | SunnyMac LLC | AC Electric | Accepted | 2019-06-17 | 2019-06-20 | 2020-06-20 | Sunpower | SPR-E20-327 | Inverters | 0.32 |  | 43 |  |  | 0.99 |  | Outdoor | roof
Solar Registration Program | NJSRRE1541850934 | Englewood | 7631 | 7 | 14.06 | Residential | Yes | Behind the Meter | SunPower Corporation, Systems | PSE&G | Accepted | 2019-08-19 | 2019-08-23 | 2020-08-23 | SUNPOWER | SPR-E20-327-E-AC | Solar Panels |  | 0.327 | 14 | 175 | 30 |  | Fixed | Roof
Solar Registration Program | NJSRRE1541850934 | Englewood | 7631 | 7 | 14.06 | Residential | Yes | Behind the Meter | SunPower Corporation, Systems | PSE&G | Accepted | 2019-08-19 | 2019-08-23 | 2020-08-23 | SUNPOWER | SPR-E20-327-E-AC | Solar Panels |  | 0.327 | 4 | 175 | 10 |  | Fixed | Roof
Solar Registration Program | NJSRRE1541850934 | Englewood | 7631 | 7 | 14.06 | Residential | Yes | Behind the Meter | SunPower Corporation, Systems | PSE&G | Accepted | 2019-08-19 | 2019-08-23 | 2020-08-23 | SUNPOWER | SPR-E20-327-E-AC | Solar Panels |  | 0.327 | 25 | 355 | 30 |  | Fixed | Roof
Solar Registration Program | NJSRRE1541850934 | Englewood | 7631 | 7 | 14.06 | Residential | Yes | Behind the Meter | SunPower Corporation, Systems | PSE&G | Accepted | 2019-08-19 | 2019-08-23 | 2020-08-23 | SUNPOWER | SPR-E20-327-E-AC | Inverters | 320 |  | 43 |  |  | 0.96 |  | Other | under each panel
Solar Registration Program | NJSRRE1542434010 | Toms River | 8753 | 18 | 14.06 | Residential | Yes | Behind the Meter | SunPower Corporation, Systems | JCP&L | Accepted | 2019-09-25 | 2019-09-27 | 2020-09-27 | SUNPOWER | SPR-E20-327-E-AC | Solar Panels |  | 0.327 | 20 | 172 | 20 |  | Fixed | Roof
Solar Registration Program | NJSRRE1542434010 | Toms River | 8753 | 18 | 14.06 | Residential | Yes | Behind the Meter | SunPower Corporation, Systems | JCP&L | Accepted | 2019-09-25 | 2019-09-27 | 2020-09-27 | SUNPOWER | SPR-E20-327-E-AC | Solar Panels |  | 0.327 | 11 | 82 | 20 |  | Fixed | Pole
Solar Registration Program | NJSRRE1542434010 | Toms River | 8753 | 18 | 14.06 | Residential | Yes | Behind the Meter | SunPower Corporation, Systems | JCP&L | Accepted | 2019-09-25 | 2019-09-27 | 2020-09-27 | SUNPOWER | SPR-E20-327-E-AC | Solar Panels |  | 0.327 | 12 | 262 | 20 |  | Fixed | Roof
Solar Registration Program | NJSRRE1542434010 | Toms River | 8753 | 18 | 14.06 | Residential | Yes | Behind the Meter | SunPower Corporation, Systems | JCP&L | Accepted | 2019-09-25 | 2019-09-27 | 2020-09-27 | SUNPOWER | SPR-E20-327-E-AC | Inverters | 320 |  | 43 |  |  | 0.96 |  | Other | under each panel
Solar Registration Program | NJSRRE1542498352 | Jersey City | 7307 | 8 | 14.06 | Residential | No | Behind the Meter | Ampericon | PSE&G | Accepted | 2019-10-02 | 2019-10-08 | 2020-10-08 | Silfab | SLA-M-370 | Solar Panels |  | 0.37 | 25 | 206 | 25 |  | Fixed | Roof
Solar Registration Program | NJSRRE1542498352 | Jersey City | 7307 | 8 | 14.06 | Residential | No | Behind the Meter | Ampericon | PSE&G | Accepted | 2019-10-02 | 2019-10-08 | 2020-10-08 | Silfab | SLA-M-370 | Solar Panels |  | 0.37 | 13 | 26 | 25 |  | Fixed | Roof
Solar Registration Program | NJSRRE1542498352 | Jersey City | 7307 | 8 | 14.06 | Residential | No | Behind the Meter | Ampericon | PSE&G | Accepted | 2019-10-02 | 2019-10-08 | 2020-10-08 | EnPhase | IQ7 | Inverters | 250 |  | 38 |  |  | 0.965 |  | Outside | Roof
Solar Registration Program | NJSRRE1543446652 | milford | 8848 | 4 | 14.06 | Residential | No | Behind the Meter | SunPower Capital LLC | JCP&L | Accepted | 2019-11-26 | 2019-12-02 | 2020-12-02 | sunpower | e20-327-e-ac | Solar Panels |  | 0.327 | 34 | 208 | 14 |  | Fixed | Roof
Solar Registration Program | NJSRRE1543446652 | milford | 8848 | 4 | 14.06 | Residential | No | Behind the Meter | SunPower Capital LLC | JCP&L | Accepted | 2019-11-26 | 2019-12-02 | 2020-12-02 | sunpower | e20-327-e-ac | Solar Panels |  | 0.327 | 9 | 208 | 14 |  | Fixed | Roof
Solar Registration Program | NJSRRE1543446652 | milford | 8848 | 4 | 14.06 | Residential | No | Behind the Meter | SunPower Capital LLC | JCP&L | Accepted | 2019-11-26 | 2019-12-02 | 2020-12-02 | sunpower | e20-327-e-ac | Inverters | 0.32 |  | 43 |  |  | 0.96 |  | Outside | behind panels
Solar Registration Program | NJSRRE1543565148 | Willingboro Twp | 8046 | 13 | 14.06 | Residential | No | Behind the Meter | SunnyMac LLC | PSE&G | Accepted | 2019-12-18 | 2019-12-23 | 2020-12-23 | SunPower | SPR-E20327 | Solar Panels |  | 0.327 | 8 | 18 | 18 |  | Fixed | Roof
Solar Registration Program | NJSRRE1543565148 | Willingboro Twp | 8046 | 13 | 14.06 | Residential | No | Behind the Meter | SunnyMac LLC | PSE&G | Accepted | 2019-12-18 | 2019-12-23 | 2020-12-23 | SunPower | SPR-E20327 | Solar Panels |  | 0.327 | 35 | 198 | 18 |  | Fixed | Roof
Solar Registration Program | NJSRRE1543565148 | Willingboro Twp | 8046 | 13 | 14.06 | Residential | No | Behind the Meter | SunnyMac LLC | PSE&G | Accepted | 2019-12-18 | 2019-12-23 | 2020-12-23 | Enphase | IQ7XS-96-ACM-US | Inverters | 0.315 |  | 43 |  |  | 0.99 |  | Outdoor | roof
Solar Registration Program | NJSRRE1541731571 | Dumont | 7628 | 7 | 14.07 | Residential | Yes | Behind the Meter | Pro Custom Solar dba Momentum Solar | PSE&G | Accepted | 2019-08-02 | 2019-08-06 | 2020-08-06 | LG | LG 335-N1C-V5 | Solar Panels |  | 0.335 | 21 | 87 | 43 |  | Fixed | Roof
Solar Registration Program | NJSRRE1541731571 | Dumont | 7628 | 7 | 14.07 | Residential | Yes | Behind the Meter | Pro Custom Solar dba Momentum Solar | PSE&G | Accepted | 2019-08-02 | 2019-08-06 | 2020-08-06 | LG | LG 335-N1C-V5 | Solar Panels |  | 0.335 | 14 | 267 | 44 |  | Fixed | Roof
Solar Registration Program | NJSRRE1541731571 | Dumont | 7628 | 7 | 14.07 | Residential | Yes | Behind the Meter | Pro Custom Solar dba Momentum Solar | PSE&G | Accepted | 2019-08-02 | 2019-08-06 | 2020-08-06 | LG | LG 335-N1C-V5 | Solar Panels |  | 0.335 | 7 | 177 | 15 |  | Fixed | Roof
Solar Registration Program | NJSRRE1541731571 | Dumont | 7628 | 7 | 14.07 | Residential | Yes | Behind the Meter | Pro Custom Solar dba Momentum Solar | PSE&G | Accepted | 2019-08-02 | 2019-08-06 | 2020-08-06 | ENPHASE | IQ7-60-2-US | Inverters | 250 |  | 42 |  |  | 0.97 |  | Outdoor | ROOF
Solar Registration Program | NJSRRE1541809461 | Cedar Knolls | 7927 | 3 | 14.07 | Residential | Yes | Behind the Meter | Pro Custom Solar dba Momentum Solar | JCP&L | Accepted | 2019-08-09 | 2019-08-23 | 2020-08-23 | LG ELECTRONICS | LG 335N1C-V | Solar Panels |  | 0.335 | 19 | 39 | 30 |  | Fixed | Roof
Solar Registration Program | NJSRRE1541809461 | Cedar Knolls | 7927 | 3 | 14.07 | Residential | Yes | Behind the Meter | Pro Custom Solar dba Momentum Solar | JCP&L | Accepted | 2019-08-09 | 2019-08-23 | 2020-08-23 | LG ELECTRONICS | LG 335N1C-V | Solar Panels |  | 0.335 | 4 | 128 | 10 |  | Fixed | Roof
Solar Registration Program | NJSRRE1541809461 | Cedar Knolls | 7927 | 3 | 14.07 | Residential | Yes | Behind the Meter | Pro Custom Solar dba Momentum Solar | JCP&L | Accepted | 2019-08-09 | 2019-08-23 | 2020-08-23 | LG ELECTRONICS | LG 335N1C-V | Solar Panels |  | 0.335 | 7 | 209 | 35 |  | Fixed | Roof
Solar Registration Program | NJSRRE1541809461 | Cedar Knolls | 7927 | 3 | 14.07 | Residential | Yes | Behind the Meter | Pro Custom Solar dba Momentum Solar | JCP&L | Accepted | 2019-08-09 | 2019-08-23 | 2020-08-23 | LG ELECTRONICS | LG 335N1C-V | Solar Panels |  | 0.335 | 6 | 119 | 18 |  | Fixed | Roof
Solar Registration Program | NJSRRE1541809461 | Cedar Knolls | 7927 | 3 | 14.07 | Residential | Yes | Behind the Meter | Pro Custom Solar dba Momentum Solar | JCP&L | Accepted | 2019-08-09 | 2019-08-23 | 2020-08-23 | LG ELECTRONICS | LG 335N1C-V | Solar Panels |  | 0.335 | 6 | 299 | 18 |  | Fixed | Roof
Solar Registration Program | NJSRRE1541809461 | Cedar Knolls | 7927 | 3 | 14.07 | Residential | Yes | Behind the Meter | Pro Custom Solar dba Momentum Solar | JCP&L | Accepted | 2019-08-09 | 2019-08-23 | 2020-08-23 | Enphase Energy | IQ7-60-2-US | Inverters | 250 |  | 42 |  |  | 0.97 |  | Outdoor | Roof
Solar Registration Program | NJSRRE1542395101 | Piscataway | 8854 | 11 | 14.07 | Residential | Yes | Behind the Meter | Pro Custom Solar dba Momentum Solar | PSE&G | Accepted | 2019-09-13 | 2019-09-17 | 2020-09-17 | Enphase Energy | IQ7-60-2-US | Solar Panels |  | 0.335 | 14 | 155 | 19 |  | Fixed | Roof
Solar Registration Program | NJSRRE1542395101 | Piscataway | 8854 | 11 | 14.07 | Residential | Yes | Behind the Meter | Pro Custom Solar dba Momentum Solar | PSE&G | Accepted | 2019-09-13 | 2019-09-17 | 2020-09-17 | LG ELECTRONICS | LG 335N1C-V5 | Solar Panels |  | 0.335 | 8 | 155 | 18 |  | Fixed | Roof
Solar Registration Program | NJSRRE1542395101 | Piscataway | 8854 | 11 | 14.07 | Residential | Yes | Behind the Meter | Pro Custom Solar dba Momentum Solar | PSE&G | Accepted | 2019-09-13 | 2019-09-17 | 2020-09-17 | LG ELECTRONICS | LG 335N1C-V5 | Solar Panels |  | 0.335 | 20 | 155 | 18 |  | Fixed | Roof
Solar Registration Program | NJSRRE1542395101 | Piscataway | 8854 | 11 | 14.07 | Residential | Yes | Behind the Meter | Pro Custom Solar dba Momentum Solar | PSE&G | Accepted | 2019-09-13 | 2019-09-17 | 2020-09-17 | Enphase Energy | IQ7-60-2-US | Inverters | 250 |  | 42 |  |  | 0.97 |  | Outdoor | Roof
Solar Registration Program | NJSRRE1542409653 | Galloway | 8205 | 19 | 14.07 | Residential | Yes | Behind the Meter | Pro Custom Solar dba Momentum Solar | AC Electric | Accepted | 2019-09-16 | 2019-09-19 | 2020-09-19 | LG ELECTRONICS | LG 335N1C-V5 | Solar Panels |  | 0.335 | 20 | 275 | 34 |  | Fixed | Roof
Solar Registration Program | NJSRRE1542409653 | Galloway | 8205 | 19 | 14.07 | Residential | Yes | Behind the Meter | Pro Custom Solar dba Momentum Solar | AC Electric | Accepted | 2019-09-16 | 2019-09-19 | 2020-09-19 | LG ELECTRONICS | LG 335N1C-V5 | Solar Panels |  | 0.335 | 22 | 95 | 34 |  | Fixed | Roof
Solar Registration Program | NJSRRE1542409653 | Galloway | 8205 | 19 | 14.07 | Residential | Yes | Behind the Meter | Pro Custom Solar dba Momentum Solar | AC Electric | Accepted | 2019-09-16 | 2019-09-19 | 2020-09-19 | Enphase Energy | IQ7-60-2-US | Inverters | 250 |  | 42 |  |  | 0.97 |  | Outdoor | Roof
Solar Registration Program | NJSRRE1542501365 | Middletown | 7748 | 17 | 14.07 | Residential | Yes | Behind the Meter | Bright Planet Solar | JCP&L | Accepted | 2019-10-03 | 2019-10-08 | 2020-10-08 | LG335N1C-A5 | LG335N1C-A5 | Solar Panels |  | 0.335 | 42 | 208 | 26 |  | Fixed | Roof
Solar Registration Program | NJSRRE1542501365 | Middletown | 7748 | 17 | 14.07 | Residential | Yes | Behind the Meter | Bright Planet Solar | JCP&L | Accepted | 2019-10-03 | 2019-10-08 | 2020-10-08 | SOLAR EDGE | SE11400H-USRGM | Inverters | 11400 |  | 1 |  |  | 0.98 |  | Outdoor | NEXT TO METER
Solar Registration Program | NJSRRE1542514963 | Bayville | 8721 | 18 | 14.07 | Residential | Yes | Behind the Meter | Pro Custom Solar dba Momentum Solar | JCP&L | Accepted | 2019-10-08 | 2019-10-10 | 2020-10-10 | LG ELECTRONICS | LG 335N1C-V5 | Solar Panels |  | 0.335 | 10 | 172 | 27 |  | Fixed | Roof
Solar Registration Program | NJSRRE1542514963 | Bayville | 8721 | 18 | 14.07 | Residential | Yes | Behind the Meter | Pro Custom Solar dba Momentum Solar | JCP&L | Accepted | 2019-10-08 | 2019-10-10 | 2020-10-10 | LG ELECTRONICS | LG 335N1C-V5 | Solar Panels |  | 0.335 | 32 | 262 | 26 |  | Fixed | Roof
Solar Registration Program | NJSRRE1542514963 | Bayville | 8721 | 18 | 14.07 | Residential | Yes | Behind the Meter | Pro Custom Solar dba Momentum Solar | JCP&L | Accepted | 2019-10-08 | 2019-10-10 | 2020-10-10 | Enphase Energy | IQ7-60-2-US | Inverters | 250 |  | 42 |  |  | 0.97 |  | Outdoor | Roof
Solar Registration Program | NJSRRE1543067830 | Flemington | 8822 | 4 | 14.07 | Residential | No | Behind the Meter | SunnyMac LLC | JCP&L | Accepted | 2019-11-12 | 2019-11-14 | 2020-11-14 | SunPower | SPR-X21-335 | Solar Panels |  | 0.335 | 10 | 166 | 34 |  | Fixed | Roof
Solar Registration Program | NJSRRE1543067830 | Flemington | 8822 | 4 | 14.07 | Residential | No | Behind the Meter | SunnyMac LLC | JCP&L | Accepted | 2019-11-12 | 2019-11-14 | 2020-11-14 | SunPower | SPR-X21-335 | Solar Panels |  | 0.335 | 32 | 166 | 34 |  | Fixed | Roof
Solar Registration Program | NJSRRE1543067830 | Flemington | 8822 | 4 | 14.07 | Residential | No | Behind the Meter | SunnyMac LLC | JCP&L | Accepted | 2019-11-12 | 2019-11-14 | 2020-11-14 | Enphase | IQ7XS-96-ACM-US | Inverters | 0.315 |  | 42 |  |  | 0.99 |  | Outdoor | roof
Solar Registration Program | NJSRRE1543417230 | Hightstown | 8520 | 12 | 14.07 | Residential | No | Behind the Meter | SunnyMac LLC | JCP&L | Accepted | 2019-11-18 | 2019-11-20 | 2020-11-20 | SunPower | SPR-X21-335 | Solar Panels |  | 0.335 | 32 | 3 | 23 |  | Fixed | Roof
Solar Registration Program | NJSRRE1543417230 | Hightstown | 8520 | 12 | 14.07 | Residential | No | Behind the Meter | SunnyMac LLC | JCP&L | Accepted | 2019-11-18 | 2019-11-20 | 2020-11-20 | SunPower | SPR-X21-335 | Solar Panels |  | 0.335 | 10 | 183 | 23 |  | Fixed | Roof
Solar Registration Program | NJSRRE1543417230 | Hightstown | 8520 | 12 | 14.07 | Residential | No | Behind the Meter | SunnyMac LLC | JCP&L | Accepted | 2019-11-18 | 2019-11-20 | 2020-11-20 | Enphase | IQ7XS-96-ACM-US | Inverters | 0.315 |  | 42 |  |  | 0.99 |  | Outdoor | roof
Solar Registration Program | NJSRRE1543474604 | BELLE MEAD | 8502 | 5 | 14.07 | Residential | No | Behind the Meter | Infinity Solar Systems | PSE&G | Accepted | 2019-12-03 | 2019-12-05 | 2020-12-05 | LG | LG335N1K-V5 | Solar Panels |  | 0.335 | 30 | 118 | 30 |  | Fixed | Roof
Solar Registration Program | NJSRRE1543474604 | BELLE MEAD | 8502 | 5 | 14.07 | Residential | No | Behind the Meter | Infinity Solar Systems | PSE&G | Accepted | 2019-12-03 | 2019-12-05 | 2020-12-05 | LG | LG335N1K-V5 | Solar Panels |  | 0.335 | 12 | 118 | 30 |  | Fixed | Roof
Solar Registration Program | NJSRRE1543474604 | BELLE MEAD | 8502 | 5 | 14.07 | Residential | No | Behind the Meter | Infinity Solar Systems | PSE&G | Accepted | 2019-12-03 | 2019-12-05 | 2020-12-05 | ENPHASE | IQ7-60-X-US | Inverters | 240 |  | 42 |  |  | 0.97 |  | Outside | MICROINVERTERS
Solar Registration Program | NJSRRE1543565219 | Toms River | 8755 | 18 | 14.07 | Residential | No | Behind the Meter | Green Power Energy | JCP&L | Accepted | 2019-12-18 | 2019-12-23 | 2020-12-23 | Hanwha | Q.PEAK DUO BLK-G6 335 | Solar Panels |  | 0.335 | 14 | 156 | 23 |  | Fixed | Roof
Solar Registration Program | NJSRRE1543565219 | Toms River | 8755 | 18 | 14.07 | Residential | No | Behind the Meter | Green Power Energy | JCP&L | Accepted | 2019-12-18 | 2019-12-23 | 2020-12-23 | Hanwha | Q.PEAK DUO BLK-G6 335 | Solar Panels |  | 0.335 | 28 | 247 | 23 |  | Fixed | Roof
Solar Registration Program | NJSRRE1543565219 | Toms River | 8755 | 18 | 14.07 | Residential | No | Behind the Meter | Green Power Energy | JCP&L | Accepted | 2019-12-18 | 2019-12-23 | 2020-12-23 | SolarEdge | SE11400H-US | Inverters | 11400 |  | 1 |  |  | 0.97 |  | Outside | Next to meter
Solar Registration Program | NJSRRE1541809421 | Vineland | 8360 | 20 | 14.08 | Residential | No | Behind the Meter | Castle Energy, LLC | Vineland Muni Electric | Accepted | 2019-08-09 | 2019-08-23 | 2020-08-23 | LG Electronics | LG320E1K-A5 | Solar Panels |  | 0.32 | 34 | 183 | 24 |  | Fixed | Roof
Solar Registration Program | NJSRRE1541809421 | Vineland | 8360 | 20 | 14.08 | Residential | No | Behind the Meter | Castle Energy, LLC | Vineland Muni Electric | Accepted | 2019-08-09 | 2019-08-23 | 2020-08-23 | LG Electronics | LG320E1K-A5 | Solar Panels |  | 0.32 | 10 | 3 | 24 |  | Fixed | Roof
Solar Registration Program | NJSRRE1541809421 | Vineland | 8360 | 20 | 14.08 | Residential | No | Behind the Meter | Castle Energy, LLC | Vineland Muni Electric | Accepted | 2019-08-09 | 2019-08-23 | 2020-08-23 | Enphase Energy | IQ7-60-2-US | Inverters | 240 |  | 44 |  |  | 0.967 |  | Outside | on the rooftop under each solar panel
Solar Registration Program | NJSRRE1542329424 | Randolph | 7869 | 3 | 14.08 | Residential | No | Behind the Meter | Green Power Energy | JCP&L | Accepted | 2019-09-06 | 2019-09-10 | 2020-09-10 | Panasonic | VBHN320KA03 | Solar Panels |  | 0.32 | 10 | 244 | 23 |  | Fixed | Roof
Solar Registration Program | NJSRRE1542329424 | Randolph | 7869 | 3 | 14.08 | Residential | No | Behind the Meter | Green Power Energy | JCP&L | Accepted | 2019-09-06 | 2019-09-10 | 2020-09-10 | Panasonic | VBHN320KA03 | Solar Panels |  | 0.32 | 34 | 247 | 23 |  | Fixed | Roof
Solar Registration Program | NJSRRE1542329424 | Randolph | 7869 | 3 | 14.08 | Residential | No | Behind the Meter | Green Power Energy | JCP&L | Accepted | 2019-09-06 | 2019-09-10 | 2020-09-10 | Solar Edge | SE11400H-US | Inverters | 11400 |  | 1 |  |  | 0.97 |  | Outside | next to meter
Solar Registration Program | NJSRRE1542512822 | Hillsborough | 8844 | 5 | 14.08 | Residential | No | Behind the Meter | Sundial Solar Innovations | PSE&G | Final As-Built Received | 2019-10-07 | 2019-10-09 | 2020-10-09 | Hanwha | Qcell 320w | Solar Panels |  | 0.32 | 44 | 110 | 20 |  | Fixed | Roof
Solar Registration Program | NJSRRE1542512822 | Hillsborough | 8844 | 5 | 14.08 | Residential | No | Behind the Meter | Sundial Solar Innovations | PSE&G | Final As-Built Received | 2019-10-07 | 2019-10-09 | 2020-10-09 | Enphase | iq7+ | Inverters | 290 |  | 44 |  |  | 0.97 |  | Outdoor | roof
Solar Registration Program | NJSRRE1542512822 | Hillsborough | 8844 | 5 | 14.08 | Residential | No | Behind the Meter | Sundial Solar Innovations | PSE&G | Final As-Built Received | 2019-10-07 | 2019-10-09 | 2020-10-09 | Enphase | EnvoyS | Meters |  |  | 1 |  |  |  | Yes | Outdoor
Solar Registration Program | NJSRRE1543058624 | Toms River | 8755 | 18 | 14.08 | Residential | No | Behind the Meter | Solar Spectrum LLC | JCP&L | Accepted | 2019-11-08 | 2019-11-13 | 2020-11-13 | LG Electronics | LG320N1K-A5 | Solar Panels |  | 0.32 | 24 | 102 | 19 |  | Fixed | Roof
Solar Registration Program | NJSRRE1543058624 | Toms River | 8755 | 18 | 14.08 | Residential | No | Behind the Meter | Solar Spectrum LLC | JCP&L | Accepted | 2019-11-08 | 2019-11-13 | 2020-11-13 | LG Electronics | LG320N1K-A5 | Solar Panels |  | 0.32 | 7 | 192 | 19 |  | Fixed | Roof
Solar Registration Program | NJSRRE1543058624 | Toms River | 8755 | 18 | 14.08 | Residential | No | Behind the Meter | Solar Spectrum LLC | JCP&L | Accepted | 2019-11-08 | 2019-11-13 | 2020-11-13 | LG Electronics | LG320N1K-A5 | Solar Panels |  | 0.32 | 13 | 282 | 19 |  | Fixed | Roof
Solar Registration Program | NJSRRE1543058624 | Toms River | 8755 | 18 | 14.08 | Residential | No | Behind the Meter | Solar Spectrum LLC | JCP&L | Accepted | 2019-11-08 | 2019-11-13 | 2020-11-13 | SolarEdge Tech. | SE3000H-US | Inverters | 12.5 |  | 1 |  |  | 0.99 |  | Outdoor | near meter
Solar Registration Program | NJSRRE1543058624 | Toms River | 8755 | 18 | 14.08 | Residential | No | Behind the Meter | Solar Spectrum LLC | JCP&L | Accepted | 2019-11-08 | 2019-11-13 | 2020-11-13 | SolarEdge Tech. | SE7600A-USS | Inverters | 32 |  | 1 |  |  | 0.99 |  | Outside | near meter
Solar Registration Program | NJSRRE1543474327 | Mannington | 8079 | 16 | 14.08 | Residential | No | Behind the Meter | EMT Renewables | AC Electric | Accepted | 2019-12-03 | 2019-12-05 | 2020-12-05 | Jinko | 320 BLK | Solar Panels |  | 0.32 | 44 | 130 | 18 |  | Fixed | Roof
Solar Registration Program | NJSRRE1543474327 | Mannington | 8079 | 16 | 14.08 | Residential | No | Behind the Meter | EMT Renewables | AC Electric | Accepted | 2019-12-03 | 2019-12-05 | 2020-12-05 | SolarEdge | SE11400H-US | Inverters | 11400 |  | 1 |  |  | 0.95 |  | Outside | next to meter
Solar Registration Program | NJSRRE1543552982 | Waterford Works | 8089 | 14 | 14.08 | Residential | Yes | Behind the Meter | Vision Solar LLC | AC Electric | Accepted | 2019-12-16 | 2019-12-19 | 2020-12-19 | sunpower | e20-327-e-ac | Solar Panels |  | 0.32 | 22 | 180 | 30 |  | Fixed | Roof
Solar Registration Program | NJSRRE1543552982 | Waterford Works | 8089 | 14 | 14.08 | Residential | Yes | Behind the Meter | Vision Solar LLC | AC Electric | Accepted | 2019-12-16 | 2019-12-19 | 2020-12-19 | sunpower | e20-327-e-ac | Solar Panels |  | 0.32 | 22 | 180 | 30 |  | Fixed | Roof
Solar Registration Program | NJSRRE1543552982 | Waterford Works | 8089 | 14 | 14.08 | Residential | Yes | Behind the Meter | Vision Solar LLC | AC Electric | Accepted | 2019-12-16 | 2019-12-19 | 2020-12-19 | Sunpower | e20-327-e-ac | Inverters | 0.32 |  | 43 |  |  | 0.96 |  | Other | behind panels
Solar Registration Program | NJSRRE1540816044 | Egg Harbor Township | 8234 | 19 | 14.1 | Residential | Yes | Behind the Meter | Acos Energy, LLC | AC Electric | Accepted | 2019-04-03 | 2019-04-04 | 2020-04-04 | Trina | TSM DD05A.05II 300W | Solar Panels |  | 0.3 | 21 | 113 | 37 |  | Fixed | Roof
Solar Registration Program | NJSRRE1540816044 | Egg Harbor Township | 8234 | 19 | 14.1 | Residential | Yes | Behind the Meter | Acos Energy, LLC | AC Electric | Accepted | 2019-04-03 | 2019-04-04 | 2020-04-04 | Trina | TSM DD05A.05II 300W | Solar Panels |  | 0.3 | 21 | 113 | 37 |  | Fixed | Roof
Solar Registration Program | NJSRRE1540816044 | Egg Harbor Township | 8234 | 19 | 14.1 | Residential | Yes | Behind the Meter | Acos Energy, LLC | AC Electric | Accepted | 2019-04-03 | 2019-04-04 | 2020-04-04 | Trina | TSM DD05A.05II 300W | Solar Panels |  | 0.3 | 5 | 203 | 37 |  | Fixed | Roof
Solar Registration Program | NJSRRE1540816044 | Egg Harbor Township | 8234 | 19 | 14.1 | Residential | Yes | Behind the Meter | Acos Energy, LLC | AC Electric | Accepted | 2019-04-03 | 2019-04-04 | 2020-04-04 | Enphase | IQ7 | Inverters | 0.24 |  | 47 |  |  | 0.97 |  | Outside | Roof
Solar Registration Program | NJSRRE1541680567 | Lakewood | 8701 | 18 | 14.1 | Residential | Yes | Behind the Meter | Powerlutions | JCP&L | Accepted | 2019-07-18 | 2019-07-22 | 2020-07-22 | Trina | TSM-300 DD05A | Solar Panels |  | 0.3 | 5 | 97 | 22 |  | Fixed | Roof
Solar Registration Program | NJSRRE1541680567 | Lakewood | 8701 | 18 | 14.1 | Residential | Yes | Behind the Meter | Powerlutions | JCP&L | Accepted | 2019-07-18 | 2019-07-22 | 2020-07-22 | Trina | TSM-300 DD05A | Solar Panels |  | 0.3 | 42 | 197 | 17 |  | Fixed | Roof
Solar Registration Program | NJSRRE1541680567 | Lakewood | 8701 | 18 | 14.1 | Residential | Yes | Behind the Meter | Powerlutions | JCP&L | Accepted | 2019-07-18 | 2019-07-22 | 2020-07-22 | Enphase | IQ7-60-2-US | Inverters | 11.28 |  | 47 |  |  | 0.97 |  | Outdoor | Panel
Solar Registration Program | NJSRRE1541049963 | Spring Lake | 7762 | 17 | 14.15 | Residential | Yes | Behind the Meter | Samba Energy | JCP&L | Accepted | 2019-05-29 | 2019-06-03 | 2020-06-03 | SunPower | X21-345-C-AC | Solar Panels |  | 0.345 | 41 | 73 | 22 |  | Fixed | Roof
Solar Registration Program | NJSRRE1542443609 | Colts Neck | 7722 | 17 | 14.15 | Residential | Yes | Behind the Meter | Pro Custom Solar dba Momentum Solar | JCP&L | Accepted | 2019-09-26 | 2019-09-30 | 2020-09-30 | LG ELECTRONICS | LG 345N1C-V5 | Solar Panels |  | 0.345 | 16 | 170 | 37 |  | Fixed | Roof
Solar Registration Program | NJSRRE1542443609 | Colts Neck | 7722 | 17 | 14.15 | Residential | Yes | Behind the Meter | Pro Custom Solar dba Momentum Solar | JCP&L | Accepted | 2019-09-26 | 2019-09-30 | 2020-09-30 | LG ELECTRONICS | LG 345N1C-V5 | Solar Panels |  | 0.345 | 25 | 80 | 36 |  | Fixed | Roof
Solar Registration Program | NJSRRE1542443609 | Colts Neck | 7722 | 17 | 14.15 | Residential | Yes | Behind the Meter | Pro Custom Solar dba Momentum Solar | JCP&L | Accepted | 2019-09-26 | 2019-09-30 | 2020-09-30 | Enphase Energy | IQ7-60-2-US | Inverters | 250 |  | 41 |  |  | 0.97 |  | Outdoor | Roof
Solar Registration Program | NJSRRE1543465433 | Carteret | 7008 | 11 | 14.15 | Residential | Yes | Behind the Meter | Pro Custom Solar dba Momentum Solar | PSE&G | Accepted | 2019-12-02 | 2019-12-05 | 2020-12-05 | LG Electronics | LG 345N1C-V5 | Solar Panels |  | 0.345 | 33 | 96 | 22 |  | Fixed | Roof
Solar Registration Program | NJSRRE1543465433 | Carteret | 7008 | 11 | 14.15 | Residential | Yes | Behind the Meter | Pro Custom Solar dba Momentum Solar | PSE&G | Accepted | 2019-12-02 | 2019-12-05 | 2020-12-05 | LG Electronics | LG 345N1C-V5 | Solar Panels |  | 0.345 | 8 | 276 | 22 |  | Fixed | Roof
Solar Registration Program | NJSRRE1543465433 | Carteret | 7008 | 11 | 14.15 | Residential | Yes | Behind the Meter | Pro Custom Solar dba Momentum Solar | PSE&G | Accepted | 2019-12-02 | 2019-12-05 | 2020-12-05 | Enphase Energy | IQ7PLUS-72-2-US | Inverters | 295 |  | 41 |  |  | 0.97 |  | Outdoor | Roof
Solar Registration Program | NJSRRE1543571043 | Old Bridge Township | 8857 | 11 | 14.15 | Residential | Yes | Behind the Meter | Sunrun Installation Services, Inc. | JCP&L | Accepted | 2019-12-19 | 2019-12-26 | 2020-12-26 | LG Electronics | LG345N1C-V5 | Solar Panels |  | 0.345 | 20 | 98 | 24 |  | Fixed | Roof
Solar Registration Program | NJSRRE1543571043 | Old Bridge Township | 8857 | 11 | 14.15 | Residential | Yes | Behind the Meter | Sunrun Installation Services, Inc. | JCP&L | Accepted | 2019-12-19 | 2019-12-26 | 2020-12-26 | LG Electronics | LG345N1C-V5 | Solar Panels |  | 0.345 | 21 | 98 | 24 |  | Fixed | Roof
Solar Registration Program | NJSRRE1543571043 | Old Bridge Township | 8857 | 11 | 14.15 | Residential | Yes | Behind the Meter | Sunrun Installation Services, Inc. | JCP&L | Accepted | 2019-12-19 | 2019-12-26 | 2020-12-26 | Delta Electronics | M6-TL-US | Inverters | 5760 |  | 2 |  |  | 0.96 |  | Outdoor | Next To Meter
Solar Registration Program | NJSRRE1540262815 | Wildwood Crest | 8260 | 21 | 14.18 | Residential | Yes | Behind the Meter | Suntuity Solar LLC | AC Electric | Extension Requested | 2019-01-21 | 2019-01-23 | 2020-01-23 | Hanwha Solar | Q-Cells 315 Mono | Solar Panels |  | 0.315 | 45 | 226 | 2 |  | Fixed | Roof
Solar Registration Program | NJSRRE1540262815 | Wildwood Crest | 8260 | 21 | 14.18 | Residential | Yes | Behind the Meter | Suntuity Solar LLC | AC Electric | Extension Requested | 2019-01-21 | 2019-01-23 | 2020-01-23 | SolarEdge | SE11400H-US | Inverters | 11400 |  | 1 |  |  | 0.99 |  | Outdoor | Besides the meter
Solar Registration Program | NJSRRE1540393297 | Vineland | 8360 | 20 | 14.18 | Residential | Yes | Behind the Meter | Suntuity Solar LLC | Vineland Muni Electric | Accepted | 2019-02-25 | 2019-02-26 | 2020-02-26 | Hanwha Solar | Q-Cells 315 Mono | Solar Panels |  | 0.315 | 20 | 3 | 23 |  | Fixed | Roof
Solar Registration Program | NJSRRE1540393297 | Vineland | 8360 | 20 | 14.18 | Residential | Yes | Behind the Meter | Suntuity Solar LLC | Vineland Muni Electric | Accepted | 2019-02-25 | 2019-02-26 | 2020-02-26 | Hanwha Solar | Q-Cells 315 Mono | Solar Panels |  | 0.315 | 25 | 183 | 23 |  | Fixed | Roof
Solar Registration Program | NJSRRE1540393297 | Vineland | 8360 | 20 | 14.18 | Residential | Yes | Behind the Meter | Suntuity Solar LLC | Vineland Muni Electric | Accepted | 2019-02-25 | 2019-02-26 | 2020-02-26 | SolarEdge | SE11400H-US | Inverters | 11400 |  | 1 |  |  | 0.99 |  | Outdoor | Besides the meter
Solar Registration Program | NJSRRE1540459372 | Kendall Park | 8824 | 11 | 14.18 | Residential | Yes | Behind the Meter | Vivint Solar Developer, LLC | PSE&G | Accepted | 2019-03-07 | 2019-03-08 | 2020-03-08 | Hanwha Solar | Q.PEAK DUO BLK-G5 315 | Solar Panels |  | 0.315 | 45 | 264 | 13 |  | Fixed | Roof
Solar Registration Program | NJSRRE1540459372 | Kendall Park | 8824 | 11 | 14.18 | Residential | Yes | Behind the Meter | Vivint Solar Developer, LLC | PSE&G | Accepted | 2019-03-07 | 2019-03-08 | 2020-03-08 | Solar Edge | SE10000H-US | Inverters | 10000 |  | 1 |  |  | 0.992 |  | Outdoor | Near the Utility Meter
Solar Registration Program | NJSRRE1540894603 | PITTSTOWN | 8867 | 4 | 14.18 | Residential | Yes | Behind the Meter | Vivint Solar Developer, LLC | JCP&L | Accepted | 2019-04-26 | 2019-04-29 | 2020-04-29 | Hanwha Solar | Q.PEAK DUO BLK-G5 315 | Solar Panels |  | 0.315 | 9 | 8 | 36 |  | Fixed | Roof
Solar Registration Program | NJSRRE1540894603 | PITTSTOWN | 8867 | 4 | 14.18 | Residential | Yes | Behind the Meter | Vivint Solar Developer, LLC | JCP&L | Accepted | 2019-04-26 | 2019-04-29 | 2020-04-29 | Hanwha Solar | Q.PEAK DUO BLK-G5 315 | Solar Panels |  | 0.315 | 5 | 278 | 35 |  | Fixed | Roof
Solar Registration Program | NJSRRE1540894603 | PITTSTOWN | 8867 | 4 | 14.18 | Residential | Yes | Behind the Meter | Vivint Solar Developer, LLC | JCP&L | Accepted | 2019-04-26 | 2019-04-29 | 2020-04-29 | Hanwha Solar | Q.PEAK DUO BLK-G5 315 | Solar Panels |  | 0.315 | 10 | 278 | 36 |  | Fixed | Roof
Solar Registration Program | NJSRRE1540894603 | PITTSTOWN | 8867 | 4 | 14.18 | Residential | Yes | Behind the Meter | Vivint Solar Developer, LLC | JCP&L | Accepted | 2019-04-26 | 2019-04-29 | 2020-04-29 | Hanwha Solar | Q.PEAK DUO BLK-G5 315 | Solar Panels |  | 0.315 | 18 | 8 | 35 |  | Fixed | Roof
Solar Registration Program | NJSRRE1540894603 | PITTSTOWN | 8867 | 4 | 14.18 | Residential | Yes | Behind the Meter | Vivint Solar Developer, LLC | JCP&L | Accepted | 2019-04-26 | 2019-04-29 | 2020-04-29 | Hanwha Solar | Q.PEAK DUO BLK-G5 315 | Solar Panels |  | 0.315 | 3 | 98 | 35 |  | Fixed | Roof
Solar Registration Program | NJSRRE1540894603 | PITTSTOWN | 8867 | 4 | 14.18 | Residential | Yes | Behind the Meter | Vivint Solar Developer, LLC | JCP&L | Accepted | 2019-04-26 | 2019-04-29 | 2020-04-29 | Solar Edge | SE10000H-US | Inverters | 10000 |  | 1 |  |  | 0.992 |  | Outdoor | Near the Utility Meter
Solar Registration Program | NJSRRE1541494930 | RINGOES | 8551 | 4 | 14.18 | Residential | Yes | Behind the Meter | Pro Custom Solar dba Momentum Solar | JCP&L | Accepted | 2019-06-26 | 2019-06-28 | 2020-06-28 | HANWHA | Q.PEAK DUO BLK-G5 315 | Solar Panels |  | 0.315 | 45 | 180 | 20 |  | Fixed | Roof
Solar Registration Program | NJSRRE1541494930 | RINGOES | 8551 | 4 | 14.18 | Residential | Yes | Behind the Meter | Pro Custom Solar dba Momentum Solar | JCP&L | Accepted | 2019-06-26 | 2019-06-28 | 2020-06-28 | ENPHASE | IQ7-60-2-US | Inverters | 250 |  | 45 |  |  | 0.97 |  | Outdoor | ROOF
Solar Registration Program | NJSRRE1541506024 | PORT MONMOUTH | 7758 | 17 | 14.18 | Residential | Yes | Behind the Meter | Vivint Solar Developer, LLC | JCP&L | Accepted | 2019-07-01 | 2019-07-02 | 2020-07-02 | Hanwha Solar | Q.PEAK BLK-G5 315 | Solar Panels |  | 0.315 | 8 | 244 | 30 |  | Fixed | Roof
Solar Registration Program | NJSRRE1541506024 | PORT MONMOUTH | 7758 | 17 | 14.18 | Residential | Yes | Behind the Meter | Vivint Solar Developer, LLC | JCP&L | Accepted | 2019-07-01 | 2019-07-02 | 2020-07-02 | Hanwha Solar | Q.PEAK BLK-G5 315 | Solar Panels |  | 0.315 | 5 | 334 | 30 |  | Fixed | Roof
Solar Registration Program | NJSRRE1541506024 | PORT MONMOUTH | 7758 | 17 | 14.18 | Residential | Yes | Behind the Meter | Vivint Solar Developer, LLC | JCP&L | Accepted | 2019-07-01 | 2019-07-02 | 2020-07-02 | Hanwha Solar | Q.PEAK BLK-G5 315 | Solar Panels |  | 0.315 | 6 | 154 | 30 |  | Fixed | Roof
Solar Registration Program | NJSRRE1541506024 | PORT MONMOUTH | 7758 | 17 | 14.18 | Residential | Yes | Behind the Meter | Vivint Solar Developer, LLC | JCP&L | Accepted | 2019-07-01 | 2019-07-02 | 2020-07-02 | Hanwha Solar | Q.PEAK BLK-G5 315 | Solar Panels |  | 0.315 | 17 | 64 | 30 |  | Fixed | Roof
Solar Registration Program | NJSRRE1541506024 | PORT MONMOUTH | 7758 | 17 | 14.18 | Residential | Yes | Behind the Meter | Vivint Solar Developer, LLC | JCP&L | Accepted | 2019-07-01 | 2019-07-02 | 2020-07-02 | Hanwha Solar | Q.PEAK BLK-G5 315 | Solar Panels |  | 0.315 | 5 | 154 | 30 |  | Fixed | Roof
Solar Registration Program | NJSRRE1541506024 | PORT MONMOUTH | 7758 | 17 | 14.18 | Residential | Yes | Behind the Meter | Vivint Solar Developer, LLC | JCP&L | Accepted | 2019-07-01 | 2019-07-02 | 2020-07-02 | Hanwha Solar | Q.PEAK BLK-G5 315 | Solar Panels |  | 0.315 | 4 | 334 | 30 |  | Fixed | Roof
Solar Registration Program | NJSRRE1541506024 | PORT MONMOUTH | 7758 | 17 | 14.18 | Residential | Yes | Behind the Meter | Vivint Solar Developer, LLC | JCP&L | Accepted | 2019-07-01 | 2019-07-02 | 2020-07-02 | SolarEdge | SE10000H-US | Inverters | 10000 |  | 1 |  |  | 0.992 |  | Outdoor | Near The Utility Meter
Solar Registration Program | NJSRRE1541702941 | Holmdel | 7733 | 17 | 14.18 | Residential | No | Behind the Meter | Pro Custom Solar dba Momentum Solar | JCP&L | Accepted | 2019-07-25 | 2019-07-30 | 2020-07-30 | HANWHA | Q.PEAK DUO BLK-G5 315 | Solar Panels |  | 0.315 | 10 | 167 | 44 |  | Fixed | Roof
Solar Registration Program | NJSRRE1541702941 | Holmdel | 7733 | 17 | 14.18 | Residential | No | Behind the Meter | Pro Custom Solar dba Momentum Solar | JCP&L | Accepted | 2019-07-25 | 2019-07-30 | 2020-07-30 | HANWHA | Q.PEAK DUO BLK-G5 315 | Solar Panels |  | 0.315 | 8 | 167 | 39 |  | Fixed | Roof
Solar Registration Program | NJSRRE1541702941 | Holmdel | 7733 | 17 | 14.18 | Residential | No | Behind the Meter | Pro Custom Solar dba Momentum Solar | JCP&L | Accepted | 2019-07-25 | 2019-07-30 | 2020-07-30 | HANWHA | Q.PEAK DUO BLK-G5 315 | Solar Panels |  | 0.315 | 12 | 167 | 44 |  | Fixed | Roof
Solar Registration Program | NJSRRE1541702941 | Holmdel | 7733 | 17 | 14.18 | Residential | No | Behind the Meter | Pro Custom Solar dba Momentum Solar | JCP&L | Accepted | 2019-07-25 | 2019-07-30 | 2020-07-30 | HANWHA | Q.PEAK DUO BLK-G5 315 | Solar Panels |  | 0.315 | 15 | 257 | 27 |  | Fixed | Roof
Solar Registration Program | NJSRRE1541702941 | Holmdel | 7733 | 17 | 14.18 | Residential | No | Behind the Meter | Pro Custom Solar dba Momentum Solar | JCP&L | Accepted | 2019-07-25 | 2019-07-30 | 2020-07-30 | ENPHASE ENERGY | IQ7-60-2-US | Inverters | 250 |  | 45 |  |  | 0.97 |  | Outdoor | Roof
Solar Registration Program | NJSRRE1541722844 | South Amboy | 8879 | 11 | 14.18 | Residential | Yes | Behind the Meter | Trinity Solar | JCP&L | Accepted | 2019-07-31 | 2019-08-05 | 2020-08-05 | Hanwha | Q.PEAK DUO BLK-G5 315 | Solar Panels |  | 0.315 | 25 | 236 | 27 |  | Fixed | Roof
Solar Registration Program | NJSRRE1541722844 | South Amboy | 8879 | 11 | 14.18 | Residential | Yes | Behind the Meter | Trinity Solar | JCP&L | Accepted | 2019-07-31 | 2019-08-05 | 2020-08-05 | Hanwha | Q.PEAK DUO BLK-G5 315 | Solar Panels |  | 0.315 | 20 | 56 | 34 |  | Fixed | Roof
Solar Registration Program | NJSRRE1541722844 | South Amboy | 8879 | 11 | 14.18 | Residential | Yes | Behind the Meter | Trinity Solar | JCP&L | Accepted | 2019-07-31 | 2019-08-05 | 2020-08-05 | Solar Edge | SE11400 | Inverters | 11400 |  | 1 |  |  | 0.97 |  | Outside | side of home
Solar Registration Program | NJSRRE1541989833 | PLEASANTVILLE | 8232 | 19 | 14.18 | Residential | Yes | Behind the Meter | Vivint Solar Developer, LLC | AC Electric | Accepted | 2019-09-03 | 2019-09-05 | 2020-09-05 | HANWHA | Q.PEAK BLK-G5 315w | Solar Panels |  | 0.315 | 28 | 240 | 23 |  | Fixed | Roof
Solar Registration Program | NJSRRE1541989833 | PLEASANTVILLE | 8232 | 19 | 14.18 | Residential | Yes | Behind the Meter | Vivint Solar Developer, LLC | AC Electric | Accepted | 2019-09-03 | 2019-09-05 | 2020-09-05 | HANWHA | Q.PEAK BLK-G5 315w | Solar Panels |  | 0.315 | 17 | 60 | 23 |  | Fixed | Roof
Solar Registration Program | NJSRRE1541989833 | PLEASANTVILLE | 8232 | 19 | 14.18 | Residential | Yes | Behind the Meter | Vivint Solar Developer, LLC | AC Electric | Accepted | 2019-09-03 | 2019-09-05 | 2020-09-05 | SolarEdge | SE10000H-US | Inverters | 10000 |  | 1 |  |  | 0.992 |  | Outdoor | Near the Utility Meter
Solar Registration Program | NJSRRE1542394993 | Deptford | 8096 | 15 | 14.18 | Residential | Yes | Behind the Meter | Trinity Solar | PSE&G | Accepted | 2019-09-13 | 2019-09-17 | 2020-09-17 | Hanwha 315 | Q.PEAK DUO BLK-G5 315 | Solar Panels |  | 0.315 | 18 | 152 | 14 |  | Fixed | Roof
Solar Registration Program | NJSRRE1542394993 | Deptford | 8096 | 15 | 14.18 | Residential | Yes | Behind the Meter | Trinity Solar | PSE&G | Accepted | 2019-09-13 | 2019-09-17 | 2020-09-17 | Hanwha 315 | Q.PEAK DUO BLK-G5 315 | Solar Panels |  | 0.315 | 11 | 152 | 23 |  | Fixed | Roof
Solar Registration Program | NJSRRE1542394993 | Deptford | 8096 | 15 | 14.18 | Residential | Yes | Behind the Meter | Trinity Solar | PSE&G | Accepted | 2019-09-13 | 2019-09-17 | 2020-09-17 | Hanwha 315 | Q.PEAK DUO BLK-G5 315 | Solar Panels |  | 0.315 | 8 | 152 | 14 |  | Fixed | Roof
Solar Registration Program | NJSRRE1542394993 | Deptford | 8096 | 15 | 14.18 | Residential | Yes | Behind the Meter | Trinity Solar | PSE&G | Accepted | 2019-09-13 | 2019-09-17 | 2020-09-17 | Hanwha 315 | Q.PEAK DUO BLK-G5 315 | Solar Panels |  | 0.315 | 8 | 152 | 14 |  | Fixed | Roof
Solar Registration Program | NJSRRE1542394993 | Deptford | 8096 | 15 | 14.18 | Residential | Yes | Behind the Meter | Trinity Solar | PSE&G | Accepted | 2019-09-13 | 2019-09-17 | 2020-09-17 | Solar Edge | SE11400 | Inverters | 11400 |  | 1 |  |  | 0.97 |  | Outside | Side of home
Solar Registration Program | NJSRRE1542408987 | Sicklerville | 8081 | 14 | 14.18 | Residential | Yes | Behind the Meter | Trinity Solar | AC Electric | Accepted | 2019-09-16 | 2019-09-18 | 2020-09-18 | Hanwha | Q.PEAK DUO BLK-G5 315 | Solar Panels |  | 0.315 | 41 | 253 | 23 |  | Fixed | Roof
Solar Registration Program | NJSRRE1542408987 | Sicklerville | 8081 | 14 | 14.18 | Residential | Yes | Behind the Meter | Trinity Solar | AC Electric | Accepted | 2019-09-16 | 2019-09-18 | 2020-09-18 | Hanwha | Q.PEAK DUO BLK-G5 315 | Solar Panels |  | 0.315 | 4 | 163 | 25 |  | Fixed | Roof
Solar Registration Program | NJSRRE1542408987 | Sicklerville | 8081 | 14 | 14.18 | Residential | Yes | Behind the Meter | Trinity Solar | AC Electric | Accepted | 2019-09-16 | 2019-09-18 | 2020-09-18 | Solar Edge | SE11400 | Inverters | 11400 |  | 1 |  |  | 0.97 |  | Outside | side of home
Solar Registration Program | NJSRRE1542424437 | Lacey Township | 8734 | 18 | 14.18 | Residential | Yes | Behind the Meter | Suntuity Solar LLC | JCP&L | Accepted | 2019-09-20 | 2019-09-24 | 2020-09-24 | Yingli Green Energy | YL315D-30b | Solar Panels |  | 0.315 | 25 | 183 | 19 |  | Fixed | Roof
Solar Registration Program | NJSRRE1542424437 | Lacey Township | 8734 | 18 | 14.18 | Residential | Yes | Behind the Meter | Suntuity Solar LLC | JCP&L | Accepted | 2019-09-20 | 2019-09-24 | 2020-09-24 | Yingli Green Energy | YL315D-30b | Solar Panels |  | 0.315 | 8 | 183 | 14 |  | Fixed | Roof
Solar Registration Program | NJSRRE1542424437 | Lacey Township | 8734 | 18 | 14.18 | Residential | Yes | Behind the Meter | Suntuity Solar LLC | JCP&L | Accepted | 2019-09-20 | 2019-09-24 | 2020-09-24 | Yingli Green Energy | YL315D-30b | Solar Panels |  | 0.315 | 3 | 93 | 14 |  | Fixed | Roof
Solar Registration Program | NJSRRE1542424437 | Lacey Township | 8734 | 18 | 14.18 | Residential | Yes | Behind the Meter | Suntuity Solar LLC | JCP&L | Accepted | 2019-09-20 | 2019-09-24 | 2020-09-24 | Yingli Green Energy | YL315D-30b | Solar Panels |  | 0.315 | 5 | 93 | 17 |  | Fixed | Roof
Solar Registration Program | NJSRRE1542424437 | Lacey Township | 8734 | 18 | 14.18 | Residential | Yes | Behind the Meter | Suntuity Solar LLC | JCP&L | Accepted | 2019-09-20 | 2019-09-24 | 2020-09-24 | Yingli Green Energy | YL315D-30b | Solar Panels |  | 0.315 | 2 | 273 | 18 |  | Fixed | Roof
Solar Registration Program | NJSRRE1542424437 | Lacey Township | 8734 | 18 | 14.18 | Residential | Yes | Behind the Meter | Suntuity Solar LLC | JCP&L | Accepted | 2019-09-20 | 2019-09-24 | 2020-09-24 | Yingli Green Energy | YL315D-30b | Solar Panels |  | 0.315 | 2 | 93 | 18 |  | Fixed | Roof
Solar Registration Program | NJSRRE1542424437 | Lacey Township | 8734 | 18 | 14.18 | Residential | Yes | Behind the Meter | Suntuity Solar LLC | JCP&L | Accepted | 2019-09-20 | 2019-09-24 | 2020-09-24 | Enphase Energy | IQ7-60-2-US | Inverters | 240 |  | 45 |  |  | 0.97 |  | Outdoor | Behind the PV Modules
Solar Registration Program | NJSRRE1542441150 | PITTSGROVE | 8318 | 16 | 14.18 | Residential | Yes | Behind the Meter | Vivint Solar Developer, LLC | AC Electric | Accepted | 2019-09-25 | 2019-09-27 | 2020-09-27 | Hanwha | Q.PEAK BLK-G5 315 | Solar Panels |  | 0.315 | 10 | 109 | 44 |  | Fixed | Roof
Solar Registration Program | NJSRRE1542441150 | PITTSGROVE | 8318 | 16 | 14.18 | Residential | Yes | Behind the Meter | Vivint Solar Developer, LLC | AC Electric | Accepted | 2019-09-25 | 2019-09-27 | 2020-09-27 | Hanwha | Q.PEAK BLK-G5 315 | Solar Panels |  | 0.315 | 35 | 199 | 30 |  | Fixed | Roof
Solar Registration Program | NJSRRE1542441150 | PITTSGROVE | 8318 | 16 | 14.18 | Residential | Yes | Behind the Meter | Vivint Solar Developer, LLC | AC Electric | Accepted | 2019-09-25 | 2019-09-27 | 2020-09-27 | Solar Edge | SE10000H-US000BNC4 | Inverters | 10000 |  | 1 |  |  | 0.992 |  | Outdoor | Near the Utility Meter
Solar Registration Program | NJSRRE1542512430 | Somerdale | 8083 | 14 | 14.18 | Residential | Yes | Behind the Meter | Trinity Solar | PSE&G | Accepted | 2019-10-07 | 2019-10-09 | 2020-10-09 | Hanwha | Q.PEAK DUO BLK-G5 315 | Solar Panels |  | 0.315 | 18 | 184 | 23 |  | Fixed | Roof
Solar Registration Program | NJSRRE1542512430 | Somerdale | 8083 | 14 | 14.18 | Residential | Yes | Behind the Meter | Trinity Solar | PSE&G | Accepted | 2019-10-07 | 2019-10-09 | 2020-10-09 | Hanwha | Q.PEAK DUO BLK-G5 315 | Solar Panels |  | 0.315 | 27 | 23 | 4 |  | Fixed | Roof
Solar Registration Program | NJSRRE1542512430 | Somerdale | 8083 | 14 | 14.18 | Residential | Yes | Behind the Meter | Trinity Solar | PSE&G | Accepted | 2019-10-07 | 2019-10-09 | 2020-10-09 | Solar Edge | SE11400 | Inverters | 11400 |  | 1 |  |  | 0.97 |  | Outside | side of home
Solar Registration Program | NJSRRE1542582626 | Egg Harbor Township | 8234 | 19 | 14.18 | Residential | Yes | Behind the Meter | Vivint Solar Developer, LLC | AC Electric | Accepted | 2019-10-24 | 2019-10-28 | 2020-10-28 | HANWHA SOLAR | Q.PEAK BLK-G5 315 | Solar Panels |  | 0.315 | 10 | 102 | 28 |  | Fixed | Roof
Solar Registration Program | NJSRRE1542582626 | Egg Harbor Township | 8234 | 19 | 14.18 | Residential | Yes | Behind the Meter | Vivint Solar Developer, LLC | AC Electric | Accepted | 2019-10-24 | 2019-10-28 | 2020-10-28 | HANWHA SOLAR | Q.PEAK BLK-G5 315 | Solar Panels |  | 0.315 | 15 | 12 | 28 |  | Fixed | Roof
Solar Registration Program | NJSRRE1542582626 | Egg Harbor Township | 8234 | 19 | 14.18 | Residential | Yes | Behind the Meter | Vivint Solar Developer, LLC | AC Electric | Accepted | 2019-10-24 | 2019-10-28 | 2020-10-28 | HANWHA SOLAR | Q.PEAK BLK-G5 315 | Solar Panels |  | 0.315 | 2 | 282 | 31 |  | Fixed | Roof
Solar Registration Program | NJSRRE1542582626 | Egg Harbor Township | 8234 | 19 | 14.18 | Residential | Yes | Behind the Meter | Vivint Solar Developer, LLC | AC Electric | Accepted | 2019-10-24 | 2019-10-28 | 2020-10-28 | HANWHA SOLAR | Q.PEAK BLK-G5 315 | Solar Panels |  | 0.315 | 8 | 282 | 28 |  | Fixed | Roof
Solar Registration Program | NJSRRE1542582626 | Egg Harbor Township | 8234 | 19 | 14.18 | Residential | Yes | Behind the Meter | Vivint Solar Developer, LLC | AC Electric | Accepted | 2019-10-24 | 2019-10-28 | 2020-10-28 | HANWHA SOLAR | Q.PEAK BLK-G5 315 | Solar Panels |  | 0.315 | 10 | 192 | 28 |  | Fixed | Roof
Solar Registration Program | NJSRRE1542582626 | Egg Harbor Township | 8234 | 19 | 14.18 | Residential | Yes | Behind the Meter | Vivint Solar Developer, LLC | AC Electric | Accepted | 2019-10-24 | 2019-10-28 | 2020-10-28 | solar edge | SE10000H-US | Inverters | 10000 |  | 1 |  |  | 0.992 |  | Outdoor | near the utility meter
Solar Registration Program | NJSRRE1542850575 | Morganville | 7751 | 17 | 14.18 | Residential | Yes | Behind the Meter | Pro Custom Solar dba Momentum Solar | JCP&L | Accepted | 2019-10-31 | 2019-11-04 | 2020-11-04 | HANWHA | Q.PEAK DUO BLK-G5 315 | Solar Panels |  | 0.315 | 30 | 172 | 22 |  | Fixed | Roof
Solar Registration Program | NJSRRE1542850575 | Morganville | 7751 | 17 | 14.18 | Residential | Yes | Behind the Meter | Pro Custom Solar dba Momentum Solar | JCP&L | Accepted | 2019-10-31 | 2019-11-04 | 2020-11-04 | HANWHA | Q.PEAK DUO BLK-G5 315 | Solar Panels |  | 0.315 | 15 | 172 | 25 |  | Fixed | Roof
Solar Registration Program | NJSRRE1542850575 | Morganville | 7751 | 17 | 14.18 | Residential | Yes | Behind the Meter | Pro Custom Solar dba Momentum Solar | JCP&L | Accepted | 2019-10-31 | 2019-11-04 | 2020-11-04 | Enphase Energy | IQ6-60-2-US | Inverters | 240 |  | 45 |  |  | 0.97 |  | Outdoor | Roof
Solar Registration Program | NJSRRE1542852982 | Elizabeth | 7202 | 10 | 14.18 | Residential | Yes | Behind the Meter | Suntuity Solar LLC | PSE&G | Accepted | 2019-11-01 | 2019-11-05 | 2020-11-05 | Yingli Green Energy | YL315D-30b | Solar Panels |  | 0.315 | 28 | 131 | 22 |  | Fixed | Roof
Solar Registration Program | NJSRRE1542852982 | Elizabeth | 7202 | 10 | 14.18 | Residential | Yes | Behind the Meter | Suntuity Solar LLC | PSE&G | Accepted | 2019-11-01 | 2019-11-05 | 2020-11-05 | Yingli Green Energy | YL315D-30b | Solar Panels |  | 0.315 | 13 | 311 | 22 |  | Fixed | Roof
Solar Registration Program | NJSRRE1542852982 | Elizabeth | 7202 | 10 | 14.18 | Residential | Yes | Behind the Meter | Suntuity Solar LLC | PSE&G | Accepted | 2019-11-01 | 2019-11-05 | 2020-11-05 | Yingli Green Energy | YL315D-30b | Solar Panels |  | 0.315 | 4 | 221 | 22 |  | Fixed | Roof
Solar Registration Program | NJSRRE1542852982 | Elizabeth | 7202 | 10 | 14.18 | Residential | Yes | Behind the Meter | Suntuity Solar LLC | PSE&G | Accepted | 2019-11-01 | 2019-11-05 | 2020-11-05 | Enphase Energy | IQ7-60-2-US | Inverters | 240 |  | 45 |  |  | 0.97 |  | Outdoor | Behind the PV Modules
Solar Registration Program | NJSRRE1542884196 | Millville | 8332 | 20 | 14.18 | Residential | Yes | Behind the Meter | Trinity Solar | AC Electric | Accepted | 2019-11-01 | 2019-11-05 | 2020-11-05 | Hanwha 315 | Q.PEAK DUO BLK-G5 315 | Solar Panels |  | 0.315 | 32 | 117 | 30 |  | Fixed | Roof
Solar Registration Program | NJSRRE1542884196 | Millville | 8332 | 20 | 14.18 | Residential | Yes | Behind the Meter | Trinity Solar | AC Electric | Accepted | 2019-11-01 | 2019-11-05 | 2020-11-05 | Hanwha 315 | Q.PEAK DUO BLK-G5 315 | Solar Panels |  | 0.315 | 13 | 207 | 40 |  | Fixed | Roof
Solar Registration Program | NJSRRE1542884196 | Millville | 8332 | 20 | 14.18 | Residential | Yes | Behind the Meter | Trinity Solar | AC Electric | Accepted | 2019-11-01 | 2019-11-05 | 2020-11-05 | Solar Edge | SE11400H-US | Inverters | 11400 |  | 1 |  |  | 0.97 |  | Outside | side of home
Solar Registration Program | NJSRRE1542907487 | Cherry Hill | 8002 | 14 | 14.18 | Residential | Yes | Behind the Meter | Suntuity Solar LLC | PSE&G | Accepted | 2019-11-04 | 2019-11-05 | 2020-11-05 | Yingli Green Energy | YL315D-30b | Solar Panels |  | 0.315 | 45 | 98 | 34 |  | Fixed | Roof
Solar Registration Program | NJSRRE1542907487 | Cherry Hill | 8002 | 14 | 14.18 | Residential | Yes | Behind the Meter | Suntuity Solar LLC | PSE&G | Accepted | 2019-11-04 | 2019-11-05 | 2020-11-05 | Enphase Energy | IQ7-60-2-US | Inverters | 240 |  | 45 |  |  | 0.97 |  | Outdoor | Behind the PV Modules
Solar Registration Program | NJSRRE1543319116 | Jackson Township | 8527 | 18 | 14.18 | Residential | No | Behind the Meter | Pro Custom Solar dba Momentum Solar | JCP&L | Accepted | 2019-11-15 | 2019-11-19 | 2020-11-19 | HANWHA | Q.PEAK DUO BLK-G5 315 | Solar Panels |  | 0.315 | 29 | 101 | 15 |  | Fixed | Roof
Solar Registration Program | NJSRRE1543319116 | Jackson Township | 8527 | 18 | 14.18 | Residential | No | Behind the Meter | Pro Custom Solar dba Momentum Solar | JCP&L | Accepted | 2019-11-15 | 2019-11-19 | 2020-11-19 | HANWHA | Q.PEAK DUO BLK-G5 315 | Solar Panels |  | 0.315 | 16 | 281 | 15 |  | Fixed | Roof
Solar Registration Program | NJSRRE1543319116 | Jackson Township | 8527 | 18 | 14.18 | Residential | No | Behind the Meter | Pro Custom Solar dba Momentum Solar | JCP&L | Accepted | 2019-11-15 | 2019-11-19 | 2020-11-19 | Enphase Energy | IQ6-60-2-US | Inverters | 240 |  | 45 |  |  | 0.97 |  | Outdoor | Roof
Solar Registration Program | NJSRRE1543353859 | Branchville | 7826 | 1 | 14.18 | Residential | Yes | Behind the Meter | Trinity Solar | JCP&L | Accepted | 2019-11-15 | 2019-11-19 | 2020-11-19 | Hanwha | Q.PEAK DUO BLK-G5 315 | Solar Panels |  | 0.315 | 28 | 156 | 14 |  | Fixed | Roof
Solar Registration Program | NJSRRE1543353859 | Branchville | 7826 | 1 | 14.18 | Residential | Yes | Behind the Meter | Trinity Solar | JCP&L | Accepted | 2019-11-15 | 2019-11-19 | 2020-11-19 | Hanwha | Q.PEAK DUO BLK-G5 315 | Solar Panels |  | 0.315 | 17 | 156 | 18 |  | Fixed | Roof
Solar Registration Program | NJSRRE1543353859 | Branchville | 7826 | 1 | 14.18 | Residential | Yes | Behind the Meter | Trinity Solar | JCP&L | Accepted | 2019-11-15 | 2019-11-19 | 2020-11-19 | Solar Edge | SE11400 | Inverters | 11400 |  | 1 |  |  | 0.97 |  | Outside | side of home
Solar Registration Program | NJSRRE1543421994 | Trenton | 8620 | 12 | 14.18 | Residential | Yes | Behind the Meter | Vivint Solar Developer, LLC | PSE&G | Accepted | 2019-11-20 | 2019-11-22 | 2020-11-22 | Hanwha | Q.PEAK BLK-G5 315 | Solar Panels |  | 0.315 | 6 | 298 | 13 |  | Fixed | Roof
Solar Registration Program | NJSRRE1543421994 | Trenton | 8620 | 12 | 14.18 | Residential | Yes | Behind the Meter | Vivint Solar Developer, LLC | PSE&G | Accepted | 2019-11-20 | 2019-11-22 | 2020-11-22 | Hanwha | Q.PEAK BLK-G5 315 | Solar Panels |  | 0.315 | 12 | 298 | 19 |  | Fixed | Roof
Solar Registration Program | NJSRRE1543421994 | Trenton | 8620 | 12 | 14.18 | Residential | Yes | Behind the Meter | Vivint Solar Developer, LLC | PSE&G | Accepted | 2019-11-20 | 2019-11-22 | 2020-11-22 | Hanwha | Q.PEAK BLK-G5 315 | Solar Panels |  | 0.315 | 14 | 118 | 19 |  | Fixed | Roof
Solar Registration Program | NJSRRE1543421994 | Trenton | 8620 | 12 | 14.18 | Residential | Yes | Behind the Meter | Vivint Solar Developer, LLC | PSE&G | Accepted | 2019-11-20 | 2019-11-22 | 2020-11-22 | Hanwha | Q.PEAK BLK-G5 315 | Solar Panels |  | 0.315 | 7 | 28 | 23 |  | Fixed | Roof
Solar Registration Program | NJSRRE1543421994 | Trenton | 8620 | 12 | 14.18 | Residential | Yes | Behind the Meter | Vivint Solar Developer, LLC | PSE&G | Accepted | 2019-11-20 | 2019-11-22 | 2020-11-22 | HANWHA SOLAR | Q.PEAK BLK-G5 315 | Solar Panels |  | 0.315 | 6 | 118 | 13 |  | Fixed | Roof
Solar Registration Program | NJSRRE1543421994 | Trenton | 8620 | 12 | 14.18 | Residential | Yes | Behind the Meter | Vivint Solar Developer, LLC | PSE&G | Accepted | 2019-11-20 | 2019-11-22 | 2020-11-22 | Solar Edge | SE10000H-US000BNC4 | Inverters | 10000 |  | 1 |  |  | 0.992 |  | Outdoor | Near the utility meter
Solar Registration Program | NJSRRE1543436670 | SOMERSET | 8873 | 5 | 14.18 | Residential | Yes | Behind the Meter | Vivint Solar Developer, LLC | PSE&G | Accepted | 2019-11-25 | 2019-11-26 | 2020-11-26 | HANWHA SOLAR | Q.PEAK BLK-G5 315 | Solar Panels |  | 0.315 | 6 | 220 | 16 |  | Fixed | Roof
Solar Registration Program | NJSRRE1543436670 | SOMERSET | 8873 | 5 | 14.18 | Residential | Yes | Behind the Meter | Vivint Solar Developer, LLC | PSE&G | Accepted | 2019-11-25 | 2019-11-26 | 2020-11-26 | HANWHA SOLAR | Q.PEAK BLK-G5 315 | Solar Panels |  | 0.315 | 34 | 220 | 35 |  | Fixed | Roof
Solar Registration Program | NJSRRE1543436670 | SOMERSET | 8873 | 5 | 14.18 | Residential | Yes | Behind the Meter | Vivint Solar Developer, LLC | PSE&G | Accepted | 2019-11-25 | 2019-11-26 | 2020-11-26 | HANWHA SOLAR | Q.PEAK BLK-G5 315 | Solar Panels |  | 0.315 | 5 | 220 | 38 |  | Fixed | Roof
Solar Registration Program | NJSRRE1543436670 | SOMERSET | 8873 | 5 | 14.18 | Residential | Yes | Behind the Meter | Vivint Solar Developer, LLC | PSE&G | Accepted | 2019-11-25 | 2019-11-26 | 2020-11-26 | SOLAREDGE | SE10000H-US | Inverters | 10000 |  | 1 |  |  | 0.992 |  | Outdoor | Near the Utility Meter
Solar Registration Program | NJSRRE1543477655 | Woodstown | 8098 | 16 | 14.18 | Residential | Yes | Behind the Meter | Trinity Solar | AC Electric | Accepted | 2019-12-04 | 2019-12-06 | 2020-12-06 | Hanwha 315 | Q.PEAK DUO BLK-G5 315 | Solar Panels |  | 0.315 | 33 | 104 | 23 |  | Fixed | Roof
Solar Registration Program | NJSRRE1543477655 | Woodstown | 8098 | 16 | 14.18 | Residential | Yes | Behind the Meter | Trinity Solar | AC Electric | Accepted | 2019-12-04 | 2019-12-06 | 2020-12-06 | Hanwha 315 | Q.PEAK DUO BLK-G5 315 | Solar Panels |  | 0.315 | 12 | 284 | 18 |  | Fixed | Roof
Solar Registration Program | NJSRRE1543477655 | Woodstown | 8098 | 16 | 14.18 | Residential | Yes | Behind the Meter | Trinity Solar | AC Electric | Accepted | 2019-12-04 | 2019-12-06 | 2020-12-06 | Solar Edge | SE11400H-US | Inverters | 11400 |  | 1 |  |  | 0.97 |  | Outside | side of home
Solar Registration Program | NJSRRE1543488910 | Southampton | 8008 | 18 | 14.18 | Residential | No | Behind the Meter | Trinity Solar | PSE&G | Accepted | 2019-12-06 | 2019-12-10 | 2020-12-10 | Hanwha | Q.PEAK DUO BLK-G5 315 | Solar Panels |  | 0.315 | 20 | 201 | 27 |  | Fixed | Roof
Solar Registration Program | NJSRRE1543488910 | Southampton | 8008 | 18 | 14.18 | Residential | No | Behind the Meter | Trinity Solar | PSE&G | Accepted | 2019-12-06 | 2019-12-10 | 2020-12-10 | Hanwha | Q.PEAK DUO BLK-G5 315 | Solar Panels |  | 0.315 | 7 | 201 | 27 |  | Fixed | Roof
Solar Registration Program | NJSRRE1543488910 | Southampton | 8008 | 18 | 14.18 | Residential | No | Behind the Meter | Trinity Solar | PSE&G | Accepted | 2019-12-06 | 2019-12-10 | 2020-12-10 | Hanwha | Q.PEAK DUO BLK-G5 315 | Solar Panels |  | 0.315 | 18 | 111 | 27 |  | Fixed | Roof
Solar Registration Program | NJSRRE1543488910 | Southampton | 8008 | 18 | 14.18 | Residential | No | Behind the Meter | Trinity Solar | PSE&G | Accepted | 2019-12-06 | 2019-12-10 | 2020-12-10 | Solar Edge | SE11400 | Inverters | 11400 |  | 1 |  |  | 0.97 |  | Outside | side of home
Solar Registration Program | NJSRRE1543547872 | CLINTON | 8809 | 4 | 14.18 | Residential | Yes | Behind the Meter | Vivint Solar Developer, LLC | JCP&L | Accepted | 2019-12-13 | 2019-12-18 | 2020-12-18 | Hanwha | Q.PEAK BLK-G5 315 | Solar Panels |  | 0.315 | 21 | 354 | 21 |  | Fixed | Roof
Solar Registration Program | NJSRRE1543547872 | CLINTON | 8809 | 4 | 14.18 | Residential | Yes | Behind the Meter | Vivint Solar Developer, LLC | JCP&L | Accepted | 2019-12-13 | 2019-12-18 | 2020-12-18 | Hanwha | Q.PEAK BLK-G5 315 | Solar Panels |  | 0.315 | 24 | 174 | 21 |  | Fixed | Roof
Solar Registration Program | NJSRRE1543547872 | CLINTON | 8809 | 4 | 14.18 | Residential | Yes | Behind the Meter | Vivint Solar Developer, LLC | JCP&L | Accepted | 2019-12-13 | 2019-12-18 | 2020-12-18 | Solar Edge | SE10000H-US | Inverters | 10000 |  | 1 |  |  | 0.992 |  | Outdoor | Near the utility meter
Solar Registration Program | NJSRRE1543557325 | Smithville | 8205 | 19 | 14.18 | Residential | Yes | Behind the Meter | All Season Solar | AC Electric | Accepted | 2019-12-17 | 2019-12-20 | 2020-12-20 | Certain Teed | CT315HC11-04 | Solar Panels |  | 0.315 | 45 | 123 | 26 |  | Fixed | Roof
Solar Registration Program | NJSRRE1543557325 | Smithville | 8205 | 19 | 14.18 | Residential | Yes | Behind the Meter | All Season Solar | AC Electric | Accepted | 2019-12-17 | 2019-12-20 | 2020-12-20 | Enphase | IQ7 | Inverters | 240 |  | 45 |  |  | 0.97 |  | Outdoor | Under Module
Solar Registration Program | NJSRRE1541680415 | Sparta | 7871 | 1 | 14.19 | Residential | No | Behind the Meter | Green Power Energy | JCP&L | Accepted | 2019-07-18 | 2019-07-22 | 2020-07-22 | Panasonic | VBHN330SA17 | Solar Panels |  | 0.33 | 43 | 97 | 23 |  | Fixed | Roof
Solar Registration Program | NJSRRE1541680415 | Sparta | 7871 | 1 | 14.19 | Residential | No | Behind the Meter | Green Power Energy | JCP&L | Accepted | 2019-07-18 | 2019-07-22 | 2020-07-22 | Solar Edge | SE11400H-US | Inverters | 11400 |  | 1 |  |  | 0.97 |  | Outside | next to meter
Solar Registration Program | NJSRRE1542476203 | Wayne | 7470 | 6 | 14.19 | Residential | No | Behind the Meter | Whitman Construction, LLC | PSE&G | Accepted | 2019-10-01 | 2019-10-03 | 2020-10-03 | Panasonic | VBHN330SA16 | Solar Panels |  | 0.33 | 36 | 180 | 30 |  | Fixed | Roof
Solar Registration Program | NJSRRE1542476203 | Wayne | 7470 | 6 | 14.19 | Residential | No | Behind the Meter | Whitman Construction, LLC | PSE&G | Accepted | 2019-10-01 | 2019-10-03 | 2020-10-03 | Panasonic | VBHN330SA16 | Solar Panels |  | 0.33 | 7 | 181 | 30 |  | Fixed | Roof
Solar Registration Program | NJSRRE1542476203 | Wayne | 7470 | 6 | 14.19 | Residential | No | Behind the Meter | Whitman Construction, LLC | PSE&G | Accepted | 2019-10-01 | 2019-10-03 | 2020-10-03 | Panasonic (built in Enphase) | N330E (IQ7X-96-2-US) | Inverters | 0.24 |  | 43 |  |  | 0.975 |  | Outside | roof
Solar Registration Program | NJSRRE1542518914 | South Brunswick | 8852 | 11 | 14.19 | Residential | No | Behind the Meter | Whitman Construction, LLC | PSE&G | Accepted | 2019-10-15 | 2019-10-15 | 2020-10-15 | Panasonic | VBHN330SA16 | Solar Panels |  | 0.33 | 43 | 234 | 35 |  | Fixed | Roof
Solar Registration Program | NJSRRE1542518914 | South Brunswick | 8852 | 11 | 14.19 | Residential | No | Behind the Meter | Whitman Construction, LLC | PSE&G | Accepted | 2019-10-15 | 2019-10-15 | 2020-10-15 | Panasonic (built in Enphase) | N330E (IQ7X-96-2-US) | Inverters | 0.24 |  | 43 |  |  | 0.975 |  | Outside | roof
Solar Registration Program | NJSRRE1540345728 | Whiting | 8759 | 18 | 14.21 | Residential | Yes | Behind the Meter | Sunrun Installation Services, Inc. | JCP&L | Accepted | 2019-02-07 | 2019-02-18 | 2020-02-18 | REC Solar | REC290TP2 BLK | Solar Panels |  | 0.29 | 25 | 170 | 18 |  | Fixed | Roof
Solar Registration Program | NJSRRE1540345728 | Whiting | 8759 | 18 | 14.21 | Residential | Yes | Behind the Meter | Sunrun Installation Services, Inc. | JCP&L | Accepted | 2019-02-07 | 2019-02-18 | 2020-02-18 | REC Solar | REC290TP2 BLK | Solar Panels |  | 0.29 | 24 | 349 | 18 |  | Fixed | Roof
Solar Registration Program | NJSRRE1540345728 | Whiting | 8759 | 18 | 14.21 | Residential | Yes | Behind the Meter | Sunrun Installation Services, Inc. | JCP&L | Accepted | 2019-02-07 | 2019-02-18 | 2020-02-18 | SMA America | SB7.7-1SP-US-40 | Inverters | 7680 |  | 1 |  |  | 0.96 |  | Outdoor | Next To Meter
Solar Registration Program | NJSRRE1540345728 | Whiting | 8759 | 18 | 14.21 | Residential | Yes | Behind the Meter | Sunrun Installation Services, Inc. | JCP&L | Accepted | 2019-02-07 | 2019-02-18 | 2020-02-18 | SMA America | SB5.0-1SP-US-40 | Inverters | 5000 |  | 1 |  |  | 0.96 |  | Outdoor | Next To Meter
Solar Registration Program | NJSRRE1540513172 | Montgomery Twp | 8502 | 5 | 14.21 | Residential | Yes | Behind the Meter | Sunrun Installation Services, Inc. | PSE&G | Accepted | 2019-03-22 | 2019-03-25 | 2020-03-25 | REC Solar | REC290TP2 BLK | Solar Panels |  | 0.29 | 10 | 207 | 40 |  | Fixed | Roof
Solar Registration Program | NJSRRE1540513172 | Montgomery Twp | 8502 | 5 | 14.21 | Residential | Yes | Behind the Meter | Sunrun Installation Services, Inc. | PSE&G | Accepted | 2019-03-22 | 2019-03-25 | 2020-03-25 | REC Solar | REC290TP2 BLK | Solar Panels |  | 0.29 | 33 | 115 | 40 |  | Fixed | Roof
Solar Registration Program | NJSRRE1540513172 | Montgomery Twp | 8502 | 5 | 14.21 | Residential | Yes | Behind the Meter | Sunrun Installation Services, Inc. | PSE&G | Accepted | 2019-03-22 | 2019-03-25 | 2020-03-25 | REC Solar | REC290TP2 BLK | Solar Panels |  | 0.29 | 6 | 295 | 40 |  | Fixed | Roof
Solar Registration Program | NJSRRE1540513172 | Montgomery Twp | 8502 | 5 | 14.21 | Residential | Yes | Behind the Meter | Sunrun Installation Services, Inc. | PSE&G | Accepted | 2019-03-22 | 2019-03-25 | 2020-03-25 | SolarEdge Technologies | SE7600H-USRGM | Inverters | 7600 |  | 1 |  |  | 0.96 |  | Outdoor | Next To Meter
Solar Registration Program | NJSRRE1540513172 | Montgomery Twp | 8502 | 5 | 14.21 | Residential | Yes | Behind the Meter | Sunrun Installation Services, Inc. | PSE&G | Accepted | 2019-03-22 | 2019-03-25 | 2020-03-25 | SolarEdge Technologies | SE5000H-USRGM | Inverters | 5000 |  | 1 |  |  | 0.96 |  | Outdoor | Next To Meter
Solar Registration Program | NJSRRE1540823398 | Hillsdale Boro | 7642 | 7 | 14.21 | Residential | Yes | Behind the Meter | Sunrun Installation Services, Inc. | PSE&G | Accepted | 2019-04-05 | 2019-04-09 | 2020-04-09 | REC Solar | REC290TP2 BLK | Solar Panels |  | 0.29 | 12 | 23 | 23 |  | Fixed | Roof
Solar Registration Program | NJSRRE1540823398 | Hillsdale Boro | 7642 | 7 | 14.21 | Residential | Yes | Behind the Meter | Sunrun Installation Services, Inc. | PSE&G | Accepted | 2019-04-05 | 2019-04-09 | 2020-04-09 | REC Solar | REC290TP2 BLK | Solar Panels |  | 0.29 | 37 | 203 | 25 |  | Fixed | Roof
Solar Registration Program | NJSRRE1540823398 | Hillsdale Boro | 7642 | 7 | 14.21 | Residential | Yes | Behind the Meter | Sunrun Installation Services, Inc. | PSE&G | Accepted | 2019-04-05 | 2019-04-09 | 2020-04-09 | SMA America | SB5.0-1SP-US-40 | Inverters | 5000 |  | 1 |  |  | 0.96 |  | Outdoor | Next To Meter
Solar Registration Program | NJSRRE1540823398 | Hillsdale Boro | 7642 | 7 | 14.21 | Residential | Yes | Behind the Meter | Sunrun Installation Services, Inc. | PSE&G | Accepted | 2019-04-05 | 2019-04-09 | 2020-04-09 | SMA America | SB7.0-1SP-US-40 | Inverters | 7000 |  | 1 |  |  | 0.96 |  | Outdoor | Next To Meter
Solar Registration Program | NJSRRE1540847657 | Chester | 7930 | 3 | 14.21 | Residential | Yes | Behind the Meter | Sunrun Installation Services, Inc. | JCP&L | Accepted | 2019-04-11 | 2019-04-12 | 2020-04-12 | REC Solar | REC290TP2 BLK | Solar Panels |  | 0.29 | 9 | 72 | 23 |  | Fixed | Roof
Solar Registration Program | NJSRRE1540847657 | Chester | 7930 | 3 | 14.21 | Residential | Yes | Behind the Meter | Sunrun Installation Services, Inc. | JCP&L | Accepted | 2019-04-11 | 2019-04-12 | 2020-04-12 | REC Solar | REC290TP2 BLK | Solar Panels |  | 0.29 | 7 | 162 | 23 |  | Fixed | Roof
Solar Registration Program | NJSRRE1540847657 | Chester | 7930 | 3 | 14.21 | Residential | Yes | Behind the Meter | Sunrun Installation Services, Inc. | JCP&L | Accepted | 2019-04-11 | 2019-04-12 | 2020-04-12 | REC Solar | REC290TP2 BLK | Solar Panels |  | 0.29 | 16 | 342 | 23 |  | Fixed | Roof
Solar Registration Program | NJSRRE1540847657 | Chester | 7930 | 3 | 14.21 | Residential | Yes | Behind the Meter | Sunrun Installation Services, Inc. | JCP&L | Accepted | 2019-04-11 | 2019-04-12 | 2020-04-12 | REC Solar | REC290TP2 BLK | Solar Panels |  | 0.29 | 17 | 251 | 24 |  | Fixed | Roof
Solar Registration Program | NJSRRE1540847657 | Chester | 7930 | 3 | 14.21 | Residential | Yes | Behind the Meter | Sunrun Installation Services, Inc. | JCP&L | Accepted | 2019-04-11 | 2019-04-12 | 2020-04-12 | SMA America | SB7.7-1SP-US-40 | Inverters | 7680 |  | 1 |  |  | 0.96 |  | Outdoor | Next To Meter
Solar Registration Program | NJSRRE1540847657 | Chester | 7930 | 3 | 14.21 | Residential | Yes | Behind the Meter | Sunrun Installation Services, Inc. | JCP&L | Accepted | 2019-04-11 | 2019-04-12 | 2020-04-12 | SMA America | SB5.0-1SP-US-40 | Inverters | 5000 |  | 1 |  |  | 0.96 |  | Outdoor | Next To Meter
Solar Registration Program | NJSRRE1540912947 | Pittstown | 8867 | 4 | 14.21 | Residential | Yes | Behind the Meter | Sunrun Installation Services, Inc. | JCP&L | Accepted | 2019-05-01 | 2019-05-07 | 2020-05-07 | REC Solar | REC290TP2 BLK | Solar Panels |  | 0.29 | 49 | 84 | 23 |  | Fixed | Roof
Solar Registration Program | NJSRRE1540912947 | Pittstown | 8867 | 4 | 14.21 | Residential | Yes | Behind the Meter | Sunrun Installation Services, Inc. | JCP&L | Accepted | 2019-05-01 | 2019-05-07 | 2020-05-07 | SMA America | SB 7.0ΓÇô1SPΓÇôUSΓÇô40 | Inverters | 7000 |  | 1 |  |  | 0.96 |  | Outdoor | Next to Meter
Solar Registration Program | NJSRRE1540912947 | Pittstown | 8867 | 4 | 14.21 | Residential | Yes | Behind the Meter | Sunrun Installation Services, Inc. | JCP&L | Accepted | 2019-05-01 | 2019-05-07 | 2020-05-07 | SMA America | SB 5.0-1SP-US-40 | Inverters | 5000 |  | 1 |  |  | 0.96 |  | Outdoor | Next to Meter
Solar Registration Program | NJSRRE1540966084 | Edison Twp | 8817 | 11 | 14.21 | Residential | Yes | Behind the Meter | Sunrun Installation Services, Inc. | PSE&G | Accepted | 2019-05-07 | 2019-05-10 | 2020-05-10 | REC Solar | REC290TP2 BLK | Solar Panels |  | 0.29 | 21 | 251 | 43 |  | Fixed | Roof
Solar Registration Program | NJSRRE1540966084 | Edison Twp | 8817 | 11 | 14.21 | Residential | Yes | Behind the Meter | Sunrun Installation Services, Inc. | PSE&G | Accepted | 2019-05-07 | 2019-05-10 | 2020-05-10 | REC Solar | REC290TP2 BLK | Solar Panels |  | 0.29 | 28 | 70 | 14 |  | Fixed | Roof
Solar Registration Program | NJSRRE1540966084 | Edison Twp | 8817 | 11 | 14.21 | Residential | Yes | Behind the Meter | Sunrun Installation Services, Inc. | PSE&G | Accepted | 2019-05-07 | 2019-05-10 | 2020-05-10 | SMA America | SB7.7-1SP-US-40 | Inverters | 7680 |  | 1 |  |  | 0.96 |  | Outdoor | Next To Meter
Solar Registration Program | NJSRRE1540966084 | Edison Twp | 8817 | 11 | 14.21 | Residential | Yes | Behind the Meter | Sunrun Installation Services, Inc. | PSE&G | Accepted | 2019-05-07 | 2019-05-10 | 2020-05-10 | SMA America | SB5.0-1SP-US-40 | Inverters | 5000 |  | 1 |  |  | 0.96 |  | Outdoor | Next To Meter
Solar Registration Program | NJSRRE1541324640 | Wayne | 7470 | 6 | 14.21 | Residential | No | Behind the Meter | Sunrun Installation Services, Inc. | PSE&G | Accepted | 2019-06-13 | 2019-06-18 | 2020-06-18 | REC Solar | REC290TP2 BLK | Solar Panels |  | 0.29 | 34 | 293 | 18 |  | Fixed | Roof
Solar Registration Program | NJSRRE1541324640 | Wayne | 7470 | 6 | 14.21 | Residential | No | Behind the Meter | Sunrun Installation Services, Inc. | PSE&G | Accepted | 2019-06-13 | 2019-06-18 | 2020-06-18 | REC Solar | REC290TP2 BLK | Solar Panels |  | 0.29 | 15 | 203 | 18 |  | Fixed | Roof
Solar Registration Program | NJSRRE1541324640 | Wayne | 7470 | 6 | 14.21 | Residential | No | Behind the Meter | Sunrun Installation Services, Inc. | PSE&G | Accepted | 2019-06-13 | 2019-06-18 | 2020-06-18 | SolarEdge Technologies | SE7600H-USRGM | Inverters | 7600 |  | 1 |  |  | 0.96 |  | Outdoor | Next To Meter
Solar Registration Program | NJSRRE1541324640 | Wayne | 7470 | 6 | 14.21 | Residential | No | Behind the Meter | Sunrun Installation Services, Inc. | PSE&G | Accepted | 2019-06-13 | 2019-06-18 | 2020-06-18 | SolarEdge Technologies | SE5000H-USRGM | Inverters | 5000 |  | 1 |  |  | 0.96 |  | Outdoor | Next To Meter
Solar Registration Program | NJSRRE1541658463 | Barnsboro | 8080 | 15 | 14.21 | Residential | Yes | Behind the Meter | Sunrun Installation Services, Inc. | AC Electric | Accepted | 2019-07-15 | 2019-07-17 | 2020-07-17 | REC Solar | REC290TP2 BLK | Solar Panels |  | 0.29 | 40 | 236 | 27 |  | Fixed | Roof
Solar Registration Program | NJSRRE1541658463 | Barnsboro | 8080 | 15 | 14.21 | Residential | Yes | Behind the Meter | Sunrun Installation Services, Inc. | AC Electric | Accepted | 2019-07-15 | 2019-07-17 | 2020-07-17 | REC Solar | REC290TP2 BLK | Solar Panels |  | 0.29 | 9 | 56 | 27 |  | Fixed | Roof
Solar Registration Program | NJSRRE1541658463 | Barnsboro | 8080 | 15 | 14.21 | Residential | Yes | Behind the Meter | Sunrun Installation Services, Inc. | AC Electric | Accepted | 2019-07-15 | 2019-07-17 | 2020-07-17 | Ningbo Ginlong Technologies | Solis-1P9K-4G-US | Inverters | 9000 |  | 1 |  |  | 0.96 |  | Outdoor | Next To Meter
Solar Registration Program | NJSRRE1541658463 | Barnsboro | 8080 | 15 | 14.21 | Residential | Yes | Behind the Meter | Sunrun Installation Services, Inc. | AC Electric | Accepted | 2019-07-15 | 2019-07-17 | 2020-07-17 | Ningbo Ginlong Technologies | Solis-1P3K-4G-US | Inverters | 3000 |  | 1 |  |  | 0.96 |  | Outdoor | Next To Meter
Solar Registration Program | NJSRRE1541858094 | Sicklerville | 8081 | 14 | 14.21 | Residential | Yes | Behind the Meter | Sunrun Installation Services, Inc. | AC Electric | Accepted | 2019-08-18 | 2019-08-23 | 2020-08-23 | REC290TP2 BLK | REC Solar | Solar Panels |  | 0.29 | 4 | 82 | 43 |  | Fixed | Roof
Solar Registration Program | NJSRRE1541858094 | Sicklerville | 8081 | 14 | 14.21 | Residential | Yes | Behind the Meter | Sunrun Installation Services, Inc. | AC Electric | Accepted | 2019-08-18 | 2019-08-23 | 2020-08-23 | REC290TP2 BLK | REC Solar | Solar Panels |  | 0.29 | 10 | 82 | 23 |  | Fixed | Roof
Solar Registration Program | NJSRRE1541858094 | Sicklerville | 8081 | 14 | 14.21 | Residential | Yes | Behind the Meter | Sunrun Installation Services, Inc. | AC Electric | Accepted | 2019-08-18 | 2019-08-23 | 2020-08-23 | REC290TP2 BLK | REC Solar | Solar Panels |  | 0.29 | 35 | 262 | 43 |  | Fixed | Roof
Solar Registration Program | NJSRRE1541858094 | Sicklerville | 8081 | 14 | 14.21 | Residential | Yes | Behind the Meter | Sunrun Installation Services, Inc. | AC Electric | Accepted | 2019-08-18 | 2019-08-23 | 2020-08-23 | SolarEdge Technologies | SE11400H-USRGM | Inverters | 11400 |  | 1 |  |  | 0.96 |  | Outdoor | Next To Meter
Solar Registration Program | NJSRRE1541888061 | Old Bridge | 8857 | 11 | 14.21 | Residential | Yes | Behind the Meter | Sunrun Installation Services, Inc. | JCP&L | Accepted | 2019-08-27 | 2019-08-29 | 2020-08-29 | REC Solar | REC290TP2 BLK | Solar Panels |  | 0.29 | 10 | 325 | 18 |  | Fixed | Roof
Solar Registration Program | NJSRRE1541888061 | Old Bridge | 8857 | 11 | 14.21 | Residential | Yes | Behind the Meter | Sunrun Installation Services, Inc. | JCP&L | Accepted | 2019-08-27 | 2019-08-29 | 2020-08-29 | REC Solar | REC290TP2 BLK | Solar Panels |  | 0.29 | 4 | 147 | 23 |  | Fixed | Roof
Solar Registration Program | NJSRRE1541888061 | Old Bridge | 8857 | 11 | 14.21 | Residential | Yes | Behind the Meter | Sunrun Installation Services, Inc. | JCP&L | Accepted | 2019-08-27 | 2019-08-29 | 2020-08-29 | REC Solar | REC290TP2 BLK | Solar Panels |  | 0.29 | 23 | 146 | 18 |  | Fixed | Roof
Solar Registration Program | NJSRRE1541888061 | Old Bridge | 8857 | 11 | 14.21 | Residential | Yes | Behind the Meter | Sunrun Installation Services, Inc. | JCP&L | Accepted | 2019-08-27 | 2019-08-29 | 2020-08-29 | REC Solar | REC290TP2 BLK | Solar Panels |  | 0.29 | 12 | 326 | 23 |  | Fixed | Roof
Solar Registration Program | NJSRRE1541888061 | Old Bridge | 8857 | 11 | 14.21 | Residential | Yes | Behind the Meter | Sunrun Installation Services, Inc. | JCP&L | Accepted | 2019-08-27 | 2019-08-29 | 2020-08-29 | SolarEdge Technologies | SE11400H-USRGM | Inverters | 11400 |  | 1 |  |  | 0.96 |  | Outdoor | Next To Meter
Solar Registration Program | NJSRRE1542053112 | Swedesboro | 8085 | 15 | 14.21 | Residential | Yes | Behind the Meter | Sunrun Installation Services, Inc. | AC Electric | Accepted | 2019-09-03 | 2019-09-05 | 2020-09-05 | REC Solar | REC290TP2 BLK | Solar Panels |  | 0.29 | 9 | 264 | 23 |  | Fixed | Roof
Solar Registration Program | NJSRRE1542053112 | Swedesboro | 8085 | 15 | 14.21 | Residential | Yes | Behind the Meter | Sunrun Installation Services, Inc. | AC Electric | Accepted | 2019-09-03 | 2019-09-05 | 2020-09-05 | REC Solar | REC290TP2 BLK | Solar Panels |  | 0.29 | 20 | 84 | 23 |  | Fixed | Roof
Solar Registration Program | NJSRRE1542053112 | Swedesboro | 8085 | 15 | 14.21 | Residential | Yes | Behind the Meter | Sunrun Installation Services, Inc. | AC Electric | Accepted | 2019-09-03 | 2019-09-05 | 2020-09-05 | REC Solar | REC290TP2 BLK | Solar Panels |  | 0.29 | 20 | 264 | 9 |  | Fixed | Roof
Solar Registration Program | NJSRRE1542053112 | Swedesboro | 8085 | 15 | 14.21 | Residential | Yes | Behind the Meter | Sunrun Installation Services, Inc. | AC Electric | Accepted | 2019-09-03 | 2019-09-05 | 2020-09-05 | Ginlong | Solis-1P10K-4G-US | Inverters | 10000 |  | 1 |  |  | 0.96 |  | Outside | Next to meter
Solar Registration Program | NJSRRE1542053112 | Swedesboro | 8085 | 15 | 14.21 | Residential | Yes | Behind the Meter | Sunrun Installation Services, Inc. | AC Electric | Accepted | 2019-09-03 | 2019-09-05 | 2020-09-05 | Ginlong | 1P3.6K-4G-US | Inverters | 3600 |  | 1 |  |  | 0.96 |  | Outdoor | Next to meter
Solar Registration Program | NJSRRE1542521727 | TENAFLY BORO | 7670 | 7 | 14.21 | Residential | Yes | Behind the Meter | Sunrun Installation Services, Inc. | PSE&G | Accepted | 2019-10-09 | 2019-10-11 | 2020-10-11 | REC Solar | REC290TP2 BLK | Solar Panels |  | 0.29 | 14 | 175 | 18 |  | Fixed | Roof
Solar Registration Program | NJSRRE1542521727 | TENAFLY BORO | 7670 | 7 | 14.21 | Residential | Yes | Behind the Meter | Sunrun Installation Services, Inc. | PSE&G | Accepted | 2019-10-09 | 2019-10-11 | 2020-10-11 | REC Solar | REC290TP2 BLK | Solar Panels |  | 0.29 | 12 | 266 | 27 |  | Fixed | Roof
Solar Registration Program | NJSRRE1542521727 | TENAFLY BORO | 7670 | 7 | 14.21 | Residential | Yes | Behind the Meter | Sunrun Installation Services, Inc. | PSE&G | Accepted | 2019-10-09 | 2019-10-11 | 2020-10-11 | REC Solar | REC290TP2 BLK | Solar Panels |  | 0.29 | 23 | 355 | 27 |  | Fixed | Roof
Solar Registration Program | NJSRRE1542521727 | TENAFLY BORO | 7670 | 7 | 14.21 | Residential | Yes | Behind the Meter | Sunrun Installation Services, Inc. | PSE&G | Accepted | 2019-10-09 | 2019-10-11 | 2020-10-11 | Ginlong | 1P10K-4G-US | Inverters | 10000 |  | 1 |  |  | 0.96 |  | Outdoor | Next to meter
Solar Registration Program | NJSRRE1542521727 | TENAFLY BORO | 7670 | 7 | 14.21 | Residential | Yes | Behind the Meter | Sunrun Installation Services, Inc. | PSE&G | Accepted | 2019-10-09 | 2019-10-11 | 2020-10-11 | Ginlong | Solis-1P6K-4G-US | Inverters | 6000 |  | 1 |  |  | 0.96 |  | Outside | Next to meter
Solar Registration Program | NJSRRE1542643538 | Jackson Township | 8527 | 18 | 14.21 | Residential | Yes | Behind the Meter | Sunrun Installation Services, Inc. | JCP&L | Accepted | 2019-10-25 | 2019-10-29 | 2020-10-29 | REC Solar | REC290TP2 BLK | Solar Panels |  | 0.29 | 15 | 342 | 23 |  | Fixed | Roof
Solar Registration Program | NJSRRE1542643538 | Jackson Township | 8527 | 18 | 14.21 | Residential | Yes | Behind the Meter | Sunrun Installation Services, Inc. | JCP&L | Accepted | 2019-10-25 | 2019-10-29 | 2020-10-29 | REC Solar | REC290TP2 BLK | Solar Panels |  | 0.29 | 5 | 253 | 23 |  | Fixed | Roof
Solar Registration Program | NJSRRE1542643538 | Jackson Township | 8527 | 18 | 14.21 | Residential | Yes | Behind the Meter | Sunrun Installation Services, Inc. | JCP&L | Accepted | 2019-10-25 | 2019-10-29 | 2020-10-29 | REC Solar | REC290TP2 BLK | Solar Panels |  | 0.29 | 29 | 162 | 23 |  | Fixed | Roof
Solar Registration Program | NJSRRE1542643538 | Jackson Township | 8527 | 18 | 14.21 | Residential | Yes | Behind the Meter | Sunrun Installation Services, Inc. | JCP&L | Accepted | 2019-10-25 | 2019-10-29 | 2020-10-29 | SolarEdge Technologies | SE11400H-USRGM | Inverters | 11400 |  | 1 |  |  | 0.96 |  | Outdoor | Next To Meter
Solar Registration Program | NJSRRE1543506368 | Erial | 8081 | 14 | 14.21 | Residential | Yes | Behind the Meter | Sunrun Installation Services, Inc. | AC Electric | Accepted | 2019-12-10 | 2019-12-13 | 2020-12-13 | REC Solar | REC290TP2 BLK | Solar Panels |  | 0.29 | 32 | 266 | 27 |  | Fixed | Roof
Solar Registration Program | NJSRRE1543506368 | Erial | 8081 | 14 | 14.21 | Residential | Yes | Behind the Meter | Sunrun Installation Services, Inc. | AC Electric | Accepted | 2019-12-10 | 2019-12-13 | 2020-12-13 | REC Solar | REC290TP2 BLK | Solar Panels |  | 0.29 | 17 | 266 | 27 |  | Fixed | Roof
Solar Registration Program | NJSRRE1543506368 | Erial | 8081 | 14 | 14.21 | Residential | Yes | Behind the Meter | Sunrun Installation Services, Inc. | AC Electric | Accepted | 2019-12-10 | 2019-12-13 | 2020-12-13 | SolarEdge Technologies | SE7600A-USS2RGM | Inverters | 7600 |  | 1 |  |  | 0.96 |  | Outdoor | Next To Meter
Solar Registration Program | NJSRRE1543506368 | Erial | 8081 | 14 | 14.21 | Residential | Yes | Behind the Meter | Sunrun Installation Services, Inc. | AC Electric | Accepted | 2019-12-10 | 2019-12-13 | 2020-12-13 | SolarEdge Technologies | SE6000H-USRGM | Inverters | 6000 |  | 1 |  |  | 0.96 |  | Outdoor | Next To Meter
Solar Registration Program | NJSRRE1543506368 | Erial | 8081 | 14 | 14.21 | Residential | Yes | Behind the Meter | Sunrun Installation Services, Inc. | AC Electric | Accepted | 2019-12-10 | 2019-12-13 | 2020-12-13 | LG Chem | RESU 10H SEG | Electric Storage Battery |  |  | 1 |  |  |  | Lithium Ion |  | outside
Solar Registration Program | NJSRRE1542376663 | Mount Laurel | 8054 | 13 | 14.22 | Commercial | Yes | Behind the Meter | A Clear Alternative, Inc | PSE&G | Accepted | 2019-09-10 | 2019-09-12 | 2020-09-12 | Hanwha | Q.Peak Duo-L-G5 | Solar Panels |  | 0.395 | 36 | 206 | 10 |  | Fixed | Roof
Solar Registration Program | NJSRRE1542376663 | Mount Laurel | 8054 | 13 | 14.22 | Commercial | Yes | Behind the Meter | A Clear Alternative, Inc | PSE&G | Accepted | 2019-09-10 | 2019-09-12 | 2020-09-12 | Solar Edge | SE20.0 K | Inverters | 24 |  | 1 |  |  | 0.98 |  | Outside | Outside Near Electric Room
Solar Registration Program | NJSRRE1543463287 | TOms River | 8755 | 18 | 14.24 | Residential | No | Behind the Meter | Advanced Solar & Energy Solutions, LLC | JCP&L | Accepted | 2019-12-02 | 2019-12-09 | 2020-12-09 | LG | LG365w | Solar Panels |  | 0.365 | 39 | 135 | 19 |  | Fixed | Roof
Solar Registration Program | NJSRRE1543463287 | TOms River | 8755 | 18 | 14.24 | Residential | No | Behind the Meter | Advanced Solar & Energy Solutions, LLC | JCP&L | Accepted | 2019-12-02 | 2019-12-09 | 2020-12-09 | Solar Edge | SE10000 | Inverters | 10000 |  | 1 |  |  | 0.97 |  | Indoor | garage
Solar Registration Program | NJSRRE1543463287 | TOms River | 8755 | 18 | 14.24 | Residential | No | Behind the Meter | Advanced Solar & Energy Solutions, LLC | JCP&L | Accepted | 2019-12-02 | 2019-12-09 | 2020-12-09 | Solar Edeg | SE7600A-US | Inverters | 7600 |  | 1 |  |  | 0.17 |  | Indoor | garage
Solar Registration Program | NJSRRE1540894562 | Woodland Park | 7424 | 6 | 14.25 | Residential | No | Behind the Meter | Envirosolar | PSE&G | Accepted | 2019-04-25 | 2019-04-26 | 2020-04-26 | JINKO SOLAR | JKM350M-72 | Solar Panels |  | 0.35 | 12 | 151 | 10 |  | Fixed | Roof
Solar Registration Program | NJSRRE1540894562 | Woodland Park | 7424 | 6 | 14.25 | Residential | No | Behind the Meter | Envirosolar | PSE&G | Accepted | 2019-04-25 | 2019-04-26 | 2020-04-26 | JINKO SOLAR | JKM350M-72 MODULES | Solar Panels |  | 0.35 | 11 | 151 | 10 |  | Fixed | Roof
Solar Registration Program | NJSRRE1540894562 | Woodland Park | 7424 | 6 | 14.25 | Residential | No | Behind the Meter | Envirosolar | PSE&G | Accepted | 2019-04-25 | 2019-04-26 | 2020-04-26 | JINKO SOLAR | JKM310M-60 | Solar Panels |  | 0.31 | 20 | 151 | 10 |  | Fixed | Roof
Solar Registration Program | NJSRRE1540894562 | Woodland Park | 7424 | 6 | 14.25 | Residential | No | Behind the Meter | Envirosolar | PSE&G | Accepted | 2019-04-25 | 2019-04-26 | 2020-04-26 | Solar Edge | SE5000H-US 240V | Inverters | 5000 |  | 1 |  |  | 0.99 |  | Outdoor | By Meter
Solar Registration Program | NJSRRE1541073635 | Port Republic | 8241 | 19 | 14.26 | Residential | Yes | Behind the Meter | Suntuity Solar LLC | AC Electric | Accepted | 2019-06-04 | 2019-06-06 | 2020-06-06 | Yingli Green Energy | YL310D-30b | Solar Panels |  | 0.31 | 6 | 203 | 34 |  | Fixed | Roof
Solar Registration Program | NJSRRE1541073635 | Port Republic | 8241 | 19 | 14.26 | Residential | Yes | Behind the Meter | Suntuity Solar LLC | AC Electric | Accepted | 2019-06-04 | 2019-06-06 | 2020-06-06 | Yingli Green Energy | YL310D-30b | Solar Panels |  | 0.31 | 40 | 202 | 34 |  | Fixed | Roof
Solar Registration Program | NJSRRE1541073635 | Port Republic | 8241 | 19 | 14.26 | Residential | Yes | Behind the Meter | Suntuity Solar LLC | AC Electric | Accepted | 2019-06-04 | 2019-06-06 | 2020-06-06 | Enphase Energy | IQ7-60-2-US | Inverters | 240 |  | 46 |  |  | 0.97 |  | Outdoor | Behind the PV modules
Solar Registration Program | NJSRRE1541820294 | Burlington | 8016 | 13 | 14.26 | Residential | No | Behind the Meter | Suntuity Solar LLC | PSE&G | Accepted | 2019-08-13 | 2019-08-23 | 2020-08-23 | Yingli Green Energy | YL310D-30b | Solar Panels |  | 0.31 | 22 | 231 | 34 |  | Fixed | Roof
Solar Registration Program | NJSRRE1541820294 | Burlington | 8016 | 13 | 14.26 | Residential | No | Behind the Meter | Suntuity Solar LLC | PSE&G | Accepted | 2019-08-13 | 2019-08-23 | 2020-08-23 | Yingli Green Energy | YL310D-30b | Solar Panels |  | 0.31 | 24 | 51 | 34 |  | Fixed | Roof
Solar Registration Program | NJSRRE1541820294 | Burlington | 8016 | 13 | 14.26 | Residential | No | Behind the Meter | Suntuity Solar LLC | PSE&G | Accepted | 2019-08-13 | 2019-08-23 | 2020-08-23 | Enphase Energy | IQ7-60-2-US | Inverters | 240 |  | 46 |  |  | 0.97 |  | Outdoor | Behind the PV Modules
Solar Registration Program | NJSRRE1541849546 | Dumont | 7628 | 7 | 14.26 | Residential | Yes | Behind the Meter | Vivint Solar Developer, LLC | PSE&G | Accepted | 2019-08-16 | 2019-08-23 | 2020-08-23 | Hanwha Solar | Q.PEAK BLK-G5 310 | Solar Panels |  | 0.31 | 5 | 272 | 22 |  | Fixed | Roof
Solar Registration Program | NJSRRE1541849546 | Dumont | 7628 | 7 | 14.26 | Residential | Yes | Behind the Meter | Vivint Solar Developer, LLC | PSE&G | Accepted | 2019-08-16 | 2019-08-23 | 2020-08-23 | Hanwha Solar | Q.PEAK BLK-G5 310 | Solar Panels |  | 0.31 | 20 | 92 | 22 |  | Fixed | Roof
Solar Registration Program | NJSRRE1541849546 | Dumont | 7628 | 7 | 14.26 | Residential | Yes | Behind the Meter | Vivint Solar Developer, LLC | PSE&G | Accepted | 2019-08-16 | 2019-08-23 | 2020-08-23 | Hanwha Solar | Q.PEAK BLK-G5 310 | Solar Panels |  | 0.31 | 16 | 272 | 22 |  | Fixed | Roof
Solar Registration Program | NJSRRE1541849546 | Dumont | 7628 | 7 | 14.26 | Residential | Yes | Behind the Meter | Vivint Solar Developer, LLC | PSE&G | Accepted | 2019-08-16 | 2019-08-23 | 2020-08-23 | Hanwha Solar | Q.PEAK BLK-G5 310 | Solar Panels |  | 0.31 | 5 | 92 | 22 |  | Fixed | Roof
Solar Registration Program | NJSRRE1541849546 | Dumont | 7628 | 7 | 14.26 | Residential | Yes | Behind the Meter | Vivint Solar Developer, LLC | PSE&G | Accepted | 2019-08-16 | 2019-08-23 | 2020-08-23 | Solar Edge | SE10000H-US | Inverters | 10000 |  | 1 |  |  | 0.996 |  | Outdoor | Near the Utility Meter
Solar Registration Program | NJSRRE1542172145 | Gloucester Twp | 8024 |  | 14.26 | Residential | Yes | Behind the Meter | Orbit Energy & Power, LLC | PSE&G | Accepted | 2019-09-04 | 2019-09-06 | 2020-09-06 | trina | tsm 310 | Solar Panels |  | 0.31 | 24 | 103 | 35 |  | Fixed | Roof
Solar Registration Program | NJSRRE1542172145 | Gloucester Twp | 8024 |  | 14.26 | Residential | Yes | Behind the Meter | Orbit Energy & Power, LLC | PSE&G | Accepted | 2019-09-04 | 2019-09-06 | 2020-09-06 | trina | tsm 310 | Solar Panels |  | 0.31 | 22 | 283 | 35 |  | Fixed | Roof
Solar Registration Program | NJSRRE1542172145 | Gloucester Twp | 8024 |  | 14.26 | Residential | Yes | Behind the Meter | Orbit Energy & Power, LLC | PSE&G | Accepted | 2019-09-04 | 2019-09-06 | 2020-09-06 | enphase | iq7 | Inverters | 240 |  | 46 |  |  | 0.986 |  | Outside | panel
Solar Registration Program | NJSRRE1542500815 | Laurel Springs | 8021 | 14 | 14.26 | Residential | No | Behind the Meter | Orbit Energy & Power, LLC | AC Electric | Accepted | 2019-10-03 | 2019-10-08 | 2020-10-08 | axitec | axitec 310 | Solar Panels |  | 0.31 | 29 | 101 | 30 |  | Fixed | Roof
Solar Registration Program | NJSRRE1542500815 | Laurel Springs | 8021 | 14 | 14.26 | Residential | No | Behind the Meter | Orbit Energy & Power, LLC | AC Electric | Accepted | 2019-10-03 | 2019-10-08 | 2020-10-08 | axitec | axitec 310 | Solar Panels |  | 0.31 | 17 | 281 | 30 |  | Fixed | Roof
Solar Registration Program | NJSRRE1542500815 | Laurel Springs | 8021 | 14 | 14.26 | Residential | No | Behind the Meter | Orbit Energy & Power, LLC | AC Electric | Accepted | 2019-10-03 | 2019-10-08 | 2020-10-08 | enphase | iq7 | Inverters | 240 |  | 46 |  |  | 0.986 |  | Outside | 0.9
Solar Registration Program | NJSRRE1542501711 | Hammonton | 8037 | 19 | 14.26 | Residential | No | Behind the Meter | All Season Solar | AC Electric | Final As-Built Received | 2019-10-03 | 2019-10-08 | 2020-10-08 | Certain Teed | CT310HC11-04 | Solar Panels |  | 0.31 | 10 | 44 | 18 |  | Fixed | Roof
Solar Registration Program | NJSRRE1542501711 | Hammonton | 8037 | 19 | 14.26 | Residential | No | Behind the Meter | All Season Solar | AC Electric | Final As-Built Received | 2019-10-03 | 2019-10-08 | 2020-10-08 | Certain Teed | CT310HC11-04 | Solar Panels |  | 0.31 | 36 | 124 | 18 |  | Fixed | Roof
Solar Registration Program | NJSRRE1542501711 | Hammonton | 8037 | 19 | 14.26 | Residential | No | Behind the Meter | All Season Solar | AC Electric | Final As-Built Received | 2019-10-03 | 2019-10-08 | 2020-10-08 | Enphase | IQ7 | Inverters | 240 |  | 46 |  |  | 0.97 |  | Outdoor | Under Module
Solar Registration Program | NJSRRE1542501711 | Hammonton | 8037 | 19 | 14.26 | Residential | No | Behind the Meter | All Season Solar | AC Electric | Final As-Built Received | 2019-10-03 | 2019-10-08 | 2020-10-08 | Hialeah | CL200 | Meters |  |  | 1 |  |  |  | Yes | Outdoor
Solar Registration Program | NJSRRE1542512313 | Jackson | 8527 | 18 | 14.26 | Residential | Yes | Behind the Meter | Powerlutions | JCP&L | Accepted | 2019-10-07 | 2019-10-09 | 2020-10-09 | Axitec | AC-310P/156-72S | Solar Panels |  | 0.31 | 28 | 135 | 33 |  | Fixed | Roof
Solar Registration Program | NJSRRE1542512313 | Jackson | 8527 | 18 | 14.26 | Residential | Yes | Behind the Meter | Powerlutions | JCP&L | Accepted | 2019-10-07 | 2019-10-09 | 2020-10-09 | Axitec | AC-310P/156-72S | Solar Panels |  | 0.31 | 10 | 135 | 33 |  | Fixed | Roof
Solar Registration Program | NJSRRE1542512313 | Jackson | 8527 | 18 | 14.26 | Residential | Yes | Behind the Meter | Powerlutions | JCP&L | Accepted | 2019-10-07 | 2019-10-09 | 2020-10-09 | Axitec | AC-310P/156-72S | Solar Panels |  | 0.31 | 2 | 225 | 36 |  | Fixed | Roof
Solar Registration Program | NJSRRE1542512313 | Jackson | 8527 | 18 | 14.26 | Residential | Yes | Behind the Meter | Powerlutions | JCP&L | Accepted | 2019-10-07 | 2019-10-09 | 2020-10-09 | Axitec | AC-310P/156-72S | Solar Panels |  | 0.31 | 6 | 135 | 17 |  | Fixed | Roof
Solar Registration Program | NJSRRE1542512313 | Jackson | 8527 | 18 | 14.26 | Residential | Yes | Behind the Meter | Powerlutions | JCP&L | Accepted | 2019-10-07 | 2019-10-09 | 2020-10-09 | Solar Edge | SE11400H-US | Inverters | 11.4 |  | 1 |  |  | 0.99 |  | Outdoor | Near Meter
Solar Registration Program | NJSRRE1542515055 | Roselle | 7203 | 10 | 14.26 | Residential | No | Behind the Meter | Palmetto Solar LLC | PSE&G | Accepted | 2019-10-08 | 2019-10-10 | 2020-10-10 | Hanwha | 310W All Black Module | Solar Panels |  | 0.31 | 46 | 180 | 25 |  | Fixed | Roof
Solar Registration Program | NJSRRE1542515055 | Roselle | 7203 | 10 | 14.26 | Residential | No | Behind the Meter | Palmetto Solar LLC | PSE&G | Accepted | 2019-10-08 | 2019-10-10 | 2020-10-10 | SolarEdge Technologies | SE6000H-US | Inverters | 6000 |  | 1 |  |  | 0.99 |  | Outside | side of the house
Solar Registration Program | NJSRRE1542515055 | Roselle | 7203 | 10 | 14.26 | Residential | No | Behind the Meter | Palmetto Solar LLC | PSE&G | Accepted | 2019-10-08 | 2019-10-10 | 2020-10-10 | SolarEdge Technologies | SE 11400H-US | Inverters | 11400 |  | 1 |  |  | 0.99 |  | Outside | side of the house
Solar Registration Program | NJSRRE1542543928 | Mansfield | 8022 | 13 | 14.26 | Residential | No | Behind the Meter | Sun Up Zero Down | PSE&G | Accepted | 2019-10-15 | 2019-10-17 | 2020-10-17 | trina | TSM-310 DD05A.05 (II) | Solar Panels |  | 0.31 | 20 | 227 | 26 |  | Fixed | Roof
Solar Registration Program | NJSRRE1542543928 | Mansfield | 8022 | 13 | 14.26 | Residential | No | Behind the Meter | Sun Up Zero Down | PSE&G | Accepted | 2019-10-15 | 2019-10-17 | 2020-10-17 | trina | TSM-310 DD05A.05 (II) | Solar Panels |  | 0.31 | 6 | 227 | 8 |  | Fixed | Roof
Solar Registration Program | NJSRRE1542543928 | Mansfield | 8022 | 13 | 14.26 | Residential | No | Behind the Meter | Sun Up Zero Down | PSE&G | Accepted | 2019-10-15 | 2019-10-17 | 2020-10-17 | trina | TSM-310 DD05A.05 (II) | Solar Panels |  | 0.31 | 20 | 227 | 26 |  | Fixed | Roof
Solar Registration Program | NJSRRE1542543928 | Mansfield | 8022 | 13 | 14.26 | Residential | No | Behind the Meter | Sun Up Zero Down | PSE&G | Accepted | 2019-10-15 | 2019-10-17 | 2020-10-17 | solaredge | SE11400H-US | Inverters | 11400 |  | 1 |  |  | 0.98 |  | Other | outside wall
Solar Registration Program | NJSRRE1543065342 | Pitman | 8071 | 15 | 14.26 | Residential | No | Behind the Meter | Orbit Energy & Power, LLC | AC Electric | Accepted | 2019-11-11 | 2019-11-13 | 2020-11-13 | AXITEC | AXITEC 310 W | Solar Panels |  | 0.31 | 30 | 252 | 23 |  | Double Axis | Roof
Solar Registration Program | NJSRRE1543065342 | Pitman | 8071 | 15 | 14.26 | Residential | No | Behind the Meter | Orbit Energy & Power, LLC | AC Electric | Accepted | 2019-11-11 | 2019-11-13 | 2020-11-13 | AXITEC | AXITEC 310 W | Solar Panels |  | 0.31 | 16 | 72 | 23 |  | Fixed | Roof
Solar Registration Program | NJSRRE1543065342 | Pitman | 8071 | 15 | 14.26 | Residential | No | Behind the Meter | Orbit Energy & Power, LLC | AC Electric | Accepted | 2019-11-11 | 2019-11-13 | 2020-11-13 | ENPHASE | IQ7 MICROINVERTERS | Inverters | 240 |  | 39 |  |  | 0.97 |  | Other | ROOF
Solar Registration Program | NJSRRE1543459193 | Toms River | 8753 | 18 | 14.26 | Residential | No | Behind the Meter | Powerlutions | JCP&L | Accepted | 2019-11-28 | 2019-12-04 | 2020-12-04 | Silfab | SLA 310M | Solar Panels |  | 0.31 | 21 | 205 | 32 |  | Fixed | Roof
Solar Registration Program | NJSRRE1543459193 | Toms River | 8753 | 18 | 14.26 | Residential | No | Behind the Meter | Powerlutions | JCP&L | Accepted | 2019-11-28 | 2019-12-04 | 2020-12-04 | Silfab | SLA 310M | Solar Panels |  | 0.31 | 8 | 115 | 44 |  | Fixed | Roof
Solar Registration Program | NJSRRE1543459193 | Toms River | 8753 | 18 | 14.26 | Residential | No | Behind the Meter | Powerlutions | JCP&L | Accepted | 2019-11-28 | 2019-12-04 | 2020-12-04 | Silfab | SLA 310M | Solar Panels |  | 0.31 | 10 | 295 | 44 |  | Fixed | Roof
Solar Registration Program | NJSRRE1543459193 | Toms River | 8753 | 18 | 14.26 | Residential | No | Behind the Meter | Powerlutions | JCP&L | Accepted | 2019-11-28 | 2019-12-04 | 2020-12-04 | Silfab | SLA 310M | Solar Panels |  | 0.31 | 3 | 115 | 43 |  | Fixed | Roof
Solar Registration Program | NJSRRE1543459193 | Toms River | 8753 | 18 | 14.26 | Residential | No | Behind the Meter | Powerlutions | JCP&L | Accepted | 2019-11-28 | 2019-12-04 | 2020-12-04 | Silfab | SLA 310M | Solar Panels |  | 0.31 | 4 | 295 | 43 |  | Fixed | Roof
Solar Registration Program | NJSRRE1543459193 | Toms River | 8753 | 18 | 14.26 | Residential | No | Behind the Meter | Powerlutions | JCP&L | Accepted | 2019-11-28 | 2019-12-04 | 2020-12-04 | SolarEdge | SE10000H-US | Inverters | 10 |  | 1 |  |  | 0.99 |  | Outdoor | Near Meter
Solar Registration Program | NJSRRE1543473782 | Villas | 8251 | 21 | 14.26 | Residential | Yes | Behind the Meter | Orbit Energy & Power, LLC | AC Electric | Accepted | 2019-12-03 | 2019-12-05 | 2020-12-05 | TRINA SOLAR | TSM-DD05A.08(II) 310W | Solar Panels |  | 0.31 | 24 | 276 | 40 |  | Fixed | Roof
Solar Registration Program | NJSRRE1543473782 | Villas | 8251 | 21 | 14.26 | Residential | Yes | Behind the Meter | Orbit Energy & Power, LLC | AC Electric | Accepted | 2019-12-03 | 2019-12-05 | 2020-12-05 | TRINA SOLAR | TSM-DD05A.08 (II) 310W | Solar Panels |  | 0.31 | 22 | 96 | 40 |  | Fixed | Roof
Solar Registration Program | NJSRRE1543473782 | Villas | 8251 | 21 | 14.26 | Residential | Yes | Behind the Meter | Orbit Energy & Power, LLC | AC Electric | Accepted | 2019-12-03 | 2019-12-05 | 2020-12-05 | Enphase | IQ7-60-2-US | Inverters | 0.24 |  | 46 |  |  | 0.99 |  | Outside | ROOF
Solar Registration Program | NJSRRE1543481997 | Bridgeton | 8302 | 20 | 14.26 | Residential | Yes | Behind the Meter | Orbit Energy & Power, LLC | AC Electric | Accepted | 2019-12-06 | 2019-12-10 | 2020-12-10 | TRINA SOLAR | TSM-DD05A.08 (II) 310 | Solar Panels |  | 0.31 | 22 | 239 | 28 |  | Fixed | Roof
Solar Registration Program | NJSRRE1543481997 | Bridgeton | 8302 | 20 | 14.26 | Residential | Yes | Behind the Meter | Orbit Energy & Power, LLC | AC Electric | Accepted | 2019-12-06 | 2019-12-10 | 2020-12-10 | TRINA SOLAR | TSM-DD05A.08(II) 310W | Solar Panels |  | 0.31 | 24 | 59 | 28 |  | Fixed | Roof
Solar Registration Program | NJSRRE1543481997 | Bridgeton | 8302 | 20 | 14.26 | Residential | Yes | Behind the Meter | Orbit Energy & Power, LLC | AC Electric | Accepted | 2019-12-06 | 2019-12-10 | 2020-12-10 | ENPHASE | IQ7-60-2-US | Inverters | 0.24 |  | 46 |  |  | 0.99 |  | Outside | ROOF
Solar Registration Program | NJSRRE1543553204 | Williamstown | 8094 | 15 | 14.26 | Residential | No | Behind the Meter | Paradise Solar and Electrical LLC | AC Electric | Accepted | 2019-12-17 | 2019-12-19 | 2020-12-19 | Trina Solar | TSM-310 | Solar Panels |  | 0.31 | 46 | 143 | 22 |  | Fixed | Roof
Solar Registration Program | NJSRRE1543553204 | Williamstown | 8094 | 15 | 14.26 | Residential | No | Behind the Meter | Paradise Solar and Electrical LLC | AC Electric | Accepted | 2019-12-17 | 2019-12-19 | 2020-12-19 | enphase | iq7 | Inverters | 240 |  | 46 |  |  | 0.965 |  | Outdoor | roof
Solar Registration Program | NJSRRE1542421746 | Wall | 7753 | 17 | 14.28 | Residential | No | Behind the Meter | Trinity Solar | JCP&L | Accepted | 2019-09-19 | 2019-09-23 | 2020-09-23 | TRINA 255 | TSM-255 PD05.08 | Solar Panels |  | 0.255 | 33 | 201 | 18 |  | Fixed | Roof
Solar Registration Program | NJSRRE1542421746 | Wall | 7753 | 17 | 14.28 | Residential | No | Behind the Meter | Trinity Solar | JCP&L | Accepted | 2019-09-19 | 2019-09-23 | 2020-09-23 | TRINA 255 | TSM-255 PD05.08 | Solar Panels |  | 0.255 | 23 | 201 | 18 |  | Fixed | Roof
Solar Registration Program | NJSRRE1542421746 | Wall | 7753 | 17 | 14.28 | Residential | No | Behind the Meter | Trinity Solar | JCP&L | Accepted | 2019-09-19 | 2019-09-23 | 2020-09-23 | Solar Edge | SE11400H-US | Inverters | 11400 |  | 1 |  |  | 0.97 |  | Outdoor | side of home
Solar Registration Program | NJSRRE1541437186 | Brigantine | 8203 | 19 | 14.3 | Residential | No | Behind the Meter | Pro Custom Solar dba Momentum Solar | AC Electric | Accepted | 2019-06-20 | 2019-07-15 | 2020-07-15 | LG | LG325N1C-A5 | Solar Panels |  | 0.325 | 22 | 207 | 28 |  | Fixed | Roof
Solar Registration Program | NJSRRE1541437186 | Brigantine | 8203 | 19 | 14.3 | Residential | No | Behind the Meter | Pro Custom Solar dba Momentum Solar | AC Electric | Accepted | 2019-06-20 | 2019-07-15 | 2020-07-15 | LG | LG325N1C-A5 | Solar Panels |  | 0.325 | 22 | 27 | 28 |  | Fixed | Roof
Solar Registration Program | NJSRRE1541437186 | Brigantine | 8203 | 19 | 14.3 | Residential | No | Behind the Meter | Pro Custom Solar dba Momentum Solar | AC Electric | Accepted | 2019-06-20 | 2019-07-15 | 2020-07-15 | Enphase | IQ7-60-2-US | Inverters | 250 |  | 44 |  |  | 0.97 |  | Outdoor | Roof
Solar Registration Program | NJSRRE1541693294 | Montgomery | 8558 | 5 | 14.3 | Residential | No | Behind the Meter | Green Power Energy | PSE&G | Accepted | 2019-07-22 | 2019-07-24 | 2020-07-24 | Panasonic | VBHN325KA03 | Solar Panels |  | 0.325 | 44 | 171 | 37 |  | Fixed | Roof
Solar Registration Program | NJSRRE1541693294 | Montgomery | 8558 | 5 | 14.3 | Residential | No | Behind the Meter | Green Power Energy | PSE&G | Accepted | 2019-07-22 | 2019-07-24 | 2020-07-24 | Solar Edge | SE11400H-US | Inverters | 11400 |  | 1 |  |  | 0.97 |  | Outside | next to meter
Solar Registration Program | NJSRRE1542033762 | Delanco | 8075 | 13 | 14.3 | Residential | No | Behind the Meter | Sun Up Zero Down | PSE&G | Accepted | 2019-09-03 | 2019-09-05 | 2020-09-05 | LG | LG325N1C-A5 | Solar Panels |  | 0.325 | 20 | 140 | 13 |  | Fixed | Roof
Solar Registration Program | NJSRRE1542033762 | Delanco | 8075 | 13 | 14.3 | Residential | No | Behind the Meter | Sun Up Zero Down | PSE&G | Accepted | 2019-09-03 | 2019-09-05 | 2020-09-05 | LG | LG325N1C-A5 | Solar Panels |  | 0.325 | 24 | 320 | 12 |  | Fixed | Roof
Solar Registration Program | NJSRRE1542033762 | Delanco | 8075 | 13 | 14.3 | Residential | No | Behind the Meter | Sun Up Zero Down | PSE&G | Accepted | 2019-09-03 | 2019-09-05 | 2020-09-05 | Solaredge | SE11400H-US | Inverters | 11400 |  | 1 |  |  | 0.98 |  | Other | outside wall
Solar Registration Program | NJSRRE1542441108 | Newton | 7860 | 1 | 14.3 | Residential | No | Behind the Meter | Green Power Energy | JCP&L | Accepted | 2019-09-25 | 2019-10-04 | 2020-10-04 | Panasonic | VBHN325KA03 | Solar Panels |  | 0.325 | 44 | 187 | 23 |  | Fixed | Roof
Solar Registration Program | NJSRRE1542441108 | Newton | 7860 | 1 | 14.3 | Residential | No | Behind the Meter | Green Power Energy | JCP&L | Accepted | 2019-09-25 | 2019-10-04 | 2020-10-04 | Solar Edge | SE7600H-US | Inverters | 7600 |  | 2 |  |  | 0.97 |  | Outside | next to meter
Solar Registration Program | NJSRRE1541722880 | Paterson | 7514 | 6 | 14.34 | Residential | No | Behind the Meter | Whitman Construction, LLC | PSE&G | Accepted | 2019-07-31 | 2019-08-05 | 2020-08-05 | Trina Solar | TSM-305DD05A | Solar Panels |  | 0.305 | 23 | 9 | 30 |  | Fixed | Roof
Solar Registration Program | NJSRRE1541722880 | Paterson | 7514 | 6 | 14.34 | Residential | No | Behind the Meter | Whitman Construction, LLC | PSE&G | Accepted | 2019-07-31 | 2019-08-05 | 2020-08-05 | Trina Solar | TSM-305DD05A | Solar Panels |  | 0.305 | 3 | 279 | 13 |  | Fixed | Roof
Solar Registration Program | NJSRRE1541722880 | Paterson | 7514 | 6 | 14.34 | Residential | No | Behind the Meter | Whitman Construction, LLC | PSE&G | Accepted | 2019-07-31 | 2019-08-05 | 2020-08-05 | Trina Solar | TSM-305DD05A | Solar Panels |  | 0.305 | 3 | 99 | 13 |  | Fixed | Roof
Solar Registration Program | NJSRRE1541722880 | Paterson | 7514 | 6 | 14.34 | Residential | No | Behind the Meter | Whitman Construction, LLC | PSE&G | Accepted | 2019-07-31 | 2019-08-05 | 2020-08-05 | Trina 305 | TSM-305DD05A | Solar Panels |  | 0.305 | 18 | 189 | 30 |  | Fixed | Roof
Solar Registration Program | NJSRRE1541722880 | Paterson | 7514 | 6 | 14.34 | Residential | No | Behind the Meter | Whitman Construction, LLC | PSE&G | Accepted | 2019-07-31 | 2019-08-05 | 2020-08-05 | Enphase Energy | IQ7-60-2-US | Inverters | 0.24 |  | 47 |  |  | 0.976 |  | Outside | roof
Solar Registration Program | NJSRRE1542428555 | Pennsville | 8070 | 16 | 14.34 | Residential | Yes | Behind the Meter | RCL Enterprises Inc. | AC Electric | Accepted | 2019-09-23 | 2019-09-25 | 2020-09-25 | Trina Solar | TSM-305DD05A | Solar Panels |  | 0.305 | 16 | 214 | 18 |  | Fixed | Roof
Solar Registration Program | NJSRRE1542428555 | Pennsville | 8070 | 16 | 14.34 | Residential | Yes | Behind the Meter | RCL Enterprises Inc. | AC Electric | Accepted | 2019-09-23 | 2019-09-25 | 2020-09-25 | Trina Solar | TSM-305DD05A | Solar Panels |  | 0.305 | 21 | 124 | 22 |  | Fixed | Roof
Solar Registration Program | NJSRRE1542428555 | Pennsville | 8070 | 16 | 14.34 | Residential | Yes | Behind the Meter | RCL Enterprises Inc. | AC Electric | Accepted | 2019-09-23 | 2019-09-25 | 2020-09-25 | Trina Solar | TSM-305DD05A | Solar Panels |  | 0.305 | 10 | 214 | 16 |  | Fixed | Roof
Solar Registration Program | NJSRRE1542428555 | Pennsville | 8070 | 16 | 14.34 | Residential | Yes | Behind the Meter | RCL Enterprises Inc. | AC Electric | Accepted | 2019-09-23 | 2019-09-25 | 2020-09-25 | Enphase | IQ7 | Inverters | 11280 |  | 47 |  |  | 0.96 |  | Outdoor | under panels
Solar Registration Program | NJSRRE1540911028 | Absecon Highlands | 8201 | 19 | 14.35 | Residential | Yes | Behind the Meter | SunnyMac LLC | AC Electric | Accepted | 2019-05-02 | 2019-05-03 | 2020-05-03 | Sunpower | SPR-X21-350 | Solar Panels |  | 0.35 | 13 | 7 | 18 |  | Fixed | Roof
Solar Registration Program | NJSRRE1540911028 | Absecon Highlands | 8201 | 19 | 14.35 | Residential | Yes | Behind the Meter | SunnyMac LLC | AC Electric | Accepted | 2019-05-02 | 2019-05-03 | 2020-05-03 | Sunpower | SPR-X21-350 | Solar Panels |  | 0.35 | 28 | 187 | 18 |  | Fixed | Roof
Solar Registration Program | NJSRRE1540911028 | Absecon Highlands | 8201 | 19 | 14.35 | Residential | Yes | Behind the Meter | SunnyMac LLC | AC Electric | Accepted | 2019-05-02 | 2019-05-03 | 2020-05-03 | Sunpower | SPR-X21-350 | Inverters | 0.32 |  | 41 |  |  | 0.99 |  | Outside | Roof
Solar Registration Program | NJSRRE1541726155 | Madison | 7940 | 3 | 14.35 | Residential | No | Behind the Meter | Green House Solar | Borough of Madison | Accepted | 2019-08-20 | 2019-08-22 | 2020-08-22 | SunPower | x-21-350-e-ac | Solar Panels |  | 0.35 | 9 | 225 | 33 |  | Fixed | Roof
Solar Registration Program | NJSRRE1541726155 | Madison | 7940 | 3 | 14.35 | Residential | No | Behind the Meter | Green House Solar | Borough of Madison | Accepted | 2019-08-20 | 2019-08-22 | 2020-08-22 | 225 | 33 | Solar Panels |  | 0.35 | 10 | 225 | 33 |  | Fixed | Roof
Solar Registration Program | NJSRRE1541726155 | Madison | 7940 | 3 | 14.35 | Residential | No | Behind the Meter | Green House Solar | Borough of Madison | Accepted | 2019-08-20 | 2019-08-22 | 2020-08-22 | SunPower | x-21-350-e-ac | Solar Panels |  | 0.35 | 3 | 315 | 33 |  | Fixed | Roof
Solar Registration Program | NJSRRE1541726155 | Madison | 7940 | 3 | 14.35 | Residential | No | Behind the Meter | Green House Solar | Borough of Madison | Accepted | 2019-08-20 | 2019-08-22 | 2020-08-22 | SunPower | x-21-350-e-ac | Solar Panels |  | 0.35 | 5 | 225 | 18 |  | Fixed | Roof
Solar Registration Program | NJSRRE1541726155 | Madison | 7940 | 3 | 14.35 | Residential | No | Behind the Meter | Green House Solar | Borough of Madison | Accepted | 2019-08-20 | 2019-08-22 | 2020-08-22 | SunPower | x-21-350-e-ac | Solar Panels |  | 0.35 | 14 | 135 | 8 |  | Fixed | Roof
Solar Registration Program | NJSRRE1541726155 | Madison | 7940 | 3 | 14.35 | Residential | No | Behind the Meter | Green House Solar | Borough of Madison | Accepted | 2019-08-20 | 2019-08-22 | 2020-08-22 | SunPower | x-21-350-e-ac | Inverters | 315 |  | 41 |  |  | 0.975 |  | Outdoor | Roof
Solar Registration Program | NJSRRE1541726155 | Madison | 7940 | 3 | 14.35 | Residential | No | Behind the Meter | Green House Solar | Borough of Madison | Accepted | 2019-08-20 | 2019-08-22 | 2020-08-22 | Sonnen | eco10 | Electric Storage Battery |  |  | 1 |  |  |  | Lithium Ion |  | Outside
Solar Registration Program | NJSRRE1542528114 | CHERRY HILL | 8002 | 14 | 14.35 | Residential | No | Behind the Meter | SEA BRIGHT SOLAR, LLC | PSE&G | Final As-Built Received | 2019-10-11 | 2019-10-15 | 2020-10-15 | SUNPOWER | SPR-X21-350-BLK-AC | Solar Panels |  | 0.35 | 31 | 187 | 27 |  | Fixed | Roof | SOUTH
Solar Registration Program | NJSRRE1542528114 | CHERRY HILL | 8002 | 14 | 14.35 | Residential | No | Behind the Meter | SEA BRIGHT SOLAR, LLC | PSE&G | Final As-Built Received | 2019-10-11 | 2019-10-15 | 2020-10-15 | SUNPOWER | SPR-X21-350-BLK-AC | Solar Panels |  | 0.35 | 10 | 277 | 18 |  | Fixed | Roof | WEST
Solar Registration Program | NJSRRE1542528114 | CHERRY HILL | 8002 | 14 | 14.35 | Residential | No | Behind the Meter | SEA BRIGHT SOLAR, LLC | PSE&G | Final As-Built Received | 2019-10-11 | 2019-10-15 | 2020-10-15 | SUNPOWER | SPR-X21-350-BLK-AC | Inverters | 320 |  | 41 |  |  | 0.96 |  | Outside | BENEATH ARRAY
Solar Registration Program | NJSRRE1542528114 | CHERRY HILL | 8002 | 14 | 14.35 | Residential | No | Behind the Meter | SEA BRIGHT SOLAR, LLC | PSE&G | Final As-Built Received | 2019-10-11 | 2019-10-15 | 2020-10-15 | SUNPOWER | PVS6 | Meters |  |  | 1 |  |  |  | Yes | Outdoor
Solar Registration Program | NJSRRE1540770339 | vineland | 8360 | 20 | 14.39 | Residential | Yes | Behind the Meter | Vision Solar LLC | Vineland Muni Electric | Accepted | 2019-04-02 | 2019-04-08 | 2020-04-08 | sunpower | e20-327-e-ac | Solar Panels |  | 0.327 | 21 | 273 | 30 |  | Fixed | Roof
Solar Registration Program | NJSRRE1540770339 | vineland | 8360 | 20 | 14.39 | Residential | Yes | Behind the Meter | Vision Solar LLC | Vineland Muni Electric | Accepted | 2019-04-02 | 2019-04-08 | 2020-04-08 | sunpower | e20-327-e-ac | Solar Panels |  | 0.327 | 23 | 93 | 30 |  | Fixed | Roof
Solar Registration Program | NJSRRE1540770339 | vineland | 8360 | 20 | 14.39 | Residential | Yes | Behind the Meter | Vision Solar LLC | Vineland Muni Electric | Accepted | 2019-04-02 | 2019-04-08 | 2020-04-08 | sunpower | e20-327-e-ac | Inverters | 0.327 |  | 44 |  |  | 0.96 |  | Other | behind panels
Solar Registration Program | NJSRRE1541016715 | Willingboro twp | 8046 | 13 | 14.39 | Residential | Yes | Behind the Meter | SunnyMac LLC | PSE&G | Accepted | 2019-05-25 | 2019-06-03 | 2020-06-03 | Sunpower | SPR-E20-327-E-AC | Solar Panels |  | 0.327 | 4 | 13 | 18 |  | Fixed | Roof
Solar Registration Program | NJSRRE1541016715 | Willingboro twp | 8046 | 13 | 14.39 | Residential | Yes | Behind the Meter | SunnyMac LLC | PSE&G | Accepted | 2019-05-25 | 2019-06-03 | 2020-06-03 | Sunpower | SPR-E20-327-E-AC | Solar Panels |  | 0.327 | 17 | 13 | 26 |  | Fixed | Roof
Solar Registration Program | NJSRRE1541016715 | Willingboro twp | 8046 | 13 | 14.39 | Residential | Yes | Behind the Meter | SunnyMac LLC | PSE&G | Accepted | 2019-05-25 | 2019-06-03 | 2020-06-03 | Sunpower | SPR-E20-327-E-AC | Solar Panels |  | 0.327 | 15 | 193 | 26 |  | Fixed | Roof
Solar Registration Program | NJSRRE1541016715 | Willingboro twp | 8046 | 13 | 14.39 | Residential | Yes | Behind the Meter | SunnyMac LLC | PSE&G | Accepted | 2019-05-25 | 2019-06-03 | 2020-06-03 | Sunpower | SPR-E20-327-E-AC | Solar Panels |  | 0.327 | 4 | 283 | 18 |  | Fixed | Roof
Solar Registration Program | NJSRRE1541016715 | Willingboro twp | 8046 | 13 | 14.39 | Residential | Yes | Behind the Meter | SunnyMac LLC | PSE&G | Accepted | 2019-05-25 | 2019-06-03 | 2020-06-03 | Sunpower | SPR-E20-327-E-AC | Solar Panels |  | 0.327 | 4 | 103 | 18 |  | Fixed | Roof
Solar Registration Program | NJSRRE1541016715 | Willingboro twp | 8046 | 13 | 14.39 | Residential | Yes | Behind the Meter | SunnyMac LLC | PSE&G | Accepted | 2019-05-25 | 2019-06-03 | 2020-06-03 | Sunpower | type E | Inverters | 0.32 |  | 44 |  |  | 0.96 |  | Outside | Roof
Solar Registration Program | NJSRRE1541820632 | Kinnelon | 7405 | 3 | 14.39 | Residential | Yes | Behind the Meter | Vision Solar LLC | JCP&L | Accepted | 2019-08-13 | 2019-08-23 | 2020-08-23 | sunpower | e20-327-e-ac | Solar Panels |  | 0.327 | 9 | 221 | 37 |  | Fixed | Roof
Solar Registration Program | NJSRRE1541820632 | Kinnelon | 7405 | 3 | 14.39 | Residential | Yes | Behind the Meter | Vision Solar LLC | JCP&L | Accepted | 2019-08-13 | 2019-08-23 | 2020-08-23 | sunpower | e20-327-e-ac | Solar Panels |  | 0.327 | 35 | 131 | 23 |  | Fixed | Roof
Solar Registration Program | NJSRRE1541820632 | Kinnelon | 7405 | 3 | 14.39 | Residential | Yes | Behind the Meter | Vision Solar LLC | JCP&L | Accepted | 2019-08-13 | 2019-08-23 | 2020-08-23 | sunpower | e20-327-e-ac | Inverters | 0.32 |  | 44 |  |  | 0.96 |  | Other | behind panels
Solar Registration Program | NJSRRE1542071798 | Avenel | 7001 | 11 | 14.39 | Residential | No | Behind the Meter | Accord Power Inc | PSE&G | Accepted | 2019-09-03 | 2019-09-09 | 2020-09-09 | SunPower | E-Series E20-327W | Solar Panels |  | 0.327 | 14 | 302 | 16 |  | Fixed | Roof
Solar Registration Program | NJSRRE1542071798 | Avenel | 7001 | 11 | 14.39 | Residential | No | Behind the Meter | Accord Power Inc | PSE&G | Accepted | 2019-09-03 | 2019-09-09 | 2020-09-09 | SunPower | E-Series E20-327W | Solar Panels |  | 0.327 | 15 | 120 | 16 |  | Fixed | Roof
Solar Registration Program | NJSRRE1542071798 | Avenel | 7001 | 11 | 14.39 | Residential | No | Behind the Meter | Accord Power Inc | PSE&G | Accepted | 2019-09-03 | 2019-09-09 | 2020-09-09 | SunPower | E-Series E20-327W | Solar Panels |  | 0.327 | 15 | 120 | 40 |  | Fixed | Roof
Solar Registration Program | NJSRRE1542071798 | Avenel | 7001 | 11 | 14.39 | Residential | No | Behind the Meter | Accord Power Inc | PSE&G | Accepted | 2019-09-03 | 2019-09-09 | 2020-09-09 | Sunpower Integrated Enphase Microinverter | IQ 7X Microinverter | Inverters | 320 |  | 44 |  |  | 0.975 |  | Outdoor | roof Intergrated in solar panel
Solar Registration Program | NJSRRE1542476182 | Sewell | 8080 | 15 | 14.39 | Residential | Yes | Behind the Meter | SunPower Corporation, Systems | AC Electric | Accepted | 2019-10-01 | 2019-10-03 | 2020-10-03 | SUNPOWER | SPR-E20-327-E-AC | Solar Panels |  | 0.327 | 5 | 201 | 20 |  | Fixed | Roof
Solar Registration Program | NJSRRE1542476182 | Sewell | 8080 | 15 | 14.39 | Residential | Yes | Behind the Meter | SunPower Corporation, Systems | AC Electric | Accepted | 2019-10-01 | 2019-10-03 | 2020-10-03 | SUNPOWER | SPR-E20-327-E-AC | Solar Panels |  | 0.327 | 12 | 291 | 20 |  | Fixed | Roof
Solar Registration Program | NJSRRE1542476182 | Sewell | 8080 | 15 | 14.39 | Residential | Yes | Behind the Meter | SunPower Corporation, Systems | AC Electric | Accepted | 2019-10-01 | 2019-10-03 | 2020-10-03 | SUNPOWER | SPR-E20-327-E-AC | Solar Panels |  | 0.327 | 27 | 111 | 20 |  | Fixed | Roof
Solar Registration Program | NJSRRE1542476182 | Sewell | 8080 | 15 | 14.39 | Residential | Yes | Behind the Meter | SunPower Corporation, Systems | AC Electric | Accepted | 2019-10-01 | 2019-10-03 | 2020-10-03 | SUNPOWER | SPR-E20-327-E-AC | Inverters | 320 |  | 44 |  |  | 0.96 |  | Other | under each panel
Solar Registration Program | NJSRRE1542547513 | Hillsborough Township | 8844 | 5 | 14.39 | Residential | Yes | Behind the Meter | SunPower Corporation, Systems | PSE&G | Accepted | 2019-10-16 | 2019-10-18 | 2020-10-18 | SUNPOWER | SPR-E20-327-E-AC | Solar Panels |  | 0.327 | 16 | 214 | 33 |  | Fixed | Roof
Solar Registration Program | NJSRRE1542547513 | Hillsborough Township | 8844 | 5 | 14.39 | Residential | Yes | Behind the Meter | SunPower Corporation, Systems | PSE&G | Accepted | 2019-10-16 | 2019-10-18 | 2020-10-18 | SUNPOWER | SPR-E20-327-E-AC | Solar Panels |  | 0.327 | 4 | 124 | 45 |  | Fixed | Roof
Solar Registration Program | NJSRRE1542547513 | Hillsborough Township | 8844 | 5 | 14.39 | Residential | Yes | Behind the Meter | SunPower Corporation, Systems | PSE&G | Accepted | 2019-10-16 | 2019-10-18 | 2020-10-18 | SUNPOWER | SPR-E20-327-E-AC | Solar Panels |  | 0.327 | 24 | 214 | 33 |  | Fixed | Roof
Solar Registration Program | NJSRRE1542547513 | Hillsborough Township | 8844 | 5 | 14.39 | Residential | Yes | Behind the Meter | SunPower Corporation, Systems | PSE&G | Accepted | 2019-10-16 | 2019-10-18 | 2020-10-18 | SUNPOWER | SPR-E20-327-E-AC | Inverters | 320 |  | 44 |  |  | 0.96 |  | Other | under each panel
Solar Registration Program | NJSRRE1542561976 | Clayton | 8312 | 15 | 14.39 | Residential | No | Behind the Meter | SunnyMac LLC | AC Electric | Accepted | 2019-10-21 | 2019-10-23 | 2020-10-23 | SunPower | SPR-E20-327 | Solar Panels |  | 0.327 | 2 | 248 | 40 |  | Fixed | Roof
Solar Registration Program | NJSRRE1542561976 | Clayton | 8312 | 15 | 14.39 | Residential | No | Behind the Meter | SunnyMac LLC | AC Electric | Accepted | 2019-10-21 | 2019-10-23 | 2020-10-23 | SunPower | SPR-E20-327 | Solar Panels |  | 0.327 | 2 | 248 | 40 |  | Fixed | Roof
Solar Registration Program | NJSRRE1542561976 | Clayton | 8312 | 15 | 14.39 | Residential | No | Behind the Meter | SunnyMac LLC | AC Electric | Accepted | 2019-10-21 | 2019-10-23 | 2020-10-23 | SunPower | SPR-E20-327 | Solar Panels |  | 0.327 | 8 | 338 | 30 |  | Fixed | Roof
Solar Registration Program | NJSRRE1542561976 | Clayton | 8312 | 15 | 14.39 | Residential | No | Behind the Meter | SunnyMac LLC | AC Electric | Accepted | 2019-10-21 | 2019-10-23 | 2020-10-23 | SunPower | SPR-E20-327 | Solar Panels |  | 0.327 | 8 | 158 | 30 |  | Fixed | Roof
Solar Registration Program | NJSRRE1542561976 | Clayton | 8312 | 15 | 14.39 | Residential | No | Behind the Meter | SunnyMac LLC | AC Electric | Accepted | 2019-10-21 | 2019-10-23 | 2020-10-23 | SunPower | SPR-E20-327 | Solar Panels |  | 0.327 | 12 | 158 | 30 |  | Fixed | Roof
Solar Registration Program | NJSRRE1542561976 | Clayton | 8312 | 15 | 14.39 | Residential | No | Behind the Meter | SunnyMac LLC | AC Electric | Accepted | 2019-10-21 | 2019-10-23 | 2020-10-23 | Sunpower | SPR-E20-327 | Solar Panels |  | 0.327 | 12 | 158 | 30 |  | Fixed | Roof
Solar Registration Program | NJSRRE1542561976 | Clayton | 8312 | 15 | 14.39 | Residential | No | Behind the Meter | SunnyMac LLC | AC Electric | Accepted | 2019-10-21 | 2019-10-23 | 2020-10-23 | Enphase | IQ7XS-96-ACM-US | Inverters | 0.315 |  | 44 |  |  | 0.99 |  | Outdoor | roof
Solar Registration Program | NJSRRE1542562003 | palmyra | 8065 | 13 | 14.39 | Residential | Yes | Behind the Meter | SunPower Capital LLC | PSE&G | Accepted | 2019-10-21 | 2019-10-23 | 2020-10-23 | sunpower | e20-327-e-ac | Solar Panels |  | 0.327 | 9 | 289 | 45 |  | Fixed | Roof
Solar Registration Program | NJSRRE1542562003 | palmyra | 8065 | 13 | 14.39 | Residential | Yes | Behind the Meter | SunPower Capital LLC | PSE&G | Accepted | 2019-10-21 | 2019-10-23 | 2020-10-23 | sunpower | e20-327-e-ac | Solar Panels |  | 0.327 | 2 | 199 | 45 |  | Fixed | Roof
Solar Registration Program | NJSRRE1542562003 | palmyra | 8065 | 13 | 14.39 | Residential | Yes | Behind the Meter | SunPower Capital LLC | PSE&G | Accepted | 2019-10-21 | 2019-10-23 | 2020-10-23 | sunpower | e20-327-e-ac | Solar Panels |  | 0.327 | 6 | 109 | 45 |  | Fixed | Roof
Solar Registration Program | NJSRRE1542562003 | palmyra | 8065 | 13 | 14.39 | Residential | Yes | Behind the Meter | SunPower Capital LLC | PSE&G | Accepted | 2019-10-21 | 2019-10-23 | 2020-10-23 | sunpower | e20-327-e-ac | Solar Panels |  | 0.327 | 16 | 109 | 18 |  | Fixed | Roof
Solar Registration Program | NJSRRE1542562003 | palmyra | 8065 | 13 | 14.39 | Residential | Yes | Behind the Meter | SunPower Capital LLC | PSE&G | Accepted | 2019-10-21 | 2019-10-23 | 2020-10-23 | sunpower | e20-327-e-ac | Solar Panels |  | 0.327 | 11 | 289 | 18 |  | Fixed | Roof
Solar Registration Program | NJSRRE1542562003 | palmyra | 8065 | 13 | 14.39 | Residential | Yes | Behind the Meter | SunPower Capital LLC | PSE&G | Accepted | 2019-10-21 | 2019-10-23 | 2020-10-23 | sunpower | e20-327-e-ac | Inverters | 0.327 |  | 44 |  |  | 0.96 |  | Other | behind panels
Solar Registration Program | NJSRRE1543046216 | Bayonne | 7002 | 8 | 14.39 | Residential | No | Behind the Meter | SunPower Corporation, Systems | PSE&G | Accepted | 2019-11-07 | 2019-11-11 | 2020-11-11 | SUNPOWER | SPR-E20-327-E-AC | Solar Panels |  | 0.327 | 21 | 90 | 20 |  | Fixed | Roof
Solar Registration Program | NJSRRE1543046216 | Bayonne | 7002 | 8 | 14.39 | Residential | No | Behind the Meter | SunPower Corporation, Systems | PSE&G | Accepted | 2019-11-07 | 2019-11-11 | 2020-11-11 | SUNPOWER | SPR-E20-327-E-AC | Solar Panels |  | 0.327 | 2 | 360 | 20 |  | Fixed | Roof
Solar Registration Program | NJSRRE1543046216 | Bayonne | 7002 | 8 | 14.39 | Residential | No | Behind the Meter | SunPower Corporation, Systems | PSE&G | Accepted | 2019-11-07 | 2019-11-11 | 2020-11-11 | SUNPOWER | SPR-E20-327-E-AC | Solar Panels |  | 0.327 | 21 | 270 | 20 |  | Fixed | Roof
Solar Registration Program | NJSRRE1543046216 | Bayonne | 7002 | 8 | 14.39 | Residential | No | Behind the Meter | SunPower Corporation, Systems | PSE&G | Accepted | 2019-11-07 | 2019-11-11 | 2020-11-11 | SUNPOWER | SPR-E20-327-E-AC | Inverters | 320 |  | 44 |  |  | 0.96 |  | Other | under each panel
Solar Registration Program | NJSRRE1543488906 | Monroe Township | 8094 | 15 | 14.39 | Residential | Yes | Behind the Meter | Sun Up Zero Down | AC Electric | Accepted | 2019-12-06 | 2019-12-10 | 2020-12-10 | sunpower | SPR-E20-327-C-AC | Solar Panels |  | 0.327 | 14 | 263 | 23 |  | Fixed | Roof
Solar Registration Program | NJSRRE1543488906 | Monroe Township | 8094 | 15 | 14.39 | Residential | Yes | Behind the Meter | Sun Up Zero Down | AC Electric | Accepted | 2019-12-06 | 2019-12-10 | 2020-12-10 | sunpower | SPR-E20-327-C-AC | Solar Panels |  | 0.327 | 24 | 83 | 23 |  | Fixed | Roof
Solar Registration Program | NJSRRE1543488906 | Monroe Township | 8094 | 15 | 14.39 | Residential | Yes | Behind the Meter | Sun Up Zero Down | AC Electric | Accepted | 2019-12-06 | 2019-12-10 | 2020-12-10 | sunpower | SPR-E20-327-C-AC | Solar Panels |  | 0.327 | 6 | 173 | 18 |  | Fixed | Roof
Solar Registration Program | NJSRRE1543488906 | Monroe Township | 8094 | 15 | 14.39 | Residential | Yes | Behind the Meter | Sun Up Zero Down | AC Electric | Accepted | 2019-12-06 | 2019-12-10 | 2020-12-10 | sunpower | SPR-E20-327-C-AC | Inverters | 14080 |  | 44 |  |  | 0.96 |  | Outside | behind panels
Solar Registration Program | NJSRRE1543501685 | East Orange | 7018 | 9 | 14.39 | Residential | Yes | Behind the Meter | Castle Energy, LLC | PSE&G | Accepted | 2019-12-09 | 2019-12-11 | 2020-12-11 | Sunpower | SPR-E20-327 | Solar Panels |  | 0.327 | 9 | 217 | 34 |  | Fixed | Roof
Solar Registration Program | NJSRRE1543501685 | East Orange | 7018 | 9 | 14.39 | Residential | Yes | Behind the Meter | Castle Energy, LLC | PSE&G | Accepted | 2019-12-09 | 2019-12-11 | 2020-12-11 | Sunpower | SPR-E20-327 | Solar Panels |  | 0.327 | 7 | 307 | 40 |  | Fixed | Roof
Solar Registration Program | NJSRRE1543501685 | East Orange | 7018 | 9 | 14.39 | Residential | Yes | Behind the Meter | Castle Energy, LLC | PSE&G | Accepted | 2019-12-09 | 2019-12-11 | 2020-12-11 | Sunpower | SPR-E20-327 | Solar Panels |  | 0.327 | 7 | 37 | 34 |  | Fixed | Roof
Solar Registration Program | NJSRRE1543501685 | East Orange | 7018 | 9 | 14.39 | Residential | Yes | Behind the Meter | Castle Energy, LLC | PSE&G | Accepted | 2019-12-09 | 2019-12-11 | 2020-12-11 | Sunpower | SPR-E20-327 | Solar Panels |  | 0.327 | 1 | 37 | 45 |  | Fixed | Roof
Solar Registration Program | NJSRRE1543501685 | East Orange | 7018 | 9 | 14.39 | Residential | Yes | Behind the Meter | Castle Energy, LLC | PSE&G | Accepted | 2019-12-09 | 2019-12-11 | 2020-12-11 | Sunpower | SPR-E20-327 | Solar Panels |  | 0.327 | 10 | 127 | 40 |  | Fixed | Roof
Solar Registration Program | NJSRRE1543501685 | East Orange | 7018 | 9 | 14.39 | Residential | Yes | Behind the Meter | Castle Energy, LLC | PSE&G | Accepted | 2019-12-09 | 2019-12-11 | 2020-12-11 | Sunpower | SPR-E20-327 | Solar Panels |  | 0.327 | 1 | 217 | 45 |  | Fixed | Roof
Solar Registration Program | NJSRRE1543501685 | East Orange | 7018 | 9 | 14.39 | Residential | Yes | Behind the Meter | Castle Energy, LLC | PSE&G | Accepted | 2019-12-09 | 2019-12-11 | 2020-12-11 | Sunpower | SPR-E20-327 | Solar Panels |  | 0.327 | 9 | 127 | 23 |  | Fixed | Roof
Solar Registration Program | NJSRRE1543501685 | East Orange | 7018 | 9 | 14.39 | Residential | Yes | Behind the Meter | Castle Energy, LLC | PSE&G | Accepted | 2019-12-09 | 2019-12-11 | 2020-12-11 | Sunpower | SPR-E20-327-E-AC | Inverters | 320 |  | 44 |  |  | 0.975 |  | Outdoor | On rooftop underneath each solar module
Solar Registration Program | NJSRRE1539552032 | Woodbury Height | 8097 | 15 | 14.4 | Residential | No | Behind the Meter | Green Power Energy | PSE&G | Accepted | 2018-10-05 | 2018-10-09 | 2020-04-09 | Trina | TSM-360DE14A(II) | Solar Panels |  | 0.36 | 18 | 173 | 10 |  | Fixed | Roof
Solar Registration Program | NJSRRE1539552032 | Woodbury Height | 8097 | 15 | 14.4 | Residential | No | Behind the Meter | Green Power Energy | PSE&G | Accepted | 2018-10-05 | 2018-10-09 | 2020-04-09 | Trina | TSM-360DE14A(II) | Solar Panels |  | 0.36 | 22 | 264 | 26 |  | Fixed | Roof
Solar Registration Program | NJSRRE1539552032 | Woodbury Height | 8097 | 15 | 14.4 | Residential | No | Behind the Meter | Green Power Energy | PSE&G | Accepted | 2018-10-05 | 2018-10-09 | 2020-04-09 | SolarEdge | SE7600H-US | Inverters | 7600 |  | 2 |  |  | 0.97 |  | Outside | next to meter
Solar Registration Program | NJSRRE1540177612 | Closter | 7624 | 7 | 14.4 | Residential | No | Behind the Meter | Sunrun Installation Services, Inc. | Orange Rockland Electric | Accepted | 2019-01-02 | 2019-01-07 | 2020-01-07 | LG Electronics | LG360Q1C-A5 | Solar Panels |  | 0.36 | 3 | 291 | 18 |  | Fixed | Roof
Solar Registration Program | NJSRRE1540177612 | Closter | 7624 | 7 | 14.4 | Residential | No | Behind the Meter | Sunrun Installation Services, Inc. | Orange Rockland Electric | Accepted | 2019-01-02 | 2019-01-07 | 2020-01-07 | LG Electronics | LG360Q1C-A5 | Solar Panels |  | 0.36 | 4 | 111 | 40 |  | Fixed | Roof
Solar Registration Program | NJSRRE1540177612 | Closter | 7624 | 7 | 14.4 | Residential | No | Behind the Meter | Sunrun Installation Services, Inc. | Orange Rockland Electric | Accepted | 2019-01-02 | 2019-01-07 | 2020-01-07 | LG Electronics | LG360Q1C-A5 | Solar Panels |  | 0.36 | 25 | 291 | 40 |  | Fixed | Roof
Solar Registration Program | NJSRRE1540177612 | Closter | 7624 | 7 | 14.4 | Residential | No | Behind the Meter | Sunrun Installation Services, Inc. | Orange Rockland Electric | Accepted | 2019-01-02 | 2019-01-07 | 2020-01-07 | LG Electronics | LG360Q1C-A5 | Solar Panels |  | 0.36 | 8 | 201 | 40 |  | Fixed | Roof
Solar Registration Program | NJSRRE1540177612 | Closter | 7624 | 7 | 14.4 | Residential | No | Behind the Meter | Sunrun Installation Services, Inc. | Orange Rockland Electric | Accepted | 2019-01-02 | 2019-01-07 | 2020-01-07 | SolarEdge Technologies | SE7600H-USRGM | Inverters | 7600 |  | 1 |  |  | 0.96 |  | Outdoor | Next To Meter
Solar Registration Program | NJSRRE1540177612 | Closter | 7624 | 7 | 14.4 | Residential | No | Behind the Meter | Sunrun Installation Services, Inc. | Orange Rockland Electric | Accepted | 2019-01-02 | 2019-01-07 | 2020-01-07 | SolarEdge Technologies | SE5000H-USRGM | Inverters | 5000 |  | 1 |  |  | 0.96 |  | Outdoor | Next To Meter
Solar Registration Program | NJSRRE1540375686 | Elizabeth | 7202 | 10 | 14.4 | Residential | No | Behind the Meter | Whitman Construction, LLC | PSE&G | Accepted | 2019-02-18 | 2019-02-20 | 2020-02-20 | Trina Solar | TSM-300DD05A | Solar Panels |  | 0.3 | 12 | 148 | 15 |  | Fixed | Roof
Solar Registration Program | NJSRRE1540375686 | Elizabeth | 7202 | 10 | 14.4 | Residential | No | Behind the Meter | Whitman Construction, LLC | PSE&G | Accepted | 2019-02-18 | 2019-02-20 | 2020-02-20 | Trina Solar | TSM-300DD05A | Solar Panels |  | 0.3 | 8 | 148 | 30 |  | Fixed | Roof
Solar Registration Program | NJSRRE1540375686 | Elizabeth | 7202 | 10 | 14.4 | Residential | No | Behind the Meter | Whitman Construction, LLC | PSE&G | Accepted | 2019-02-18 | 2019-02-20 | 2020-02-20 | Trina Solar | TSM-300DD05A | Solar Panels |  | 0.3 | 4 | 58 | 30 |  | Fixed | Roof
Solar Registration Program | NJSRRE1540375686 | Elizabeth | 7202 | 10 | 14.4 | Residential | No | Behind the Meter | Whitman Construction, LLC | PSE&G | Accepted | 2019-02-18 | 2019-02-20 | 2020-02-20 | Trina Solar | TSM-300DD05A | Solar Panels |  | 0.3 | 16 | 328 | 30 |  | Fixed | Roof
Solar Registration Program | NJSRRE1540375686 | Elizabeth | 7202 | 10 | 14.4 | Residential | No | Behind the Meter | Whitman Construction, LLC | PSE&G | Accepted | 2019-02-18 | 2019-02-20 | 2020-02-20 | Trina Solar | TSM-300DD05A | Solar Panels |  | 0.3 | 8 | 328 | 15 |  | Fixed | Roof
Solar Registration Program | NJSRRE1540375686 | Elizabeth | 7202 | 10 | 14.4 | Residential | No | Behind the Meter | Whitman Construction, LLC | PSE&G | Accepted | 2019-02-18 | 2019-02-20 | 2020-02-20 | Solar Edge | SE11400A-US | Inverters | 0.24 |  | 48 |  |  | 0.992 |  | Outside | roof
Solar Registration Program | NJSRRE1540375686 | Elizabeth | 7202 | 10 | 14.4 | Residential | No | Behind the Meter | Whitman Construction, LLC | PSE&G | Accepted | 2019-02-18 | 2019-02-20 | 2020-02-20 | Solar Edge | SE11400A-US | Meters |  |  | 1 |  |  |  | Yes | Outdoor
Solar Registration Program | NJSRRE1540378490 | Egg Harbor City | 8215 | 19 | 14.4 | Residential | No | Behind the Meter | Sun Up Zero Down | AC Electric | Accepted | 2019-02-19 | 2019-02-21 | 2020-02-21 | Trina | TSM-300-DD05A.05(II) | Solar Panels |  | 0.3 | 8 | 42 | 20 |  | Fixed | Roof
Solar Registration Program | NJSRRE1540378490 | Egg Harbor City | 8215 | 19 | 14.4 | Residential | No | Behind the Meter | Sun Up Zero Down | AC Electric | Accepted | 2019-02-19 | 2019-02-21 | 2020-02-21 | Trina | TSM-300-DD05A.05(II) | Solar Panels |  | 0.3 | 36 | 222 | 20 |  | Fixed | Roof
Solar Registration Program | NJSRRE1540378490 | Egg Harbor City | 8215 | 19 | 14.4 | Residential | No | Behind the Meter | Sun Up Zero Down | AC Electric | Accepted | 2019-02-19 | 2019-02-21 | 2020-02-21 | Trina | TSM-300-DD05A.05(II) | Solar Panels |  | 0.3 | 4 | 222 | 20 |  | Fixed | Roof
Solar Registration Program | NJSRRE1540378490 | Egg Harbor City | 8215 | 19 | 14.4 | Residential | No | Behind the Meter | Sun Up Zero Down | AC Electric | Accepted | 2019-02-19 | 2019-02-21 | 2020-02-21 | SolarEdge | SE11400A-US | Inverters | 11400 |  | 1 |  |  | 0.98 |  | Outside | outside wall
Solar Registration Program | NJSRRE1540964529 | Whiting | 8759 | 18 | 14.4 | Residential | No | Behind the Meter | Ecological Systems LLC | JCP&L | Accepted | 2019-05-07 | 2019-05-10 | 2020-05-10 | Blue Sun | BSM330M-60 | Solar Panels |  | 0.3 | 48 | 180 | 25 |  | Fixed | Roof
Solar Registration Program | NJSRRE1540964529 | Whiting | 8759 | 18 | 14.4 | Residential | No | Behind the Meter | Ecological Systems LLC | JCP&L | Accepted | 2019-05-07 | 2019-05-10 | 2020-05-10 | Fronius | IG Plus Advanced 10.0-01 | Inverters | 10000 |  | 1 |  |  | 0.96 |  | Outside | at meter
Solar Registration Program | NJSRRE1540964529 | Whiting | 8759 | 18 | 14.4 | Residential | No | Behind the Meter | Ecological Systems LLC | JCP&L | Accepted | 2019-05-07 | 2019-05-10 | 2020-05-10 | Solar Log | CL200 | Meters |  |  | 1 |  |  |  |  | Outdoor
Solar Registration Program | NJSRRE1541243130 | Frenchtown | 8825 | 4 | 14.4 | Residential | No | Behind the Meter | Green Power Energy | JCP&L | Accepted | 2019-06-13 | 2019-06-17 | 2020-06-17 | S-Energy | SN360M-10 | Solar Panels |  | 0.36 | 40 | 180 | 35 |  | Fixed | Roof
Solar Registration Program | NJSRRE1541243130 | Frenchtown | 8825 | 4 | 14.4 | Residential | No | Behind the Meter | Green Power Energy | JCP&L | Accepted | 2019-06-13 | 2019-06-17 | 2020-06-17 | Solar Edge | SE10000H-US | Inverters | 10000 |  | 2 |  |  | 0.97 |  | Outside | next to meter
Solar Registration Program | NJSRRE1541676183 | Wrightstown | 8562 | 13 | 14.4 | Residential | No | Behind the Meter | SolareAmerica | JCP&L | Accepted | 2019-07-17 | 2019-07-18 | 2020-07-18 | CSUN | CSUN360 | Solar Panels |  | 0.36 | 40 | 180 | 10 |  | Fixed | Roof
Solar Registration Program | NJSRRE1541676183 | Wrightstown | 8562 | 13 | 14.4 | Residential | No | Behind the Meter | SolareAmerica | JCP&L | Accepted | 2019-07-17 | 2019-07-18 | 2020-07-18 | APsystems | QS1 | Inverters | 1100 |  | 10 |  |  | 0.96 |  | Outdoor | under panel
Solar Registration Program | NJSRRE1541861731 | northfield | 8225 | 19 | 14.4 | Commercial | Yes | Behind the Meter | CE Team Inc. | AC Electric | Accepted | 2019-09-05 | 2019-09-26 | 2020-09-26 | Longi | LR6-72bp | Solar Panels |  | 0.36 | 40 | 145 | 10 |  | Fixed | Roof
Solar Registration Program | NJSRRE1541861731 | northfield | 8225 | 19 | 14.4 | Commercial | Yes | Behind the Meter | CE Team Inc. | AC Electric | Accepted | 2019-09-05 | 2019-09-26 | 2020-09-26 | Solaredge | SE14400US | Inverters | 14400 |  | 1 |  |  | 0.955 |  | Outdoor | On roof
Solar Registration Program | NJSRRE1542182713 | Franklinville | 8322 | 15 | 14.4 | Residential | No | Behind the Meter | Castle Energy, LLC | AC Electric | Accepted | 2019-09-04 | 2019-09-06 | 2020-09-06 | LG Electronics | LG320N1C-G4 | Solar Panels |  | 0.32 | 24 | 302 | 27 |  | Fixed | Roof
Solar Registration Program | NJSRRE1542182713 | Franklinville | 8322 | 15 | 14.4 | Residential | No | Behind the Meter | Castle Energy, LLC | AC Electric | Accepted | 2019-09-04 | 2019-09-06 | 2020-09-06 | LG Electronics | LG320N1C-G4 | Solar Panels |  | 0.32 | 21 | 122 | 27 |  | Fixed | Roof
Solar Registration Program | NJSRRE1542182713 | Franklinville | 8322 | 15 | 14.4 | Residential | No | Behind the Meter | Castle Energy, LLC | AC Electric | Accepted | 2019-09-04 | 2019-09-06 | 2020-09-06 | Enphase Energy | IQ7-60-2-US | Inverters | 240 |  | 45 |  |  | 0.967 |  | Outside | on the rooftop under each solar panel
Solar Registration Program | NJSRRE1542377580 | northfield | 8225 | 19 | 14.4 | Commercial | Yes | Behind the Meter | CE Team Inc. | AC Electric | Accepted | 2019-09-10 | 2019-09-26 | 2020-09-26 | Longi | LR6-72BP-360M-40 | Solar Panels |  | 0.36 | 40 | 142 | 10 |  | Fixed | Roof
Solar Registration Program | NJSRRE1542377580 | northfield | 8225 | 19 | 14.4 | Commercial | Yes | Behind the Meter | CE Team Inc. | AC Electric | Accepted | 2019-09-10 | 2019-09-26 | 2020-09-26 | solaredge | se14400u | Inverters | 14.51 |  | 1 |  |  | 0.965 |  | Outdoor | roof
Solar Registration Program | NJSRRE1542396931 | Williamstown | 8094 | 15 | 14.4 | Residential | No | Behind the Meter | Castle Energy, LLC | AC Electric | Accepted | 2019-09-13 | 2019-09-17 | 2020-09-17 | LG Electronics | LG320E1K-A5 | Solar Panels |  | 0.32 | 21 | 263 | 33 |  | Fixed | Roof
Solar Registration Program | NJSRRE1542396931 | Williamstown | 8094 | 15 | 14.4 | Residential | No | Behind the Meter | Castle Energy, LLC | AC Electric | Accepted | 2019-09-13 | 2019-09-17 | 2020-09-17 | LG Electronics | LG320E1K-A5 | Solar Panels |  | 0.32 | 12 | 263 | 27 |  | Fixed | Roof
Solar Registration Program | NJSRRE1542396931 | Williamstown | 8094 | 15 | 14.4 | Residential | No | Behind the Meter | Castle Energy, LLC | AC Electric | Accepted | 2019-09-13 | 2019-09-17 | 2020-09-17 | LG Electronics | LG320E1K-A5 | Solar Panels |  | 0.32 | 12 | 83 | 33 |  | Fixed | Roof
Solar Registration Program | NJSRRE1542396931 | Williamstown | 8094 | 15 | 14.4 | Residential | No | Behind the Meter | Castle Energy, LLC | AC Electric | Accepted | 2019-09-13 | 2019-09-17 | 2020-09-17 | Enphase Energy | IQ7-60-2-US | Inverters | 240 |  | 45 |  |  | 0.967 |  | Outside | on the rooftop under each solar panel
Solar Registration Program | NJSRRE1542544002 | West Deptford | 8096 | 15 | 14.4 | Residential | No | Behind the Meter | Bright Planet Solar | PSE&G | Accepted | 2019-10-15 | 2019-10-17 | 2020-10-17 | Trina Solar | TSM-DD05A.05(II) 300W | Solar Panels |  | 0.3 | 3 | 209 | 27 |  | Fixed | Roof
Solar Registration Program | NJSRRE1542544002 | West Deptford | 8096 | 15 | 14.4 | Residential | No | Behind the Meter | Bright Planet Solar | PSE&G | Accepted | 2019-10-15 | 2019-10-17 | 2020-10-17 | Trina Solar | TSM-DD05A.05(II) 300W | Solar Panels |  | 0.3 | 16 | 29 | 30 |  | Fixed | Roof
Solar Registration Program | NJSRRE1542544002 | West Deptford | 8096 | 15 | 14.4 | Residential | No | Behind the Meter | Bright Planet Solar | PSE&G | Accepted | 2019-10-15 | 2019-10-17 | 2020-10-17 | Trina Solar | TSM-DD05A.05(II) 300W | Solar Panels |  | 0.3 | 16 | 119 | 18 |  | Fixed | Roof
Solar Registration Program | NJSRRE1542544002 | West Deptford | 8096 | 15 | 14.4 | Residential | No | Behind the Meter | Bright Planet Solar | PSE&G | Accepted | 2019-10-15 | 2019-10-17 | 2020-10-17 | Trina Solar | TSM-DD05A.05(II) 300W | Solar Panels |  | 0.3 | 5 | 209 | 30 |  | Fixed | Roof
Solar Registration Program | NJSRRE1542544002 | West Deptford | 8096 | 15 | 14.4 | Residential | No | Behind the Meter | Bright Planet Solar | PSE&G | Accepted | 2019-10-15 | 2019-10-17 | 2020-10-17 | Trina Solar | TSM-DD05A.05(II) 300W 300 | Solar Panels |  | 0.3 | 8 | 300 | 30 |  | Fixed | Roof
Solar Registration Program | NJSRRE1542544002 | West Deptford | 8096 | 15 | 14.4 | Residential | No | Behind the Meter | Bright Planet Solar | PSE&G | Accepted | 2019-10-15 | 2019-10-17 | 2020-10-17 | Solar Edge | SE11400H-USRGM | Inverters | 11400 |  | 1 |  |  | 0.98 |  | Outdoor | Next to meter
Solar Registration Program | NJSRRE1543066198 | Dunellen | 8812 | 11 | 14.4 | Residential | No | Behind the Meter | Ad Energy | PSE&G | Accepted | 2019-11-11 | 2019-11-14 | 2020-11-14 | SunPower | SPR-X22-360-E-AC | Solar Panels |  | 0.36 | 40 | 229 | 15 |  | Fixed | Ground
Solar Registration Program | NJSRRE1543066198 | Dunellen | 8812 | 11 | 14.4 | Residential | No | Behind the Meter | Ad Energy | PSE&G | Accepted | 2019-11-11 | 2019-11-14 | 2020-11-14 | Enphase Energy | IQ7XS-96-ACM-US | Inverters | 315 |  | 40 |  |  | 0.975 |  | Outdoor | At each panel
Solar Registration Program | NJSRRE1543441664 | Lakewood | 8701 | 18 | 14.4 | Residential | No | Behind the Meter | Absolute Solar LLC | JCP&L | Accepted | 2019-11-25 | 2019-11-27 | 2020-11-27 | Jinko | JKM-320M-60 | Solar Panels |  | 0.32 | 45 | 121 | 27 |  | Fixed | Roof
Solar Registration Program | NJSRRE1543441664 | Lakewood | 8701 | 18 | 14.4 | Residential | No | Behind the Meter | Absolute Solar LLC | JCP&L | Accepted | 2019-11-25 | 2019-11-27 | 2020-11-27 | Solaredge | SE11400H-US | Inverters | 11400 |  | 1 |  |  | 0.99 |  | Outdoor | N/A
Solar Registration Program | NJSRRE1541521531 | Mays Landing | 8330 | 19 | 14.41 | Residential | Yes | Behind the Meter | Pro Custom Solar dba Momentum Solar | AC Electric | Accepted | 2019-07-02 | 2019-07-05 | 2020-07-05 | LG | LG 335N1C-A5 | Solar Panels |  | 0.335 | 20 | 217 | 22 |  | Fixed | Roof
Solar Registration Program | NJSRRE1541521531 | Mays Landing | 8330 | 19 | 14.41 | Residential | Yes | Behind the Meter | Pro Custom Solar dba Momentum Solar | AC Electric | Accepted | 2019-07-02 | 2019-07-05 | 2020-07-05 | LG | LG 335N1C-A5 | Solar Panels |  | 0.335 | 23 | 127 | 22 |  | Fixed | Roof
Solar Registration Program | NJSRRE1541521531 | Mays Landing | 8330 | 19 | 14.41 | Residential | Yes | Behind the Meter | Pro Custom Solar dba Momentum Solar | AC Electric | Accepted | 2019-07-02 | 2019-07-05 | 2020-07-05 | ENPHASE | IQ7-60-2-US | Inverters | 250 |  | 43 |  |  | 0.97 |  | Outdoor | ROOF
Solar Registration Program | NJSRRE1543442820 | Vineland | 8360 | 20 | 14.41 | Residential | No | Behind the Meter | Castle Energy, LLC | Vineland Muni Electric | Accepted | 2019-11-25 | 2019-11-27 | 2020-11-27 | LG Electronics | LG335N1C-V5 | Solar Panels |  | 0.335 | 7 | 182 | 34 |  | Fixed | Roof
Solar Registration Program | NJSRRE1543442820 | Vineland | 8360 | 20 | 14.41 | Residential | No | Behind the Meter | Castle Energy, LLC | Vineland Muni Electric | Accepted | 2019-11-25 | 2019-11-27 | 2020-11-27 | LG Electronics | LG335N1C-V5 | Solar Panels |  | 0.335 | 9 | 92 | 34 |  | Fixed | Roof
Solar Registration Program | NJSRRE1543442820 | Vineland | 8360 | 20 | 14.41 | Residential | No | Behind the Meter | Castle Energy, LLC | Vineland Muni Electric | Accepted | 2019-11-25 | 2019-11-27 | 2020-11-27 | LG Electronics | LG335N1C-V5 | Solar Panels |  | 0.335 | 9 | 272 | 34 |  | Fixed | Roof
Solar Registration Program | NJSRRE1543442820 | Vineland | 8360 | 20 | 14.41 | Residential | No | Behind the Meter | Castle Energy, LLC | Vineland Muni Electric | Accepted | 2019-11-25 | 2019-11-27 | 2020-11-27 | LG Electronics | LG335N1C-V5 | Solar Panels |  | 0.335 | 6 | 2 | 34 |  | Fixed | Roof
Solar Registration Program | NJSRRE1543442820 | Vineland | 8360 | 20 | 14.41 | Residential | No | Behind the Meter | Castle Energy, LLC | Vineland Muni Electric | Accepted | 2019-11-25 | 2019-11-27 | 2020-11-27 | LG Electronics | LG335N1C-V5 | Solar Panels |  | 0.335 | 6 | 92 | 20 |  | Fixed | Roof
Solar Registration Program | NJSRRE1543442820 | Vineland | 8360 | 20 | 14.41 | Residential | No | Behind the Meter | Castle Energy, LLC | Vineland Muni Electric | Accepted | 2019-11-25 | 2019-11-27 | 2020-11-27 | LG Electronics | LG335N1C-V5 | Solar Panels |  | 0.335 | 6 | 272 | 20 |  | Fixed | Roof
Solar Registration Program | NJSRRE1543442820 | Vineland | 8360 | 20 | 14.41 | Residential | No | Behind the Meter | Castle Energy, LLC | Vineland Muni Electric | Accepted | 2019-11-25 | 2019-11-27 | 2020-11-27 | Enphase Energy | IQ7PLUS-72-2-US | Inverters | 290 |  | 43 |  |  | 0.967 |  | Outside | on the rooftop under each solar panel
Solar Registration Program | NJSRRE1543497430 | MORGANVILLE | 7751 | 17 | 14.41 | Residential | No | Behind the Meter | Infinity Solar Systems | JCP&L | Accepted | 2019-12-06 | 2019-12-10 | 2020-12-10 | LG | LG335N1K-V5 | Solar Panels |  | 0.335 | 43 | 189 | 34 |  | Fixed | Roof
Solar Registration Program | NJSRRE1543497430 | MORGANVILLE | 7751 | 17 | 14.41 | Residential | No | Behind the Meter | Infinity Solar Systems | JCP&L | Accepted | 2019-12-06 | 2019-12-10 | 2020-12-10 | ENPHASE | IQ7-60-X-US | Inverters | 240 |  | 43 |  |  | 0.97 |  | Outside | MICROINVERTERS
Solar Registration Program | NJSRRE1540980235 | River Vale Twp | 7675 | 7 | 14.46 | Residential | Yes | Behind the Meter | Bright Planet Solar | PSE&G | Accepted | 2019-05-10 | 2019-05-15 | 2020-05-15 | HANWHA Q-CELLS | Q.PEAK BLK-G4.1 | Solar Panels |  | 0.295 | 16 | 172 | 38 |  | Fixed | Roof
Solar Registration Program | NJSRRE1540980235 | River Vale Twp | 7675 | 7 | 14.46 | Residential | Yes | Behind the Meter | Bright Planet Solar | PSE&G | Accepted | 2019-05-10 | 2019-05-15 | 2020-05-15 | HANWHA Q-CELLS | Q.PEAK BLK-G4.1 | Solar Panels |  | 0.295 | 12 | 172 | 38 |  | Fixed | Roof
Solar Registration Program | NJSRRE1540980235 | River Vale Twp | 7675 | 7 | 14.46 | Residential | Yes | Behind the Meter | Bright Planet Solar | PSE&G | Accepted | 2019-05-10 | 2019-05-15 | 2020-05-15 | HANWHA Q-CELLS | Q.PEAK BLK-G4.1 | Solar Panels |  | 0.295 | 21 | 82 | 38 |  | Fixed | Roof
Solar Registration Program | NJSRRE1540980235 | River Vale Twp | 7675 | 7 | 14.46 | Residential | Yes | Behind the Meter | Bright Planet Solar | PSE&G | Accepted | 2019-05-10 | 2019-05-15 | 2020-05-15 | SOLAR EDGE | SE11400H-USRGM | Inverters | 11400 |  | 1 |  |  | 0.98 |  | Outside | NEXT TO METER
Solar Registration Program | NJSRRE1540980235 | River Vale Twp | 7675 | 7 | 14.46 | Residential | Yes | Behind the Meter | Bright Planet Solar | PSE&G | Accepted | 2019-05-10 | 2019-05-15 | 2020-05-15 | SOLAR EDGE | SE3000H-USRGM | Inverters | 3000 |  | 1 |  |  | 0.98 |  | Outside | NEXT TO METER
Solar Registration Program | NJSRRE1540272636 | NORTHFIELD | 8225 | 19 | 14.49 | Residential | Yes | Behind the Meter | Vivint Solar Developer, LLC | AC Electric | Accepted | 2019-01-24 | 2019-01-28 | 2020-01-28 | Hanwha Solar | Q.PEAK DUO BLK-G5 315 | Solar Panels |  | 0.315 | 19 | 28 | 22 |  | Fixed | Roof
Solar Registration Program | NJSRRE1540272636 | NORTHFIELD | 8225 | 19 | 14.49 | Residential | Yes | Behind the Meter | Vivint Solar Developer, LLC | AC Electric | Accepted | 2019-01-24 | 2019-01-28 | 2020-01-28 | Hanwha Solar | Q.PEAK DUO BLK-G5 315 | Solar Panels |  | 0.315 | 12 | 208 | 22 |  | Fixed | Roof
Solar Registration Program | NJSRRE1540272636 | NORTHFIELD | 8225 | 19 | 14.49 | Residential | Yes | Behind the Meter | Vivint Solar Developer, LLC | AC Electric | Accepted | 2019-01-24 | 2019-01-28 | 2020-01-28 | Hanwha Solar | Q.PEAK DUO BLK-G5 315 | Solar Panels |  | 0.315 | 10 | 208 | 20 |  | Fixed | Roof
Solar Registration Program | NJSRRE1540272636 | NORTHFIELD | 8225 | 19 | 14.49 | Residential | Yes | Behind the Meter | Vivint Solar Developer, LLC | AC Electric | Accepted | 2019-01-24 | 2019-01-28 | 2020-01-28 | Hanwha Solar | Q.PEAK DUO BLK-G5 315 | Solar Panels |  | 0.315 | 5 | 208 | 22 |  | Fixed | Roof
Solar Registration Program | NJSRRE1540272636 | NORTHFIELD | 8225 | 19 | 14.49 | Residential | Yes | Behind the Meter | Vivint Solar Developer, LLC | AC Electric | Accepted | 2019-01-24 | 2019-01-28 | 2020-01-28 | Solar Edge | SE10000H-US | Inverters | 10000 |  | 1 |  |  | 0.992 |  | Outdoor | Near the Utility Meter
Solar Registration Program | NJSRRE1541431172 | Sewell | 8012 | 14 | 14.49 | Residential | No | Behind the Meter | Maier Solar Engineering dba Solar Me | AC Electric | Accepted | 2019-06-19 | 2019-06-24 | 2020-06-24 | Hanwha | Q.Peak BLK-G4.315W | Solar Panels |  | 0.315 | 15 | 251 | 30 |  | Fixed | Roof
Solar Registration Program | NJSRRE1541431172 | Sewell | 8012 | 14 | 14.49 | Residential | No | Behind the Meter | Maier Solar Engineering dba Solar Me | AC Electric | Accepted | 2019-06-19 | 2019-06-24 | 2020-06-24 | Hanwha | Q.Peak BLK-G4.315W | Solar Panels |  | 0.315 | 11 | 341 | 30 |  | Fixed | Roof
Solar Registration Program | NJSRRE1541431172 | Sewell | 8012 | 14 | 14.49 | Residential | No | Behind the Meter | Maier Solar Engineering dba Solar Me | AC Electric | Accepted | 2019-06-19 | 2019-06-24 | 2020-06-24 | Hanwha | Q.Peak BLK-G4.315W | Solar Panels |  | 0.315 | 8 | 71 | 35 |  | Fixed | Roof
Solar Registration Program | NJSRRE1541431172 | Sewell | 8012 | 14 | 14.49 | Residential | No | Behind the Meter | Maier Solar Engineering dba Solar Me | AC Electric | Accepted | 2019-06-19 | 2019-06-24 | 2020-06-24 | Hanwha | Q.Peak BLK-G4.315W | Solar Panels |  | 0.315 | 4 | 161 | 30 |  | Fixed | Roof
Solar Registration Program | NJSRRE1541431172 | Sewell | 8012 | 14 | 14.49 | Residential | No | Behind the Meter | Maier Solar Engineering dba Solar Me | AC Electric | Accepted | 2019-06-19 | 2019-06-24 | 2020-06-24 | Hanwha | Q.Peak BLK-G4.315W | Solar Panels |  | 0.315 | 8 | 161 | 32 |  | Fixed | Roof
Solar Registration Program | NJSRRE1541431172 | Sewell | 8012 | 14 | 14.49 | Residential | No | Behind the Meter | Maier Solar Engineering dba Solar Me | AC Electric | Accepted | 2019-06-19 | 2019-06-24 | 2020-06-24 | Enphase | IQ7+ | Inverters | 290 |  | 46 |  |  | 0.96 |  | Outdoor | Next to meter
Solar Registration Program | NJSRRE1541442904 | DUNELLEN | 8812 | 11 | 14.49 | Residential | Yes | Behind the Meter | Momentum Solar | PSE&G | Accepted | 2019-06-21 | 2019-06-25 | 2020-06-25 | Hanwha | Q.PEAK DUO BLK-G5 315 | Solar Panels |  | 0.315 | 34 | 255 | 30 |  | Fixed | Roof
Solar Registration Program | NJSRRE1541442904 | DUNELLEN | 8812 | 11 | 14.49 | Residential | Yes | Behind the Meter | Momentum Solar | PSE&G | Accepted | 2019-06-21 | 2019-06-25 | 2020-06-25 | Hanwha | Q.PEAK DUO BLK-G5 315 | Solar Panels |  | 0.315 | 12 | 75 | 31 |  | Fixed | Roof
Solar Registration Program | NJSRRE1541442904 | DUNELLEN | 8812 | 11 | 14.49 | Residential | Yes | Behind the Meter | Momentum Solar | PSE&G | Accepted | 2019-06-21 | 2019-06-25 | 2020-06-25 | Enphase | IQ7-60-2-US | Inverters | 250 |  | 1 |  |  | 0.97 |  | Outdoor | Roof
Solar Registration Program | NJSRRE1541500926 | Edison | 8837 | 11 | 14.49 | Residential | Yes | Behind the Meter | Vivint Solar Developer, LLC | PSE&G | Accepted | 2019-07-11 | 2019-07-12 | 2020-07-12 | Hanwha Solar | Q. Peak Blk-G5 315 | Solar Panels |  | 0.315 | 17 | 4 | 9 |  | Fixed | Roof
Solar Registration Program | NJSRRE1541500926 | Edison | 8837 | 11 | 14.49 | Residential | Yes | Behind the Meter | Vivint Solar Developer, LLC | PSE&G | Accepted | 2019-07-11 | 2019-07-12 | 2020-07-12 | Hanwha Solar | Q. Peak BLK-G5 315 | Solar Panels |  | 0.315 | 4 | 184 | 2 |  | Fixed | Roof
Solar Registration Program | NJSRRE1541500926 | Edison | 8837 | 11 | 14.49 | Residential | Yes | Behind the Meter | Vivint Solar Developer, LLC | PSE&G | Accepted | 2019-07-11 | 2019-07-12 | 2020-07-12 | Hanwha Solar | Q. Peak BLK-G5 315 | Solar Panels |  | 0.315 | 15 | 184 | 37 |  | Fixed | Roof
Solar Registration Program | NJSRRE1541500926 | Edison | 8837 | 11 | 14.49 | Residential | Yes | Behind the Meter | Vivint Solar Developer, LLC | PSE&G | Accepted | 2019-07-11 | 2019-07-12 | 2020-07-12 | Hanwha Solar | Q. Peak BLK-G5 315 | Solar Panels |  | 0.315 | 10 | 4 | 40 |  | Fixed | Roof
Solar Registration Program | NJSRRE1541500926 | Edison | 8837 | 11 | 14.49 | Residential | Yes | Behind the Meter | Vivint Solar Developer, LLC | PSE&G | Accepted | 2019-07-11 | 2019-07-12 | 2020-07-12 | Solar Edge | SE10000H-US | Inverters | 10000 |  | 1 |  |  | 0.992 |  | Other | Near the Utility Meter
Solar Registration Program | NJSRRE1541693227 | Phillipsburg | 8865 | 2 | 14.49 | Residential | No | Behind the Meter | Green Power Energy | JCP&L | Accepted | 2019-07-22 | 2019-07-24 | 2020-07-24 | Hanwha | Q.PEAK DUO BLK-G5 315 | Solar Panels |  | 0.315 | 30 | 246 | 23 |  | Fixed | Roof
Solar Registration Program | NJSRRE1541693227 | Phillipsburg | 8865 | 2 | 14.49 | Residential | No | Behind the Meter | Green Power Energy | JCP&L | Accepted | 2019-07-22 | 2019-07-24 | 2020-07-24 | Hanwha | Q.PEAK DUO BLK-G5 315 | Solar Panels |  | 0.315 | 16 | 65 | 23 |  | Fixed | Roof
Solar Registration Program | NJSRRE1541693227 | Phillipsburg | 8865 | 2 | 14.49 | Residential | No | Behind the Meter | Green Power Energy | JCP&L | Accepted | 2019-07-22 | 2019-07-24 | 2020-07-24 | Solar Edge | SE7600H-US | Inverters | 7600 |  | 2 |  |  | 0.97 |  | Outside | next to meter
Solar Registration Program | NJSRRE1541841389 | STANHOPE | 7874 | 1 | 14.49 | Residential | Yes | Behind the Meter | Vivint Solar Developer, LLC | JCP&L | Accepted | 2019-08-19 | 2019-08-23 | 2020-08-23 | HANWHA SOLAR | Q.PEAK BLK-G5 315 | Solar Panels |  | 0.315 | 19 | 259 | 19 |  | Fixed | Roof
Solar Registration Program | NJSRRE1541841389 | STANHOPE | 7874 | 1 | 14.49 | Residential | Yes | Behind the Meter | Vivint Solar Developer, LLC | JCP&L | Accepted | 2019-08-19 | 2019-08-23 | 2020-08-23 | HANWHA SOLAR | Q.PEAK BLK-G5 315 | Solar Panels |  | 0.315 | 27 | 79 | 19 |  | Fixed | Roof
Solar Registration Program | NJSRRE1541841389 | STANHOPE | 7874 | 1 | 14.49 | Residential | Yes | Behind the Meter | Vivint Solar Developer, LLC | JCP&L | Accepted | 2019-08-19 | 2019-08-23 | 2020-08-23 | SOLAREDGE | SE10000H-US | Inverters | 10000 |  | 1 |  |  | 0.992 |  | Outdoor | Near The Utility Meter
Solar Registration Program | NJSRRE1541888761 | Mt Laurel | 8054 | 13 | 14.49 | Residential | Yes | Behind the Meter | Pro Custom Solar dba Momentum Solar | PSE&G | Accepted | 2019-08-27 | 2019-08-30 | 2020-08-30 | HANWHA | Q.PEAK DUO BLK-G5 315 | Solar Panels |  | 0.315 | 19 | 150 | 18 |  | Fixed | Roof
Solar Registration Program | NJSRRE1541888761 | Mt Laurel | 8054 | 13 | 14.49 | Residential | Yes | Behind the Meter | Pro Custom Solar dba Momentum Solar | PSE&G | Accepted | 2019-08-27 | 2019-08-30 | 2020-08-30 | HANWHA | Q.PEAK DUO BLK-G5 315 | Solar Panels |  | 0.315 | 10 | 150 | 18 |  | Fixed | Roof
Solar Registration Program | NJSRRE1541888761 | Mt Laurel | 8054 | 13 | 14.49 | Residential | Yes | Behind the Meter | Pro Custom Solar dba Momentum Solar | PSE&G | Accepted | 2019-08-27 | 2019-08-30 | 2020-08-30 | HANWHA | Q.PEAK DUO BLK-G5 315 | Solar Panels |  | 0.315 | 17 | 330 | 18 |  | Fixed | Roof
Solar Registration Program | NJSRRE1541888761 | Mt Laurel | 8054 | 13 | 14.49 | Residential | Yes | Behind the Meter | Pro Custom Solar dba Momentum Solar | PSE&G | Accepted | 2019-08-27 | 2019-08-30 | 2020-08-30 | Enphase Energy | IQ6-60-2-US | Inverters | 240 |  | 46 |  |  | 0.97 |  | Outdoor | Roof
Solar Registration Program | NJSRRE1541894865 | NEPTUNE | 7753 | 17 | 14.49 | Residential | Yes | Behind the Meter | Vivint Solar Developer, LLC | JCP&L | Accepted | 2019-09-03 | 2019-09-03 | 2020-09-03 | HANWHA SOLAR | Q.PEAK BLK-G5 315 | Solar Panels |  | 0.315 | 13 | 96 | 26 |  | Fixed | Roof
Solar Registration Program | NJSRRE1541894865 | NEPTUNE | 7753 | 17 | 14.49 | Residential | Yes | Behind the Meter | Vivint Solar Developer, LLC | JCP&L | Accepted | 2019-09-03 | 2019-09-03 | 2020-09-03 | Hanwha Solar | Q.PEAK BLK-G5 315 | Solar Panels |  | 0.315 | 3 | 96 | 27 |  | Fixed | Roof
Solar Registration Program | NJSRRE1541894865 | NEPTUNE | 7753 | 17 | 14.49 | Residential | Yes | Behind the Meter | Vivint Solar Developer, LLC | JCP&L | Accepted | 2019-09-03 | 2019-09-03 | 2020-09-03 | Hanwha Solar | Q.PEAK BLK-G5 315 | Solar Panels |  | 0.315 | 10 | 276 | 27 |  | Fixed | Roof
Solar Registration Program | NJSRRE1541894865 | NEPTUNE | 7753 | 17 | 14.49 | Residential | Yes | Behind the Meter | Vivint Solar Developer, LLC | JCP&L | Accepted | 2019-09-03 | 2019-09-03 | 2020-09-03 | Hanwha Solar | Q.PEAK BLK-G5 315 | Solar Panels |  | 0.315 | 9 | 276 | 27 |  | Fixed | Roof
Solar Registration Program | NJSRRE1541894865 | NEPTUNE | 7753 | 17 | 14.49 | Residential | Yes | Behind the Meter | Vivint Solar Developer, LLC | JCP&L | Accepted | 2019-09-03 | 2019-09-03 | 2020-09-03 | Hanwha Solar | Q.PEAK BLK-G5 315 | Solar Panels |  | 0.315 | 11 | 276 | 26 |  | Fixed | Roof
Solar Registration Program | NJSRRE1541894865 | NEPTUNE | 7753 | 17 | 14.49 | Residential | Yes | Behind the Meter | Vivint Solar Developer, LLC | JCP&L | Accepted | 2019-09-03 | 2019-09-03 | 2020-09-03 | SolarEdge Technologies | SE10000H | Inverters | 10000 |  | 1 |  |  | 0.992 |  | Outdoor | Near the Utility Meter
Solar Registration Program | NJSRRE1541895166 | Teaneck | 7666 | 7 | 14.49 | Residential | Yes | Behind the Meter | Vivint Solar Developer, LLC | PSE&G | Accepted | 2019-10-08 | 2019-10-09 | 2020-10-09 | Hanwha | Q.PEAK DUO BLK-G5 315w | Solar Panels |  | 0.315 | 26 | 102 | 21 |  | Fixed | Roof
Solar Registration Program | NJSRRE1541895166 | Teaneck | 7666 | 7 | 14.49 | Residential | Yes | Behind the Meter | Vivint Solar Developer, LLC | PSE&G | Accepted | 2019-10-08 | 2019-10-09 | 2020-10-09 | Hanwha | Q.PEAK DUO BLK-G5 315w | Solar Panels |  | 0.315 | 12 | 12 | 21 |  | Fixed | Roof
Solar Registration Program | NJSRRE1541895166 | Teaneck | 7666 | 7 | 14.49 | Residential | Yes | Behind the Meter | Vivint Solar Developer, LLC | PSE&G | Accepted | 2019-10-08 | 2019-10-09 | 2020-10-09 | Hanwha | Q.PEAK DUO BLK-G5 315w | Solar Panels |  | 0.315 | 8 | 192 | 21 |  | Fixed | Roof
Solar Registration Program | NJSRRE1541895166 | Teaneck | 7666 | 7 | 14.49 | Residential | Yes | Behind the Meter | Vivint Solar Developer, LLC | PSE&G | Accepted | 2019-10-08 | 2019-10-09 | 2020-10-09 | SolarEdge | SE10000H-US | Inverters | 10000 |  | 1 |  |  | 0.992 |  | Outdoor | Near the Utility Meter
Solar Registration Program | NJSRRE1541976139 | Mullica Hill | 8062 | 15 | 14.49 | Residential | Yes | Behind the Meter | Trinity Solar | AC Electric | Accepted | 2019-08-30 | 2019-09-04 | 2020-09-04 | HANWHA | Q.PEAK DUO BLK-G5 315 | Solar Panels |  | 0.315 | 2 | 65 | 40 |  | Fixed | Roof
Solar Registration Program | NJSRRE1541976139 | Mullica Hill | 8062 | 15 | 14.49 | Residential | Yes | Behind the Meter | Trinity Solar | AC Electric | Accepted | 2019-08-30 | 2019-09-04 | 2020-09-04 | HANWHA | Q.PEAK DUO BLK-G5 315 | Solar Panels |  | 0.315 | 12 | 155 | 30 |  | Fixed | Roof
Solar Registration Program | NJSRRE1541976139 | Mullica Hill | 8062 | 15 | 14.49 | Residential | Yes | Behind the Meter | Trinity Solar | AC Electric | Accepted | 2019-08-30 | 2019-09-04 | 2020-09-04 | HANWHA | Q.PEAK DUO BLK-G5 315 | Solar Panels |  | 0.315 | 3 | 65 | 34 |  | Fixed | Roof
Solar Registration Program | NJSRRE1541976139 | Mullica Hill | 8062 | 15 | 14.49 | Residential | Yes | Behind the Meter | Trinity Solar | AC Electric | Accepted | 2019-08-30 | 2019-09-04 | 2020-09-04 | HANWHA | Q.PEAK DUO BLK-G5 315 | Solar Panels |  | 0.315 | 2 | 245 | 40 |  | Fixed | Roof
Solar Registration Program | NJSRRE1541976139 | Mullica Hill | 8062 | 15 | 14.49 | Residential | Yes | Behind the Meter | Trinity Solar | AC Electric | Accepted | 2019-08-30 | 2019-09-04 | 2020-09-04 | HANWHA | Q.PEAK DUO BLK-G5 315 | Solar Panels |  | 0.315 | 3 | 245 | 34 |  | Fixed | Roof
Solar Registration Program | NJSRRE1541976139 | Mullica Hill | 8062 | 15 | 14.49 | Residential | Yes | Behind the Meter | Trinity Solar | AC Electric | Accepted | 2019-08-30 | 2019-09-04 | 2020-09-04 | HANWHA | Q.PEAK DUO BLK-G5 315 | Solar Panels |  | 0.315 | 24 | 155 | 30 |  | Fixed | Roof
Solar Registration Program | NJSRRE1541976139 | Mullica Hill | 8062 | 15 | 14.49 | Residential | Yes | Behind the Meter | Trinity Solar | AC Electric | Accepted | 2019-08-30 | 2019-09-04 | 2020-09-04 | Solar Edge | SE11400H-US000BNC4 | Inverters | 11400 |  | 1 |  |  | 0.97 |  | Outdoor | side of home
Solar Registration Program | NJSRRE1542429057 | PENNSAUKEN | 8109 | 14 | 14.49 | Residential | Yes | Behind the Meter | Vivint Solar Developer, LLC | PSE&G | Accepted | 2019-09-24 | 2019-09-25 | 2020-09-25 | Hanwha | Q.PEAK DUO BLK-G5 315 | Solar Panels |  | 0.315 | 6 | 40 | 21 |  | Fixed | Roof
Solar Registration Program | NJSRRE1542429057 | PENNSAUKEN | 8109 | 14 | 14.49 | Residential | Yes | Behind the Meter | Vivint Solar Developer, LLC | PSE&G | Accepted | 2019-09-24 | 2019-09-25 | 2020-09-25 | Hanwha | Q.PEAK DUO BLK-G5 315 | Solar Panels |  | 0.315 | 3 | 220 | 21 |  | Fixed | Roof
Solar Registration Program | NJSRRE1542429057 | PENNSAUKEN | 8109 | 14 | 14.49 | Residential | Yes | Behind the Meter | Vivint Solar Developer, LLC | PSE&G | Accepted | 2019-09-24 | 2019-09-25 | 2020-09-25 | Hanwha | Q.PEAK DUO BLK-G5 315 | Solar Panels |  | 0.315 | 25 | 40 | 21 |  | Fixed | Roof
Solar Registration Program | NJSRRE1542429057 | PENNSAUKEN | 8109 | 14 | 14.49 | Residential | Yes | Behind the Meter | Vivint Solar Developer, LLC | PSE&G | Accepted | 2019-09-24 | 2019-09-25 | 2020-09-25 | Hanwha | Q.PEAK DUO BLK-G5 315 | Solar Panels |  | 0.315 | 12 | 220 | 21 |  | Fixed | Roof
Solar Registration Program | NJSRRE1542429057 | PENNSAUKEN | 8109 | 14 | 14.49 | Residential | Yes | Behind the Meter | Vivint Solar Developer, LLC | PSE&G | Accepted | 2019-09-24 | 2019-09-25 | 2020-09-25 | Solar Edge | SE10000H-US000BNC4 | Inverters | 10000 |  | 1 |  |  | 0.992 |  | Outdoor | Near The Utility Meter
Solar Registration Program | NJSRRE1542507816 | BARNEGAT | 8005 | 18 | 14.49 | Residential | Yes | Behind the Meter | Vivint Solar Developer, LLC | AC Electric | Accepted | 2019-10-04 | 2019-10-09 | 2020-10-09 | Hanwha Solar | Q.PEAK BLK-G5 315 | Solar Panels |  | 0.315 | 13 | 153 | 14 |  | Fixed | Roof
Solar Registration Program | NJSRRE1542507816 | BARNEGAT | 8005 | 18 | 14.49 | Residential | Yes | Behind the Meter | Vivint Solar Developer, LLC | AC Electric | Accepted | 2019-10-04 | 2019-10-09 | 2020-10-09 | Hanwha Solar | Q.PEAK BLK-G5 315 | Solar Panels |  | 0.315 | 18 | 243 | 14 |  | Fixed | Roof
Solar Registration Program | NJSRRE1542507816 | BARNEGAT | 8005 | 18 | 14.49 | Residential | Yes | Behind the Meter | Vivint Solar Developer, LLC | AC Electric | Accepted | 2019-10-04 | 2019-10-09 | 2020-10-09 | Hanwha Solar | Q.PEAK BLK-G5 315 | Solar Panels |  | 0.315 | 5 | 63 | 14 |  | Fixed | Roof
Solar Registration Program | NJSRRE1542507816 | BARNEGAT | 8005 | 18 | 14.49 | Residential | Yes | Behind the Meter | Vivint Solar Developer, LLC | AC Electric | Accepted | 2019-10-04 | 2019-10-09 | 2020-10-09 | Hanwha Solar | Q.PEAK BLK-G5 315 | Solar Panels |  | 0.315 | 10 | 333 | 14 |  | Fixed | Roof
Solar Registration Program | NJSRRE1542507816 | BARNEGAT | 8005 | 18 | 14.49 | Residential | Yes | Behind the Meter | Vivint Solar Developer, LLC | AC Electric | Accepted | 2019-10-04 | 2019-10-09 | 2020-10-09 | SOLAREDGE | SE10000H-US000BNC4 | Inverters | 10000 |  | 1 |  |  | 0.992 |  | Outdoor | Near The Utility Meter
Solar Registration Program | NJSRRE1542538839 | Edison | 8837 | 11 | 14.49 | Residential | Yes | Behind the Meter | Suntuity Solar LLC | PSE&G | Accepted | 2019-10-12 | 2019-10-16 | 2020-10-16 | Longi | LR6-60HPB-315M | Solar Panels |  | 0.315 | 25 | 193 | 41 |  | Fixed | Roof
Solar Registration Program | NJSRRE1542538839 | Edison | 8837 | 11 | 14.49 | Residential | Yes | Behind the Meter | Suntuity Solar LLC | PSE&G | Accepted | 2019-10-12 | 2019-10-16 | 2020-10-16 | Longi | LR6-60HPB-315M | Solar Panels |  | 0.315 | 4 | 193 | 21 |  | Fixed | Roof
Solar Registration Program | NJSRRE1542538839 | Edison | 8837 | 11 | 14.49 | Residential | Yes | Behind the Meter | Suntuity Solar LLC | PSE&G | Accepted | 2019-10-12 | 2019-10-16 | 2020-10-16 | Longi | LR6-60HPB-315M | Solar Panels |  | 0.315 | 17 | 14 | 36 |  | Fixed | Roof
Solar Registration Program | NJSRRE1542538839 | Edison | 8837 | 11 | 14.49 | Residential | Yes | Behind the Meter | Suntuity Solar LLC | PSE&G | Accepted | 2019-10-12 | 2019-10-16 | 2020-10-16 | Enphase Energy | IQ7-60-2-US | Inverters | 240 |  | 46 |  |  | 0.97 |  | Outdoor | Behind the PV Modules
Solar Registration Program | NJSRRE1542541933 | Demarest | 7627 | 7 | 14.49 | Residential | No | Behind the Meter | Pro Custom Solar dba Momentum Solar | Orange Rockland Electric | Accepted | 2019-10-14 | 2019-10-16 | 2020-10-16 | LG ELECTRONICS | LG 345N1C-V5 | Solar Panels |  | 0.345 | 42 | 218 | 27 |  | Fixed | Roof
Solar Registration Program | NJSRRE1542541933 | Demarest | 7627 | 7 | 14.49 | Residential | No | Behind the Meter | Pro Custom Solar dba Momentum Solar | Orange Rockland Electric | Accepted | 2019-10-14 | 2019-10-16 | 2020-10-16 | Enphase Energy | IQ7-60-2-US | Inverters | 250 |  | 42 |  |  | 0.97 |  | Outdoor | Roof
Solar Registration Program | NJSRRE1542543809 | Manahawkin | 8050 | 18 | 14.49 | Residential | Yes | Behind the Meter | Vivint Solar Developer, LLC | AC Electric | Accepted | 2019-10-15 | 2019-10-17 | 2020-10-17 | Hanwha | Q.PEAK BLK-G5 315 | Solar Panels |  | 0.315 | 25 | 251 | 20 |  | Fixed | Roof
Solar Registration Program | NJSRRE1542543809 | Manahawkin | 8050 | 18 | 14.49 | Residential | Yes | Behind the Meter | Vivint Solar Developer, LLC | AC Electric | Accepted | 2019-10-15 | 2019-10-17 | 2020-10-17 | Hanwha | Q.PEAK BLK-G5 315 | Solar Panels |  | 0.315 | 21 | 71 | 20 |  | Fixed | Roof
Solar Registration Program | NJSRRE1542543809 | Manahawkin | 8050 | 18 | 14.49 | Residential | Yes | Behind the Meter | Vivint Solar Developer, LLC | AC Electric | Accepted | 2019-10-15 | 2019-10-17 | 2020-10-17 | SolarEdge | SE10000H-US | Inverters | 10000 |  | 1 |  |  | 0.992 |  | Outdoor | Near the Utility Meter
Solar Registration Program | NJSRRE1542543893 | Forked River | 8731 | 18 | 14.49 | Residential | No | Behind the Meter | Trinity Solar | JCP&L | Accepted | 2019-10-15 | 2019-10-17 | 2020-10-17 | Hanwha | Q.PEAK DUO BLK-G5 315 | Solar Panels |  | 0.315 | 14 | 4 | 21 |  | Fixed | Roof
Solar Registration Program | NJSRRE1542543893 | Forked River | 8731 | 18 | 14.49 | Residential | No | Behind the Meter | Trinity Solar | JCP&L | Accepted | 2019-10-15 | 2019-10-17 | 2020-10-17 | Hanwha | Q.PEAK DUO BLK-G5 315 | Solar Panels |  | 0.315 | 32 | 184 | 13 |  | Fixed | Roof
Solar Registration Program | NJSRRE1542543893 | Forked River | 8731 | 18 | 14.49 | Residential | No | Behind the Meter | Trinity Solar | JCP&L | Accepted | 2019-10-15 | 2019-10-17 | 2020-10-17 | Solar Edge | SE11400 | Inverters | 11400 |  | 1 |  |  | 0.97 |  | Outside | side of home
Solar Registration Program | NJSRRE1542544020 | Clarksburg | 8510 | 17 | 14.49 | Residential | No | Behind the Meter | New Jersey Clean Energy Solutions | JCP&L | Accepted | 2019-10-15 | 2019-10-17 | 2020-10-17 | Hanwha | Q Peak Duo Blk G5.1 | Solar Panels |  | 0.315 | 21 | 272 | 32 |  | Fixed | Roof | House
Solar Registration Program | NJSRRE1542544020 | Clarksburg | 8510 | 17 | 14.49 | Residential | No | Behind the Meter | New Jersey Clean Energy Solutions | JCP&L | Accepted | 2019-10-15 | 2019-10-17 | 2020-10-17 | Hanwha | Q Peak Duo Blk G5.1 | Solar Panels |  | 0.315 | 25 | 272 | 32 |  | Fixed | Roof | House
Solar Registration Program | NJSRRE1542544020 | Clarksburg | 8510 | 17 | 14.49 | Residential | No | Behind the Meter | New Jersey Clean Energy Solutions | JCP&L | Accepted | 2019-10-15 | 2019-10-17 | 2020-10-17 | Enphase | IQ7 | Inverters | 240 |  | 46 |  |  | 0.97 |  | Outside | under panel
Solar Registration Program | NJSRRE1542553278 | LINWOOD | 8221 | 19 | 14.49 | Residential | Yes | Behind the Meter | Vivint Solar Developer, LLC | AC Electric | Accepted | 2019-10-17 | 2019-10-21 | 2020-10-21 | HANWHA SOLAR | Q.PEAK BLK-G5 315 | Solar Panels |  | 0.315 | 24 | 302 | 28 |  | Fixed | Roof
Solar Registration Program | NJSRRE1542553278 | LINWOOD | 8221 | 19 | 14.49 | Residential | Yes | Behind the Meter | Vivint Solar Developer, LLC | AC Electric | Accepted | 2019-10-17 | 2019-10-21 | 2020-10-21 | HANWHA SOLAR | Q.PEAK BLK-G5 315 | Solar Panels |  | 0.315 | 22 | 122 | 28 |  | Fixed | Roof
Solar Registration Program | NJSRRE1542553278 | LINWOOD | 8221 | 19 | 14.49 | Residential | Yes | Behind the Meter | Vivint Solar Developer, LLC | AC Electric | Accepted | 2019-10-17 | 2019-10-21 | 2020-10-21 | SOLAREDGE | SE10000H-US000BNC4 | Inverters | 10000 |  | 1 |  |  | 0.992 |  | Outdoor | Near The Utility Meter
Solar Registration Program | NJSRRE1542556251 | Evesham | 8053 | 13 | 14.49 | Residential | No | Behind the Meter | Trinity Solar | PSE&G | Accepted | 2019-10-18 | 2019-10-22 | 2020-10-22 | Hanwha | Q.PEAK DUO BLK-G5 315 | Solar Panels |  | 0.315 | 21 | 118 | 21 |  | Fixed | Roof
Solar Registration Program | NJSRRE1542556251 | Evesham | 8053 | 13 | 14.49 | Residential | No | Behind the Meter | Trinity Solar | PSE&G | Accepted | 2019-10-18 | 2019-10-22 | 2020-10-22 | Hanwha | Q.PEAK DUO BLK-G5 315 | Solar Panels |  | 0.315 | 7 | 118 | 21 |  | Fixed | Roof
Solar Registration Program | NJSRRE1542556251 | Evesham | 8053 | 13 | 14.49 | Residential | No | Behind the Meter | Trinity Solar | PSE&G | Accepted | 2019-10-18 | 2019-10-22 | 2020-10-22 | Hanwha | Q.PEAK DUO BLK-G5 315 | Solar Panels |  | 0.315 | 3 | 208 | 21 |  | Fixed | Roof
Solar Registration Program | NJSRRE1542556251 | Evesham | 8053 | 13 | 14.49 | Residential | No | Behind the Meter | Trinity Solar | PSE&G | Accepted | 2019-10-18 | 2019-10-22 | 2020-10-22 | Hanwha | Q.PEAK DUO BLK-G5 315 | Solar Panels |  | 0.315 | 15 | 298 | 21 |  | Fixed | Roof
Solar Registration Program | NJSRRE1542556251 | Evesham | 8053 | 13 | 14.49 | Residential | No | Behind the Meter | Trinity Solar | PSE&G | Accepted | 2019-10-18 | 2019-10-22 | 2020-10-22 | Solar Edge | SE11400 | Inverters | 11400 |  | 1 |  |  | 0.97 |  | Outside | side of home
Solar Registration Program | NJSRRE1542561789 | Vineland | 8360 | 20 | 14.49 | Residential | Yes | Behind the Meter | Trinity Solar | Vineland Muni Electric | Accepted | 2019-10-21 | 2019-10-22 | 2020-10-22 | Hanwha 315 | Q.PEAK DUO BLK-G5 315 | Solar Panels |  | 0.315 | 15 | 289 | 33 |  | Fixed | Roof
Solar Registration Program | NJSRRE1542561789 | Vineland | 8360 | 20 | 14.49 | Residential | Yes | Behind the Meter | Trinity Solar | Vineland Muni Electric | Accepted | 2019-10-21 | 2019-10-22 | 2020-10-22 | Hanwha 315 | Q.PEAK DUO BLK-G5 315 | Solar Panels |  | 0.315 | 17 | 109 | 34 |  | Fixed | Roof
Solar Registration Program | NJSRRE1542561789 | Vineland | 8360 | 20 | 14.49 | Residential | Yes | Behind the Meter | Trinity Solar | Vineland Muni Electric | Accepted | 2019-10-21 | 2019-10-22 | 2020-10-22 | Hanwha 315 | Q.PEAK DUO BLK-G5 315 | Solar Panels |  | 0.315 | 14 | 199 | 43 |  | Fixed | Roof
Solar Registration Program | NJSRRE1542561789 | Vineland | 8360 | 20 | 14.49 | Residential | Yes | Behind the Meter | Trinity Solar | Vineland Muni Electric | Accepted | 2019-10-21 | 2019-10-22 | 2020-10-22 | Solar Edge | SE11400H-US | Inverters | 11400 |  | 1 |  |  | 0.97 |  | Outside | side of home
Solar Registration Program | NJSRRE1542685340 | Waretown | 8758 | 18 | 14.49 | Residential | Yes | Behind the Meter | Pro Custom Solar dba Momentum Solar | JCP&L | Accepted | 2019-10-28 | 2019-12-18 | 2020-12-18 | LG Electronics | LG 345N1C-V5 | Solar Panels |  | 0.345 | 4 | 113 | 31 |  | Fixed | Roof
Solar Registration Program | NJSRRE1542685340 | Waretown | 8758 | 18 | 14.49 | Residential | Yes | Behind the Meter | Pro Custom Solar dba Momentum Solar | JCP&L | Accepted | 2019-10-28 | 2019-12-18 | 2020-12-18 | LG Electronics | LG 345N1C-V5 | Solar Panels |  | 0.345 | 6 | 24 | 30 |  | Fixed | Roof
Solar Registration Program | NJSRRE1542685340 | Waretown | 8758 | 18 | 14.49 | Residential | Yes | Behind the Meter | Pro Custom Solar dba Momentum Solar | JCP&L | Accepted | 2019-10-28 | 2019-12-18 | 2020-12-18 | LG Electronics | LG 345N1C-V5 | Solar Panels |  | 0.345 | 28 | 204 | 30 |  | Fixed | Roof
Solar Registration Program | NJSRRE1542685340 | Waretown | 8758 | 18 | 14.49 | Residential | Yes | Behind the Meter | Pro Custom Solar dba Momentum Solar | JCP&L | Accepted | 2019-10-28 | 2019-12-18 | 2020-12-18 | LG Electronics | LG 345N1C-V5 | Solar Panels |  | 0.345 | 4 | 293 | 31 |  | Fixed | Roof
Solar Registration Program | NJSRRE1542685340 | Waretown | 8758 | 18 | 14.49 | Residential | Yes | Behind the Meter | Pro Custom Solar dba Momentum Solar | JCP&L | Accepted | 2019-10-28 | 2019-12-18 | 2020-12-18 | Enphase Energy | IQ7PLUS-72-2-US | Inverters | 295 |  | 42 |  |  | 0.97 |  | Outdoor | Roof
Solar Registration Program | NJSRRE1542851379 | Bayville | 8721 | 18 | 14.49 | Residential | Yes | Behind the Meter | Vivint Solar Developer, LLC | JCP&L | Accepted | 2019-11-01 | 2019-11-04 | 2020-11-04 | Hanwha | Q.PEAK BLK-G5 315 | Solar Panels |  | 0.315 | 16 | 187 | 27 |  | Fixed | Roof
Solar Registration Program | NJSRRE1542851379 | Bayville | 8721 | 18 | 14.49 | Residential | Yes | Behind the Meter | Vivint Solar Developer, LLC | JCP&L | Accepted | 2019-11-01 | 2019-11-04 | 2020-11-04 | Hanwha | Q.PEAK BLK-G5 315 | Solar Panels |  | 0.315 | 10 | 187 | 27 |  | Fixed | Roof
Solar Registration Program | NJSRRE1542851379 | Bayville | 8721 | 18 | 14.49 | Residential | Yes | Behind the Meter | Vivint Solar Developer, LLC | JCP&L | Accepted | 2019-11-01 | 2019-11-04 | 2020-11-04 | Hanwha | Q.PEAK BLK-G5 315 | Solar Panels |  | 0.315 | 20 | 7 | 27 |  | Fixed | Roof
Solar Registration Program | NJSRRE1542851379 | Bayville | 8721 | 18 | 14.49 | Residential | Yes | Behind the Meter | Vivint Solar Developer, LLC | JCP&L | Accepted | 2019-11-01 | 2019-11-04 | 2020-11-04 | Solar Edge | SE10000H-US000BNC4 | Inverters | 10000 |  | 1 |  |  | 0.992 |  | Outdoor | Near the Utility Meter
Solar Registration Program | NJSRRE1543046184 | Moorestown | 8057 | 13 | 14.49 | Residential | No | Behind the Meter | Trinity Solar | PSE&G | Accepted | 2019-11-07 | 2019-11-12 | 2020-11-12 | HANWHA | Q.PEAK DUO BLK-G5 315 | Solar Panels |  | 0.315 | 32 | 232 | 34 |  | Fixed | Roof
Solar Registration Program | NJSRRE1543046184 | Moorestown | 8057 | 13 | 14.49 | Residential | No | Behind the Meter | Trinity Solar | PSE&G | Accepted | 2019-11-07 | 2019-11-12 | 2020-11-12 | HANWHA | Q.PEAK DUO BLK-G5 315 | Solar Panels |  | 0.315 | 14 | 232 | 34 |  | Fixed | Roof
Solar Registration Program | NJSRRE1543046184 | Moorestown | 8057 | 13 | 14.49 | Residential | No | Behind the Meter | Trinity Solar | PSE&G | Accepted | 2019-11-07 | 2019-11-12 | 2020-11-12 | SOLAR EDGE | SE11400H-US | Inverters | 11400 |  | 1 |  |  | 0.97 |  | Outdoor | SIDE OF HOME
Solar Registration Program | NJSRRE1543233554 | RAHWAY | 7065 | 10 | 14.49 | Residential | Yes | Behind the Meter | Vivint Solar Developer, LLC | PSE&G | Accepted | 2019-11-14 | 2019-11-18 | 2020-11-18 | HANWHA SOLAR | Q.PEAK BLK-G5 315 | Solar Panels |  | 0.315 | 7 | 222 | 23 |  | Fixed | Roof
Solar Registration Program | NJSRRE1543233554 | RAHWAY | 7065 | 10 | 14.49 | Residential | Yes | Behind the Meter | Vivint Solar Developer, LLC | PSE&G | Accepted | 2019-11-14 | 2019-11-18 | 2020-11-18 | HANWHA SOLAR | Q.PEAK BLK-G5 315 | Solar Panels |  | 0.315 | 39 | 42 | 23 |  | Fixed | Roof
Solar Registration Program | NJSRRE1543233554 | RAHWAY | 7065 | 10 | 14.49 | Residential | Yes | Behind the Meter | Vivint Solar Developer, LLC | PSE&G | Accepted | 2019-11-14 | 2019-11-18 | 2020-11-18 | SOLAREDGE | SE10000H-US000BNC4 | Inverters | 10000 |  | 1 |  |  | 0.992 |  | Outdoor | Near the Utility Meter
Solar Registration Program | NJSRRE1543248706 | Manahawkin | 8050 | 18 | 14.49 | Residential | Yes | Behind the Meter | Suntuity Solar LLC | AC Electric | Accepted | 2019-11-14 | 2019-11-18 | 2020-11-18 | Yingli Green Energy | YL315D-30b | Solar Panels |  | 0.315 | 30 | 156 | 32 |  | Fixed | Roof
Solar Registration Program | NJSRRE1543248706 | Manahawkin | 8050 | 18 | 14.49 | Residential | Yes | Behind the Meter | Suntuity Solar LLC | AC Electric | Accepted | 2019-11-14 | 2019-11-18 | 2020-11-18 | Yingli Green Energy | YL315D-30b | Solar Panels |  | 0.315 | 4 | 256 | 46 |  | Fixed | Roof
Solar Registration Program | NJSRRE1543248706 | Manahawkin | 8050 | 18 | 14.49 | Residential | Yes | Behind the Meter | Suntuity Solar LLC | AC Electric | Accepted | 2019-11-14 | 2019-11-18 | 2020-11-18 | Yingli Green Energy | YL315D-30b | Solar Panels |  | 0.315 | 12 | 336 | 32 |  | Fixed | Roof
Solar Registration Program | NJSRRE1543248706 | Manahawkin | 8050 | 18 | 14.49 | Residential | Yes | Behind the Meter | Suntuity Solar LLC | AC Electric | Accepted | 2019-11-14 | 2019-11-18 | 2020-11-18 | Enphase Energy | IQ7-60-2-US | Inverters | 240 |  | 46 |  |  | 0.97 |  | Outdoor | Behind the PV Modules
Solar Registration Program | NJSRRE1543438674 | Clinton | 8809 | 4 | 14.49 | Residential | Yes | Behind the Meter | Pro Custom Solar dba Momentum Solar | JCP&L | Accepted | 2019-11-23 | 2019-11-26 | 2020-11-26 | Hanwha | Q.Peak DUO BLK-G5 315 | Solar Panels |  | 0.315 | 46 | 230 | 22 |  | Fixed | Roof
Solar Registration Program | NJSRRE1543438674 | Clinton | 8809 | 4 | 14.49 | Residential | Yes | Behind the Meter | Pro Custom Solar dba Momentum Solar | JCP&L | Accepted | 2019-11-23 | 2019-11-26 | 2020-11-26 | Enphase Energy | IQ6-60-2-US | Inverters | 240 |  | 46 |  |  | 0.97 |  | Outdoor | Roof
Solar Registration Program | NJSRRE1543441630 | WILLIAMSTOWN | 8094 | 15 | 14.49 | Residential | Yes | Behind the Meter | Vivint Solar Developer, LLC | AC Electric | Accepted | 2019-11-25 | 2019-11-27 | 2020-11-27 | HANWHA SOLAR | Q.PEAK BLK-G5 315 | Solar Panels |  | 0.315 | 12 | 185 | 31 |  | Fixed | Roof
Solar Registration Program | NJSRRE1543441630 | WILLIAMSTOWN | 8094 | 15 | 14.49 | Residential | Yes | Behind the Meter | Vivint Solar Developer, LLC | AC Electric | Accepted | 2019-11-25 | 2019-11-27 | 2020-11-27 | HANWHA SOLAR | Q.PEAK BLK-G5 315 | Solar Panels |  | 0.315 | 27 | 5 | 31 |  | Fixed | Roof
Solar Registration Program | NJSRRE1543441630 | WILLIAMSTOWN | 8094 | 15 | 14.49 | Residential | Yes | Behind the Meter | Vivint Solar Developer, LLC | AC Electric | Accepted | 2019-11-25 | 2019-11-27 | 2020-11-27 | HANWHA SOLAR | Q.PEAK BLK-G5 315 | Solar Panels |  | 0.315 | 3 | 275 | 44 |  | Fixed | Roof
Solar Registration Program | NJSRRE1543441630 | WILLIAMSTOWN | 8094 | 15 | 14.49 | Residential | Yes | Behind the Meter | Vivint Solar Developer, LLC | AC Electric | Accepted | 2019-11-25 | 2019-11-27 | 2020-11-27 | HANWHA SOLAR | Q.PEAK BLK-G5 315 | Solar Panels |  | 0.315 | 4 | 95 | 44 |  | Fixed | Roof
Solar Registration Program | NJSRRE1543441630 | WILLIAMSTOWN | 8094 | 15 | 14.49 | Residential | Yes | Behind the Meter | Vivint Solar Developer, LLC | AC Electric | Accepted | 2019-11-25 | 2019-11-27 | 2020-11-27 | SOLAREDGE | SE10000H-US | Inverters | 10000 |  | 1 |  |  | 0.992 |  | Outdoor | Near the Utility Meter
Solar Registration Program | NJSRRE1543450702 | Rio Grande | 8242 | 21 | 14.49 | Residential | Yes | Behind the Meter | Suntuity Solar LLC | AC Electric | Accepted | 2019-11-27 | 2019-12-03 | 2020-12-03 | Yingli Green Energy | YL315D-30b | Solar Panels |  | 0.315 | 21 | 73 | 20 |  | Fixed | Roof
Solar Registration Program | NJSRRE1543450702 | Rio Grande | 8242 | 21 | 14.49 | Residential | Yes | Behind the Meter | Suntuity Solar LLC | AC Electric | Accepted | 2019-11-27 | 2019-12-03 | 2020-12-03 | Yingli Green Energy | YL315D-30b | Solar Panels |  | 0.315 | 16 | 255 | 20 |  | Fixed | Roof
Solar Registration Program | NJSRRE1543450702 | Rio Grande | 8242 | 21 | 14.49 | Residential | Yes | Behind the Meter | Suntuity Solar LLC | AC Electric | Accepted | 2019-11-27 | 2019-12-03 | 2020-12-03 | Yingli Green Energy | YL315D-30b | Solar Panels |  | 0.315 | 2 | 254 | 18 |  | Fixed | Roof
Solar Registration Program | NJSRRE1543450702 | Rio Grande | 8242 | 21 | 14.49 | Residential | Yes | Behind the Meter | Suntuity Solar LLC | AC Electric | Accepted | 2019-11-27 | 2019-12-03 | 2020-12-03 | Yingli Green Energy | YL315D-30b | Solar Panels |  | 0.315 | 4 | 75 | 18 |  | Fixed | Roof
Solar Registration Program | NJSRRE1543450702 | Rio Grande | 8242 | 21 | 14.49 | Residential | Yes | Behind the Meter | Suntuity Solar LLC | AC Electric | Accepted | 2019-11-27 | 2019-12-03 | 2020-12-03 | Yingli Green Energy | YL315D-30b | Solar Panels |  | 0.315 | 3 | 165 | 17 |  | Fixed | Roof
Solar Registration Program | NJSRRE1543450702 | Rio Grande | 8242 | 21 | 14.49 | Residential | Yes | Behind the Meter | Suntuity Solar LLC | AC Electric | Accepted | 2019-11-27 | 2019-12-03 | 2020-12-03 | Enphase Energy | IQ7-60-2-US | Inverters | 240 |  | 46 |  |  | 0.97 |  | Outdoor | Behind the PV Modules
Solar Registration Program | NJSRRE1543482541 | Bogota | 7603 | 7 | 14.49 | Residential | No | Behind the Meter | Sunrun Installation Services, Inc. | PSE&G | Accepted | 2019-12-05 | 2019-12-10 | 2020-12-10 | LG Electronics | LG345N1C-V5 | Solar Panels |  | 0.345 | 14 | 105 | 9 |  | Fixed | Roof
Solar Registration Program | NJSRRE1543482541 | Bogota | 7603 | 7 | 14.49 | Residential | No | Behind the Meter | Sunrun Installation Services, Inc. | PSE&G | Accepted | 2019-12-05 | 2019-12-10 | 2020-12-10 | LG Electronics | LG345N1C-V5 | Solar Panels |  | 0.345 | 17 | 105 | 23 |  | Fixed | Roof
Solar Registration Program | NJSRRE1543482541 | Bogota | 7603 | 7 | 14.49 | Residential | No | Behind the Meter | Sunrun Installation Services, Inc. | PSE&G | Accepted | 2019-12-05 | 2019-12-10 | 2020-12-10 | LG Electronics | LG345N1C-V5 | Solar Panels |  | 0.345 | 11 | 285 | 40 |  | Fixed | Roof
Solar Registration Program | NJSRRE1543482541 | Bogota | 7603 | 7 | 14.49 | Residential | No | Behind the Meter | Sunrun Installation Services, Inc. | PSE&G | Accepted | 2019-12-05 | 2019-12-10 | 2020-12-10 | Delta Electronics | M8-TL-US | Inverters | 7680 |  | 1 |  |  | 0.96 |  | Outdoor | Next To Meter
Solar Registration Program | NJSRRE1543482541 | Bogota | 7603 | 7 | 14.49 | Residential | No | Behind the Meter | Sunrun Installation Services, Inc. | PSE&G | Accepted | 2019-12-05 | 2019-12-10 | 2020-12-10 | Delta Electronics | M4-TL-US | Inverters | 3840 |  | 1 |  |  | 0.96 |  | Outdoor | Next To Meter
Solar Registration Program | NJSRRE1543498182 | Columbus | 8022 | 13 | 14.49 | Residential | Yes | Behind the Meter | Trinity Solar | PSE&G | Accepted | 2019-12-06 | 2019-12-10 | 2020-12-10 | Hanwha | Q.PEAK DUO BLK-G5 315 | Solar Panels |  | 0.315 | 29 | 257 | 23 |  | Fixed | Roof
Solar Registration Program | NJSRRE1543498182 | Columbus | 8022 | 13 | 14.49 | Residential | Yes | Behind the Meter | Trinity Solar | PSE&G | Accepted | 2019-12-06 | 2019-12-10 | 2020-12-10 | Hanwha | Q.PEAK DUO BLK-G5 315 | Solar Panels |  | 0.315 | 17 | 77 | 23 |  | Fixed | Roof
Solar Registration Program | NJSRRE1543498182 | Columbus | 8022 | 13 | 14.49 | Residential | Yes | Behind the Meter | Trinity Solar | PSE&G | Accepted | 2019-12-06 | 2019-12-10 | 2020-12-10 | Solar Edge | SE11400 | Inverters | 11400 |  | 1 |  |  | 0.97 |  | Outside | side of home
Solar Registration Program | NJSRRE1543501565 | Somerset | 8873 | 5 | 14.49 | Residential | Yes | Behind the Meter | Vivint Solar Developer, LLC | PSE&G | Accepted | 2019-12-09 | 2019-12-11 | 2020-12-11 | HANWHA SOLAR | Q.PEAK BLK-G5 315 | Solar Panels |  | 0.315 | 21 | 63 | 24 |  | Fixed | Roof
Solar Registration Program | NJSRRE1543501565 | Somerset | 8873 | 5 | 14.49 | Residential | Yes | Behind the Meter | Vivint Solar Developer, LLC | PSE&G | Accepted | 2019-12-09 | 2019-12-11 | 2020-12-11 | HANWHA SOLAR | Q.PEAK BLK-G5 315 | Solar Panels |  | 0.315 | 21 | 243 | 24 |  | Fixed | Roof
Solar Registration Program | NJSRRE1543501565 | Somerset | 8873 | 5 | 14.49 | Residential | Yes | Behind the Meter | Vivint Solar Developer, LLC | PSE&G | Accepted | 2019-12-09 | 2019-12-11 | 2020-12-11 | HANWHA SOLAR | Q.PEAK BLK-G5 315 | Solar Panels |  | 0.315 | 4 | 243 | 23 |  | Fixed | Roof
Solar Registration Program | NJSRRE1543501565 | Somerset | 8873 | 5 | 14.49 | Residential | Yes | Behind the Meter | Vivint Solar Developer, LLC | PSE&G | Accepted | 2019-12-09 | 2019-12-11 | 2020-12-11 | SOLAREDGE | SE10000H-US | Inverters | 10000 |  | 1 |  |  | 0.992 |  | Outdoor | Near the Utility Meter
Solar Registration Program | NJSRRE1543541632 | LITTLE SILVER | 7739 | 17 | 14.49 | Residential | Yes | Behind the Meter | Vivint Solar Developer, LLC | JCP&L | Accepted | 2019-12-13 | 2019-12-17 | 2020-12-17 | HANWHA SOLAR | Q.PEAK BLK-G5 315 | Solar Panels |  | 0.315 | 46 | 148 | 40 |  | Fixed | Roof
Solar Registration Program | NJSRRE1543541632 | LITTLE SILVER | 7739 | 17 | 14.49 | Residential | Yes | Behind the Meter | Vivint Solar Developer, LLC | JCP&L | Accepted | 2019-12-13 | 2019-12-17 | 2020-12-17 | SOLAREDGE | SE10000H-US | Inverters | 10000 |  | 1 |  |  | 0.992 |  | Outdoor | Near the Utility Meter
Solar Registration Program | NJSRRE1543658241 | Freehold | 7728 | 17 | 14.49 | Residential | Yes | Behind the Meter | Pro Custom Solar dba Momentum Solar | JCP&L | Accepted | 2019-12-23 | 2019-12-31 | 2020-12-31 | LG Electronics | LG 345N1C-V5 | Solar Panels |  | 0.345 | 22 | 150 | 24 |  | Fixed | Roof
Solar Registration Program | NJSRRE1543658241 | Freehold | 7728 | 17 | 14.49 | Residential | Yes | Behind the Meter | Pro Custom Solar dba Momentum Solar | JCP&L | Accepted | 2019-12-23 | 2019-12-31 | 2020-12-31 | LG Electronics | LG 345N1C-V5 | Solar Panels |  | 0.345 | 13 | 150 | 20 |  | Fixed | Roof
Solar Registration Program | NJSRRE1543658241 | Freehold | 7728 | 17 | 14.49 | Residential | Yes | Behind the Meter | Pro Custom Solar dba Momentum Solar | JCP&L | Accepted | 2019-12-23 | 2019-12-31 | 2020-12-31 | LG Electronics | LG 345N1C-V5 | Solar Panels |  | 0.345 | 7 | 330 | 24 |  | Fixed | Roof
Solar Registration Program | NJSRRE1543658241 | Freehold | 7728 | 17 | 14.49 | Residential | Yes | Behind the Meter | Pro Custom Solar dba Momentum Solar | JCP&L | Accepted | 2019-12-23 | 2019-12-31 | 2020-12-31 | Enphase Energy | IQ7PLUS-72-2-US | Inverters | 295 |  | 42 |  |  | 0.97 |  | Outdoor | Roof
Solar Registration Program | NJSRRE1540305413 | Woodbridge Twp | 8830 | 11 | 14.5 | Residential | Yes | Behind the Meter | Sunrun Installation Services, Inc. | PSE&G | Accepted | 2019-01-31 | 2019-02-04 | 2020-02-04 | REC Solar | REC290TP2 BLK | Solar Panels |  | 0.29 | 14 | 129 | 5 |  | Fixed | Roof
Solar Registration Program | NJSRRE1540305413 | Woodbridge Twp | 8830 | 11 | 14.5 | Residential | Yes | Behind the Meter | Sunrun Installation Services, Inc. | PSE&G | Accepted | 2019-01-31 | 2019-02-04 | 2020-02-04 | REC Solar | REC290TP2 BLK | Solar Panels |  | 0.29 | 4 | 129 | 18 |  | Fixed | Roof
Solar Registration Program | NJSRRE1540305413 | Woodbridge Twp | 8830 | 11 | 14.5 | Residential | Yes | Behind the Meter | Sunrun Installation Services, Inc. | PSE&G | Accepted | 2019-01-31 | 2019-02-04 | 2020-02-04 | REC Solar | REC290TP2 BLK | Solar Panels |  | 0.29 | 32 | 309 | 48 |  | Fixed | Roof
Solar Registration Program | NJSRRE1540305413 | Woodbridge Twp | 8830 | 11 | 14.5 | Residential | Yes | Behind the Meter | Sunrun Installation Services, Inc. | PSE&G | Accepted | 2019-01-31 | 2019-02-04 | 2020-02-04 | SolarEdge Technologies | SE3000H-USRGM | Inverters | 3000 |  | 1 |  |  | 0.96 |  | Outdoor | Next To Meter
Solar Registration Program | NJSRRE1540305413 | Woodbridge Twp | 8830 | 11 | 14.5 | Residential | Yes | Behind the Meter | Sunrun Installation Services, Inc. | PSE&G | Accepted | 2019-01-31 | 2019-02-04 | 2020-02-04 | SolarEdge Technologies | SE11400H-USRGM | Inverters | 11400 |  | 1 |  |  | 0.96 |  | Outdoor | Next To Meter
Solar Registration Program | NJSRRE1541044296 | Holmdel | 7733 | 17 | 14.52 | Residential | Yes | Behind the Meter | Sunrun Installation Services, Inc. | JCP&L | Accepted | 2019-05-27 | 2019-05-30 | 2020-05-30 | LG Electronics | LG330N1C-A5 | Solar Panels |  | 0.33 | 44 | 179 | 30 |  | Fixed | Roof
Solar Registration Program | NJSRRE1541044296 | Holmdel | 7733 | 17 | 14.52 | Residential | Yes | Behind the Meter | Sunrun Installation Services, Inc. | JCP&L | Accepted | 2019-05-27 | 2019-05-30 | 2020-05-30 | SMA America | SB7.7-1SP-US-40 | Inverters | 7680 |  | 1 |  |  | 0.96 |  | Outdoor | Next To Meter
Solar Registration Program | NJSRRE1541044296 | Holmdel | 7733 | 17 | 14.52 | Residential | Yes | Behind the Meter | Sunrun Installation Services, Inc. | JCP&L | Accepted | 2019-05-27 | 2019-05-30 | 2020-05-30 | SMA America | SB5.0-1SP-US-40 | Inverters | 5000 |  | 1 |  |  | 0.96 |  | Outdoor | Next To Meter
Solar Registration Program | NJSRRE1541208597 | Piscataway Twp | 8854 | 11 | 14.52 | Residential | No | Behind the Meter | Solar Spectrum LLC | PSE&G | Accepted | 2019-06-13 | 2019-06-17 | 2020-06-17 | LG Electronics | LG330N1c-A5 | Solar Panels |  | 0.33 | 19 | 265 | 30 |  | Fixed | Roof
Solar Registration Program | NJSRRE1541208597 | Piscataway Twp | 8854 | 11 | 14.52 | Residential | No | Behind the Meter | Solar Spectrum LLC | PSE&G | Accepted | 2019-06-13 | 2019-06-17 | 2020-06-17 | LG Electronics | LG330N1C-A5 | Solar Panels |  | 0.33 | 25 | 175 | 30 |  | Fixed | Roof
Solar Registration Program | NJSRRE1541208597 | Piscataway Twp | 8854 | 11 | 14.52 | Residential | No | Behind the Meter | Solar Spectrum LLC | PSE&G | Accepted | 2019-06-13 | 2019-06-17 | 2020-06-17 | Solar Edge Technologies | SE11400H-US | Inverters | 47.5 |  | 1 |  |  | 0.99 |  | Outdoor | Near meter
Solar Registration Program | NJSRRE1541413429 | Teaneck | 7666 | 7 | 14.52 | Residential | Yes | Behind the Meter | Sunrun Installation Services, Inc. | PSE&G | Accepted | 2019-06-15 | 2019-06-19 | 2020-06-19 | LG Electronics | LG330N1C-A5 | Solar Panels |  | 0.33 | 23 | 114 | 34 |  | Fixed | Roof
Solar Registration Program | NJSRRE1541413429 | Teaneck | 7666 | 7 | 14.52 | Residential | Yes | Behind the Meter | Sunrun Installation Services, Inc. | PSE&G | Accepted | 2019-06-15 | 2019-06-19 | 2020-06-19 | LG Electronics | LG330N1C-A5 | Solar Panels |  | 0.33 | 4 | 205 | 10 |  | Fixed | Roof
Solar Registration Program | NJSRRE1541413429 | Teaneck | 7666 | 7 | 14.52 | Residential | Yes | Behind the Meter | Sunrun Installation Services, Inc. | PSE&G | Accepted | 2019-06-15 | 2019-06-19 | 2020-06-19 | LG Electronics | LG330N1C-A5 | Solar Panels |  | 0.33 | 14 | 294 | 34 |  | Fixed | Roof
Solar Registration Program | NJSRRE1541413429 | Teaneck | 7666 | 7 | 14.52 | Residential | Yes | Behind the Meter | Sunrun Installation Services, Inc. | PSE&G | Accepted | 2019-06-15 | 2019-06-19 | 2020-06-19 | LG Electronics | LG330N1C-A5 | Solar Panels |  | 0.33 | 3 | 294 | 18 |  | Fixed | Roof
Solar Registration Program | NJSRRE1541413429 | Teaneck | 7666 | 7 | 14.52 | Residential | Yes | Behind the Meter | Sunrun Installation Services, Inc. | PSE&G | Accepted | 2019-06-15 | 2019-06-19 | 2020-06-19 | SolarEdge Technologies | SE11400H-USRGM | Inverters | 11400 |  | 1 |  |  | 0.96 |  | Outdoor | Next To Meter
Solar Registration Program | NJSRRE1541413429 | Teaneck | 7666 | 7 | 14.52 | Residential | Yes | Behind the Meter | Sunrun Installation Services, Inc. | PSE&G | Accepted | 2019-06-15 | 2019-06-19 | 2020-06-19 | SolarEdge Technologies | SE11400H-USRGM | Inverters | 11400 |  | 1 |  |  | 0.96 |  | Outdoor | Next To Meter
Solar Registration Program | NJSRRE1541614756 | Hillsborough Township | 8844 | 5 | 14.52 | Residential | No | Behind the Meter | NJ Solar Power, LLC | PSE&G | Accepted | 2019-07-05 | 2019-07-09 | 2020-07-09 | Panasonic | VBHN330SA17 | Solar Panels |  | 0.33 | 14 | 105 | 33 |  | Fixed | Roof
Solar Registration Program | NJSRRE1541614756 | Hillsborough Township | 8844 | 5 | 14.52 | Residential | No | Behind the Meter | NJ Solar Power, LLC | PSE&G | Accepted | 2019-07-05 | 2019-07-09 | 2020-07-09 | Panasonic | VBHN330SA17 | Solar Panels |  | 0.33 | 10 | 195 | 33 |  | Fixed | Roof
Solar Registration Program | NJSRRE1541614756 | Hillsborough Township | 8844 | 5 | 14.52 | Residential | No | Behind the Meter | NJ Solar Power, LLC | PSE&G | Accepted | 2019-07-05 | 2019-07-09 | 2020-07-09 | Panasonic | VBHN330SA17 | Solar Panels |  | 0.33 | 10 | 195 | 33 |  | Fixed | Roof
Solar Registration Program | NJSRRE1541614756 | Hillsborough Township | 8844 | 5 | 14.52 | Residential | No | Behind the Meter | NJ Solar Power, LLC | PSE&G | Accepted | 2019-07-05 | 2019-07-09 | 2020-07-09 | Panasonic | VBHN330SA17 | Solar Panels |  | 0.33 | 10 | 105 | 33 |  | Fixed | Roof
Solar Registration Program | NJSRRE1541614756 | Hillsborough Township | 8844 | 5 | 14.52 | Residential | No | Behind the Meter | NJ Solar Power, LLC | PSE&G | Accepted | 2019-07-05 | 2019-07-09 | 2020-07-09 | SolarEdge | SE7600H-US | Inverters | 7600 |  | 1 |  |  | 0.99 |  | Indoor | garage
Solar Registration Program | NJSRRE1541614756 | Hillsborough Township | 8844 | 5 | 14.52 | Residential | No | Behind the Meter | NJ Solar Power, LLC | PSE&G | Accepted | 2019-07-05 | 2019-07-09 | 2020-07-09 | SolarEdge | SE6000H-US | Inverters | 6000 |  | 1 |  |  | 0.99 |  | Indoor | garage
Solar Registration Program | NJSRRE1542202732 | Jackson | 8527 | 18 | 14.52 | Residential | No | Behind the Meter | Sunrun Installation Services, Inc. | JCP&L | Accepted | 2019-09-04 | 2019-09-09 | 2020-09-09 | LG Electronics | LG330N1C-A5 | Solar Panels |  | 0.33 | 22 | 240 | 18 |  | Fixed | Roof
Solar Registration Program | NJSRRE1542202732 | Jackson | 8527 | 18 | 14.52 | Residential | No | Behind the Meter | Sunrun Installation Services, Inc. | JCP&L | Accepted | 2019-09-04 | 2019-09-09 | 2020-09-09 | LG Electronics | LG330N1C-A5 | Solar Panels |  | 0.33 | 14 | 240 | 18 |  | Fixed | Roof
Solar Registration Program | NJSRRE1542202732 | Jackson | 8527 | 18 | 14.52 | Residential | No | Behind the Meter | Sunrun Installation Services, Inc. | JCP&L | Accepted | 2019-09-04 | 2019-09-09 | 2020-09-09 | LG Electronics | LG330N1C-A5 | Solar Panels |  | 0.33 | 8 | 60 | 18 |  | Fixed | Roof
Solar Registration Program | NJSRRE1542202732 | Jackson | 8527 | 18 | 14.52 | Residential | No | Behind the Meter | Sunrun Installation Services, Inc. | JCP&L | Accepted | 2019-09-04 | 2019-09-09 | 2020-09-09 | Ningbo Ginlong Technologies | Solis-1P7.6K-4G-US | Inverters | 7600 |  | 1 |  |  | 0.96 |  | Outdoor | Next To Meter
Solar Registration Program | NJSRRE1542202732 | Jackson | 8527 | 18 | 14.52 | Residential | No | Behind the Meter | Sunrun Installation Services, Inc. | JCP&L | Accepted | 2019-09-04 | 2019-09-09 | 2020-09-09 | Ningbo Ginlong Technologies | Solis-1P3.6K-4G-US | Inverters | 3600 |  | 1 |  |  | 0.96 |  | Outdoor | Next To Meter
Solar Registration Program | NJSRRE1542494077 | Somerset | 8873 | 5 | 14.52 | Residential | No | Behind the Meter | Ecological Systems LLC | PSE&G | Accepted | 2019-10-02 | 2019-10-04 | 2020-10-04 | Blue Sun | BSM330M-60 | Solar Panels |  | 0.33 | 44 | 180 | 25 |  | Fixed | Roof
Solar Registration Program | NJSRRE1542494077 | Somerset | 8873 | 5 | 14.52 | Residential | No | Behind the Meter | Ecological Systems LLC | PSE&G | Accepted | 2019-10-02 | 2019-10-04 | 2020-10-04 | Fronius | 10.-1 IG Plus Advanced | Inverters | 10000 |  | 1 |  |  | 0.96 |  | Outside | at meter
Solar Registration Program | NJSRRE1542494077 | Somerset | 8873 | 5 | 14.52 | Residential | No | Behind the Meter | Ecological Systems LLC | PSE&G | Accepted | 2019-10-02 | 2019-10-04 | 2020-10-04 | Solar Log | CL 200 | Meters |  |  | 1 |  |  |  | Yes | Outdoor
Solar Registration Program | NJSRRE1543208304 | Toms River | 8753 | 18 | 14.52 | Residential | No | Behind the Meter | Maier Solar Engineering dba Solar Me | JCP&L | Accepted | 2019-11-13 | 2019-11-18 | 2020-11-18 | Canadian | CS1H-330MS | Solar Panels |  | 0.33 | 44 | 183 | 20 |  | Fixed | Roof
Solar Registration Program | NJSRRE1543208304 | Toms River | 8753 | 18 | 14.52 | Residential | No | Behind the Meter | Maier Solar Engineering dba Solar Me | JCP&L | Accepted | 2019-11-13 | 2019-11-18 | 2020-11-18 | Enphase | IQ7 | Inverters | 240 |  | 44 |  |  | 0.96 |  | Outside | Next to meter
Solar Registration Program | NJSRRE1540358278 | Roseland Boro | 7068 | 9 | 14.57 | Residential | No | Behind the Meter | Green Power Energy | PSE&G | Accepted | 2019-02-13 | 2019-02-15 | 2020-02-15 | Silfab | SLA-M 310 | Solar Panels |  | 0.31 | 36 | 106 | 27 |  | Fixed | Roof
Solar Registration Program | NJSRRE1540358278 | Roseland Boro | 7068 | 9 | 14.57 | Residential | No | Behind the Meter | Green Power Energy | PSE&G | Accepted | 2019-02-13 | 2019-02-15 | 2020-02-15 | Silfab | SLA-M 310 | Solar Panels |  | 0.31 | 11 | 105 | 27 |  | Fixed | Roof
Solar Registration Program | NJSRRE1540358278 | Roseland Boro | 7068 | 9 | 14.57 | Residential | No | Behind the Meter | Green Power Energy | PSE&G | Accepted | 2019-02-13 | 2019-02-15 | 2020-02-15 | Solar Edge | SE11400H-US | Inverters | 11400 |  | 1 |  |  | 0.97 |  | Outside | next to meter
Solar Registration Program | NJSRRE1540814488 | Vineland | 8360 | 20 | 14.57 | Residential | Yes | Behind the Meter | Suntuity Solar LLC | Vineland Muni Electric | Accepted | 2019-04-03 | 2019-04-03 | 2020-04-03 | Yingli Green Energy | YL310D-30b | Solar Panels |  | 0.31 | 23 | 183 | 32 |  | Fixed | Roof
Solar Registration Program | NJSRRE1540814488 | Vineland | 8360 | 20 | 14.57 | Residential | Yes | Behind the Meter | Suntuity Solar LLC | Vineland Muni Electric | Accepted | 2019-04-03 | 2019-04-03 | 2020-04-03 | Yingli Green Energy | YL310D-30b | Solar Panels |  | 0.31 | 24 | 183 | 36 |  | Fixed | Roof
Solar Registration Program | NJSRRE1540814488 | Vineland | 8360 | 20 | 14.57 | Residential | Yes | Behind the Meter | Suntuity Solar LLC | Vineland Muni Electric | Accepted | 2019-04-03 | 2019-04-03 | 2020-04-03 | Enphase Energy | IQ7-60-2-US | Inverters | 240 |  | 47 |  |  | 0.97 |  | Outside | Behind the PV modules
Solar Registration Program | NJSRRE1541046697 | Bellmawr | 8031 | 14 | 14.57 | Residential | Yes | Behind the Meter | Suntuity Solar LLC | PSE&G | Accepted | 2019-05-28 | 2019-05-30 | 2020-05-30 | Yingli Green Energy | YL310D-30b | Solar Panels |  | 0.31 | 9 | 334 | 36 |  | Fixed | Roof
Solar Registration Program | NJSRRE1541046697 | Bellmawr | 8031 | 14 | 14.57 | Residential | Yes | Behind the Meter | Suntuity Solar LLC | PSE&G | Accepted | 2019-05-28 | 2019-05-30 | 2020-05-30 | Yingli Green Energy | YL310D-30b | Solar Panels |  | 0.31 | 7 | 66 | 40 |  | Fixed | Roof
Solar Registration Program | NJSRRE1541046697 | Bellmawr | 8031 | 14 | 14.57 | Residential | Yes | Behind the Meter | Suntuity Solar LLC | PSE&G | Accepted | 2019-05-28 | 2019-05-30 | 2020-05-30 | Yingli Green Energy | YL310D-30b | Solar Panels |  | 0.31 | 8 | 155 | 8 |  | Fixed | Roof
Solar Registration Program | NJSRRE1541046697 | Bellmawr | 8031 | 14 | 14.57 | Residential | Yes | Behind the Meter | Suntuity Solar LLC | PSE&G | Accepted | 2019-05-28 | 2019-05-30 | 2020-05-30 | Yingli Green Energy | YL310D-30b | Solar Panels |  | 0.31 | 17 | 245 | 40 |  | Fixed | Roof
Solar Registration Program | NJSRRE1541046697 | Bellmawr | 8031 | 14 | 14.57 | Residential | Yes | Behind the Meter | Suntuity Solar LLC | PSE&G | Accepted | 2019-05-28 | 2019-05-30 | 2020-05-30 | Yingli Green Energy | YL310D-30b | Solar Panels |  | 0.31 | 6 | 156 | 36 |  | Fixed | Roof
Solar Registration Program | NJSRRE1541046697 | Bellmawr | 8031 | 14 | 14.57 | Residential | Yes | Behind the Meter | Suntuity Solar LLC | PSE&G | Accepted | 2019-05-28 | 2019-05-30 | 2020-05-30 | Enphase Energy | IQ7-60-2-US | Inverters | 240 |  | 47 |  |  | 0.97 |  | Indoor | Behind the PV Modules
Solar Registration Program | NJSRRE1541731798 | Lawnside | 8045 | 14 | 14.57 | Residential | No | Behind the Meter | Solar Energy World | PSE&G | Accepted | 2019-08-02 | 2019-08-07 | 2020-08-07 | LONGi Green Energy Technology | LR6-60PE-310M | Solar Panels |  | 0.31 | 47 | 322 | 18 |  | Fixed | Roof
Solar Registration Program | NJSRRE1541731798 | Lawnside | 8045 | 14 | 14.57 | Residential | No | Behind the Meter | Solar Energy World | PSE&G | Accepted | 2019-08-02 | 2019-08-07 | 2020-08-07 | Solar Edge | SE11400H-USRGM | Inverters | 11400 |  | 1 |  |  | 0.98 |  | Outside | near meter
Solar Registration Program | NJSRRE1542527837 | Lakewood | 8701 | 18 | 14.57 | Residential | No | Behind the Meter | Powerlutions | JCP&L | Final As-Built Received | 2019-10-11 | 2019-10-15 | 2020-10-15 | Trina | TSM-310 DD05A | Solar Panels |  | 0.31 | 47 | 195 | 24 |  | Fixed | Roof
Solar Registration Program | NJSRRE1542527837 | Lakewood | 8701 | 18 | 14.57 | Residential | No | Behind the Meter | Powerlutions | JCP&L | Final As-Built Received | 2019-10-11 | 2019-10-15 | 2020-10-15 | SolarEdge | SE11400H-US | Inverters | 11.4 |  | 1 |  |  | 0.99 |  | Outdoor | Near Meter
Solar Registration Program | NJSRRE1542541832 | Egg Harbor Township | 8234 | 19 | 14.57 | Residential | Yes | Behind the Meter | Sun Up Zero Down | AC Electric | Accepted | 2019-10-29 | 2019-10-29 | 2020-10-29 | TRina | TSM-310 DD05A.05 (II) | Solar Panels |  | 0.31 | 30 | 234 | 30 |  | Fixed | Roof
Solar Registration Program | NJSRRE1542541832 | Egg Harbor Township | 8234 | 19 | 14.57 | Residential | Yes | Behind the Meter | Sun Up Zero Down | AC Electric | Accepted | 2019-10-29 | 2019-10-29 | 2020-10-29 | Trina | TSM-310 DD05A.05 (II) | Solar Panels |  | 0.31 | 17 | 234 | 27 |  | Fixed | Roof
Solar Registration Program | NJSRRE1542541832 | Egg Harbor Township | 8234 | 19 | 14.57 | Residential | Yes | Behind the Meter | Sun Up Zero Down | AC Electric | Accepted | 2019-10-29 | 2019-10-29 | 2020-10-29 | Enphase | IQ7-60-2-US | Inverters | 310 |  | 47 |  |  | 0.976 |  | Other | outside wall
Solar Registration Program | NJSRRE1542575594 | Hillsborough | 8844 | 5 | 14.57 | Residential | No | Behind the Meter | Ampericon | PSE&G | Accepted | 2019-10-22 | 2019-10-24 | 2020-10-24 | Silfab | LG305N1C-B3 | Solar Panels |  | 0.31 | 8 | 183 | 30 |  | Fixed | Roof
Solar Registration Program | NJSRRE1542575594 | Hillsborough | 8844 | 5 | 14.57 | Residential | No | Behind the Meter | Ampericon | PSE&G | Accepted | 2019-10-22 | 2019-10-24 | 2020-10-24 | Silfab | LG305N1C-B3 | Solar Panels |  | 0.31 | 16 | 3 | 30 |  | Fixed | Roof
Solar Registration Program | NJSRRE1542575594 | Hillsborough | 8844 | 5 | 14.57 | Residential | No | Behind the Meter | Ampericon | PSE&G | Accepted | 2019-10-22 | 2019-10-24 | 2020-10-24 | Silfab | LG305N1C-B3 | Solar Panels |  | 0.31 | 18 | 3 | 30 |  | Fixed | Roof
Solar Registration Program | NJSRRE1542575594 | Hillsborough | 8844 | 5 | 14.57 | Residential | No | Behind the Meter | Ampericon | PSE&G | Accepted | 2019-10-22 | 2019-10-24 | 2020-10-24 | Silfab | LG305N1C-B3 | Solar Panels |  | 0.31 | 5 | 183 | 30 |  | Fixed | Roof
Solar Registration Program | NJSRRE1542575594 | Hillsborough | 8844 | 5 | 14.57 | Residential | No | Behind the Meter | Ampericon | PSE&G | Accepted | 2019-10-22 | 2019-10-24 | 2020-10-24 | EnPhase | IQ7 | Inverters | 250 |  | 47 |  |  | 0.965 |  | Outside | Roof
Solar Registration Program | NJSRRE1542684924 | Robbinsville | 8691 | 12 | 14.57 | Residential | Yes | Behind the Meter | Solar Energy World | JCP&L | Accepted | 2019-10-28 | 2019-10-30 | 2020-10-30 | LONGi Green Energy Technology | LR6-60PE-310M | Solar Panels |  | 0.31 | 47 | 211 | 33 |  | Fixed | Roof
Solar Registration Program | NJSRRE1542684924 | Robbinsville | 8691 | 12 | 14.57 | Residential | Yes | Behind the Meter | Solar Energy World | JCP&L | Accepted | 2019-10-28 | 2019-10-30 | 2020-10-30 | Solar Edge | SE11400-USRGM | Inverters | 11400 |  | 1 |  |  | 0.98 |  | Outside | near meter
Solar Registration Program | NJSRRE1543042331 | Montgomery | 8502 | 5 | 14.57 | Residential | Yes | Behind the Meter | Solar Energy World | PSE&G | Accepted | 2019-11-06 | 2019-11-11 | 2020-11-11 | LONGi Green Energy Technology | LR6-60PE-310M | Solar Panels |  | 0.31 | 47 | 170 | 33 |  | Fixed | Roof
Solar Registration Program | NJSRRE1543042331 | Montgomery | 8502 | 5 | 14.57 | Residential | Yes | Behind the Meter | Solar Energy World | PSE&G | Accepted | 2019-11-06 | 2019-11-11 | 2020-11-11 | Solar Edge | SE11400H-USRGM | Inverters | 11400 |  | 1 |  |  | 0.98 |  | Outside | near meter
Solar Registration Program | NJSRRE1543295244 | Rio Grande | 8242 | 21 | 14.57 | Residential | Yes | Behind the Meter | All Season Solar | AC Electric | Accepted | 2019-11-14 | 2019-11-19 | 2020-11-19 | Trina | TSM DD05H.05II 310W AUG 2019 | Solar Panels |  | 0.31 | 25 | 208 | 34 |  | Fixed | Roof
Solar Registration Program | NJSRRE1543295244 | Rio Grande | 8242 | 21 | 14.57 | Residential | Yes | Behind the Meter | All Season Solar | AC Electric | Accepted | 2019-11-14 | 2019-11-19 | 2020-11-19 | Trina | TSM DD05H.05II 310W AUG 2019 | Solar Panels |  | 0.31 | 3 | 118 | 34 |  | Fixed | Roof
Solar Registration Program | NJSRRE1543295244 | Rio Grande | 8242 | 21 | 14.57 | Residential | Yes | Behind the Meter | All Season Solar | AC Electric | Accepted | 2019-11-14 | 2019-11-19 | 2020-11-19 | Trina | TSM DD05H.05II 310W AUG 2019 | Solar Panels |  | 0.31 | 14 | 28 | 34 |  | Fixed | Roof
Solar Registration Program | NJSRRE1543295244 | Rio Grande | 8242 | 21 | 14.57 | Residential | Yes | Behind the Meter | All Season Solar | AC Electric | Accepted | 2019-11-14 | 2019-11-19 | 2020-11-19 | Trina | TSM DD05H.05II 310W AUG 2019 | Solar Panels |  | 0.31 | 5 | 118 | 34 |  | Fixed | Roof
Solar Registration Program | NJSRRE1543295244 | Rio Grande | 8242 | 21 | 14.57 | Residential | Yes | Behind the Meter | All Season Solar | AC Electric | Accepted | 2019-11-14 | 2019-11-19 | 2020-11-19 | Enphase | IQ7 | Inverters | 240 |  | 47 |  |  | 0.97 |  | Outdoor | Under Module
Solar Registration Program | NJSRRE1543436738 | Bellmawr | 8031 | 14 | 14.57 | Residential | Yes | Behind the Meter | Orbit Energy & Power, LLC | PSE&G | Accepted | 2019-11-22 | 2019-11-26 | 2020-11-26 | Axitec Solar | Axitec AC-310 MH/120S 310W | Solar Panels |  | 0.31 | 24 | 151 | 20 |  | Fixed | Roof
Solar Registration Program | NJSRRE1543436738 | Bellmawr | 8031 | 14 | 14.57 | Residential | Yes | Behind the Meter | Orbit Energy & Power, LLC | PSE&G | Accepted | 2019-11-22 | 2019-11-26 | 2020-11-26 | Axitec Solar | Axitec Solar AC 310MH/120S-310W | Solar Panels |  | 0.31 | 23 | 331 | 20 |  | Fixed | Roof
Solar Registration Program | NJSRRE1543436738 | Bellmawr | 8031 | 14 | 14.57 | Residential | Yes | Behind the Meter | Orbit Energy & Power, LLC | PSE&G | Accepted | 2019-11-22 | 2019-11-26 | 2020-11-26 | ENPHASE | IQ7-60-2-US | Inverters | 0.24 |  | 47 |  |  | 0.99 |  | Outside | ROOF
Solar Registration Program | NJSRRE1543443508 | Cape May Court House | 8210 | 21 | 14.57 | Residential | Yes | Behind the Meter | All Season Solar | AC Electric | Accepted | 2019-11-25 | 2019-12-02 | 2020-12-02 | Trina | TSM DD05H.05II 310W AUG 2019 | Solar Panels |  | 0.31 | 9 | 212 | 44 |  | Fixed | Roof
Solar Registration Program | NJSRRE1543443508 | Cape May Court House | 8210 | 21 | 14.57 | Residential | Yes | Behind the Meter | All Season Solar | AC Electric | Accepted | 2019-11-25 | 2019-12-02 | 2020-12-02 | Trina | TSM DD05H.05II 310W AUG 2019 | Solar Panels |  | 0.31 | 7 | 212 | 44 |  | Fixed | Roof
Solar Registration Program | NJSRRE1543443508 | Cape May Court House | 8210 | 21 | 14.57 | Residential | Yes | Behind the Meter | All Season Solar | AC Electric | Accepted | 2019-11-25 | 2019-12-02 | 2020-12-02 | Trina | TSM DD05H.05II 310W AUG 2019 | Solar Panels |  | 0.31 | 20 | 212 | 42 |  | Fixed | Roof
Solar Registration Program | NJSRRE1543443508 | Cape May Court House | 8210 | 21 | 14.57 | Residential | Yes | Behind the Meter | All Season Solar | AC Electric | Accepted | 2019-11-25 | 2019-12-02 | 2020-12-02 | Trina | TSM DD05H.05II 310W AUG 2019 | Solar Panels |  | 0.31 | 11 | 122 | 41 |  | Fixed | Roof
Solar Registration Program | NJSRRE1543443508 | Cape May Court House | 8210 | 21 | 14.57 | Residential | Yes | Behind the Meter | All Season Solar | AC Electric | Accepted | 2019-11-25 | 2019-12-02 | 2020-12-02 | Enphase | IQ7 | Inverters | 240 |  | 47 |  |  | 0.97 |  | Outdoor | Under Module
Solar Registration Program | NJSRRE1543536096 | Brick | 8723 | 18 | 14.57 | Residential | Yes | Behind the Meter | Whitman Construction, LLC | JCP&L | Accepted | 2019-12-13 | 2019-12-18 | 2020-12-18 | Trina Solar | TSM-310DD05A | Solar Panels |  | 0.31 | 24 | 195 | 29 |  | Fixed | Roof
Solar Registration Program | NJSRRE1543536096 | Brick | 8723 | 18 | 14.57 | Residential | Yes | Behind the Meter | Whitman Construction, LLC | JCP&L | Accepted | 2019-12-13 | 2019-12-18 | 2020-12-18 | Trina Solar | TSM-310DD05A | Solar Panels |  | 0.31 | 24 | 195 | 29 |  | Fixed | Roof
Solar Registration Program | NJSRRE1543536096 | Brick | 8723 | 18 | 14.57 | Residential | Yes | Behind the Meter | Whitman Construction, LLC | JCP&L | Accepted | 2019-12-13 | 2019-12-18 | 2020-12-18 | Trina Solar | TSM-310DD05A | Solar Panels |  | 0.31 | 24 | 195 | 29 |  | Fixed | Roof
Solar Registration Program | NJSRRE1543536096 | Brick | 8723 | 18 | 14.57 | Residential | Yes | Behind the Meter | Whitman Construction, LLC | JCP&L | Accepted | 2019-12-13 | 2019-12-18 | 2020-12-18 | Trina Solar | TSM-310DD05A | Solar Panels |  | 0.31 | 24 | 195 | 29 |  | Fixed | Roof
Solar Registration Program | NJSRRE1543536096 | Brick | 8723 | 18 | 14.57 | Residential | Yes | Behind the Meter | Whitman Construction, LLC | JCP&L | Accepted | 2019-12-13 | 2019-12-18 | 2020-12-18 | Trina Solar | TSM-310DD05A | Solar Panels |  | 0.31 | 23 | 195 | 29 |  | Fixed | Roof
Solar Registration Program | NJSRRE1543536096 | Brick | 8723 | 18 | 14.57 | Residential | Yes | Behind the Meter | Whitman Construction, LLC | JCP&L | Accepted | 2019-12-13 | 2019-12-18 | 2020-12-18 | Trina Solar | TSM-310DD05A | Solar Panels |  | 0.31 | 23 | 195 | 29 |  | Fixed | Roof
Solar Registration Program | NJSRRE1543536096 | Brick | 8723 | 18 | 14.57 | Residential | Yes | Behind the Meter | Whitman Construction, LLC | JCP&L | Accepted | 2019-12-13 | 2019-12-18 | 2020-12-18 | Trina Solar | TSM-310DD05A | Solar Panels |  | 0.31 | 23 | 195 | 29 |  | Fixed | Roof
Solar Registration Program | NJSRRE1543536096 | Brick | 8723 | 18 | 14.57 | Residential | Yes | Behind the Meter | Whitman Construction, LLC | JCP&L | Accepted | 2019-12-13 | 2019-12-18 | 2020-12-18 | Trina Solar | TSM-310DD05A | Solar Panels |  | 0.31 | 23 | 195 | 29 |  | Fixed | Roof
Solar Registration Program | NJSRRE1543536096 | Brick | 8723 | 18 | 14.57 | Residential | Yes | Behind the Meter | Whitman Construction, LLC | JCP&L | Accepted | 2019-12-13 | 2019-12-18 | 2020-12-18 | Enphase Energy | IQ7-60-2-US | Inverters | 0.24 |  | 47 |  |  | 0.976 |  | Outside | roof
Solar Registration Program | NJSRRE1543536096 | Brick | 8723 | 18 | 14.57 | Residential | Yes | Behind the Meter | Whitman Construction, LLC | JCP&L | Accepted | 2019-12-13 | 2019-12-18 | 2020-12-18 | Enphase Energy | IQ7-60-2-US | Inverters | 0.24 |  | 47 |  |  | 0.976 |  | Outside | roof
Solar Registration Program | NJSRRE1543536096 | Brick | 8723 | 18 | 14.57 | Residential | Yes | Behind the Meter | Whitman Construction, LLC | JCP&L | Accepted | 2019-12-13 | 2019-12-18 | 2020-12-18 | Enphase Energy | IQ7-60-2-US | Inverters | 0.24 |  | 47 |  |  | 0.976 |  | Outside | roof
Solar Registration Program | NJSRRE1543536096 | Brick | 8723 | 18 | 14.57 | Residential | Yes | Behind the Meter | Whitman Construction, LLC | JCP&L | Accepted | 2019-12-13 | 2019-12-18 | 2020-12-18 | Enphase Energy | IQ7-60-2-US | Inverters | 0.24 |  | 47 |  |  | 0.976 |  | Outside | roof
Solar Registration Program | NJSRRE1543547249 | Franklinville | 8322 | 15 | 14.57 | Residential | Yes | Behind the Meter | RCL Enterprises Inc. | AC Electric | Accepted | 2019-12-13 | 2019-12-17 | 2020-12-17 | trina | TSM-310DD05H.05 | Solar Panels |  | 0.31 | 35 | 214 | 27 |  | Fixed | Roof
Solar Registration Program | NJSRRE1543547249 | Franklinville | 8322 | 15 | 14.57 | Residential | Yes | Behind the Meter | RCL Enterprises Inc. | AC Electric | Accepted | 2019-12-13 | 2019-12-17 | 2020-12-17 | trina | TSM-310DD05H.05 | Solar Panels |  | 0.31 | 12 | 214 | 27 |  | Fixed | Roof
Solar Registration Program | NJSRRE1543547249 | Franklinville | 8322 | 15 | 14.57 | Residential | Yes | Behind the Meter | RCL Enterprises Inc. | AC Electric | Accepted | 2019-12-13 | 2019-12-17 | 2020-12-17 | enphase | iq7 | Inverters | 3720 |  | 12 |  |  | 0.96 |  | Outside | under panels
Solar Registration Program | NJSRRE1543547249 | Franklinville | 8322 | 15 | 14.57 | Residential | Yes | Behind the Meter | RCL Enterprises Inc. | AC Electric | Accepted | 2019-12-13 | 2019-12-17 | 2020-12-17 | enphase | iq7 | Inverters | 10850 |  | 35 |  |  | 0.96 |  | Outside | under panels
Solar Registration Program | NJSRRE1543672453 | Audubon Boro | 8106 | 14 | 14.57 | Residential | Yes | Behind the Meter | 1st Light Energy Inc | PSE&G | Accepted | 2019-12-23 | 2019-12-30 | 2020-12-30 | Longi | LR6-60HPB-310M | Solar Panels |  | 0.31 | 6 | 139 | 34 |  | Fixed | Roof
Solar Registration Program | NJSRRE1543672453 | Audubon Boro | 8106 | 14 | 14.57 | Residential | Yes | Behind the Meter | 1st Light Energy Inc | PSE&G | Accepted | 2019-12-23 | 2019-12-30 | 2020-12-30 | Longi | LR6-60HPB-310M | Solar Panels |  | 0.31 | 11 | 141 | 34 |  | Fixed | Roof
Solar Registration Program | NJSRRE1543672453 | Audubon Boro | 8106 | 14 | 14.57 | Residential | Yes | Behind the Meter | 1st Light Energy Inc | PSE&G | Accepted | 2019-12-23 | 2019-12-30 | 2020-12-30 | Longi | LR6-60HPB-310M | Solar Panels |  | 0.31 | 15 | 139 | 34 |  | Fixed | Roof
Solar Registration Program | NJSRRE1543672453 | Audubon Boro | 8106 | 14 | 14.57 | Residential | Yes | Behind the Meter | 1st Light Energy Inc | PSE&G | Accepted | 2019-12-23 | 2019-12-30 | 2020-12-30 | Longi | LR6-60HPB-310M | Solar Panels |  | 0.31 | 15 | 320 | 34 |  | Fixed | Roof
Solar Registration Program | NJSRRE1543672453 | Audubon Boro | 8106 | 14 | 14.57 | Residential | Yes | Behind the Meter | 1st Light Energy Inc | PSE&G | Accepted | 2019-12-23 | 2019-12-30 | 2020-12-30 | SMA | SB 7.0-1SP-US-41 (240V) | Inverters | 14000 |  | 2 |  |  | 0.97 |  | Outside | within 10 feet of meter
Solar Registration Program | NJSRRE1542540373 | Moorestown | 8057 | 13 | 14.6 | Residential | Yes | Behind the Meter | Vision Solar LLC | PSE&G | Final As-Built Received | 2019-11-06 | 2019-11-07 | 2020-11-07 | sunpower | e20-327-e-ac | Solar Panels |  | 0.327 | 6 | 352 | 25 |  | Fixed | Roof
Solar Registration Program | NJSRRE1542540373 | Moorestown | 8057 | 13 | 14.6 | Residential | Yes | Behind the Meter | Vision Solar LLC | PSE&G | Final As-Built Received | 2019-11-06 | 2019-11-07 | 2020-11-07 | sunpower | e20-327-e-ac | Solar Panels |  | 0.327 | 5 | 82 | 20 |  | Fixed | Roof
Solar Registration Program | NJSRRE1542540373 | Moorestown | 8057 | 13 | 14.6 | Residential | Yes | Behind the Meter | Vision Solar LLC | PSE&G | Final As-Built Received | 2019-11-06 | 2019-11-07 | 2020-11-07 | sunpower | e20-327-e-ac | Solar Panels |  | 0.327 | 6 | 262 | 20 |  | Fixed | Roof
Solar Registration Program | NJSRRE1542540373 | Moorestown | 8057 | 13 | 14.6 | Residential | Yes | Behind the Meter | Vision Solar LLC | PSE&G | Final As-Built Received | 2019-11-06 | 2019-11-07 | 2020-11-07 | sunpower | e20-327-e-ac | Solar Panels |  | 0.32 | 8 | 262 | 13 |  | Fixed | Roof
Solar Registration Program | NJSRRE1542540373 | Moorestown | 8057 | 13 | 14.6 | Residential | Yes | Behind the Meter | Vision Solar LLC | PSE&G | Final As-Built Received | 2019-11-06 | 2019-11-07 | 2020-11-07 | sunpower | e20-327-e-ac | Solar Panels |  | 0.32 | 8 | 82 | 13 |  | Fixed | Roof
Solar Registration Program | NJSRRE1542540373 | Moorestown | 8057 | 13 | 14.6 | Residential | Yes | Behind the Meter | Vision Solar LLC | PSE&G | Final As-Built Received | 2019-11-06 | 2019-11-07 | 2020-11-07 | sunpower | e20-327-e-ac | Solar Panels |  | 0.327 | 4 | 172 | 23 |  | Fixed | Roof
Solar Registration Program | NJSRRE1542540373 | Moorestown | 8057 | 13 | 14.6 | Residential | Yes | Behind the Meter | Vision Solar LLC | PSE&G | Final As-Built Received | 2019-11-06 | 2019-11-07 | 2020-11-07 | sunpower | e20-327-e-ac | Solar Panels |  | 0.327 | 8 | 82 | 23 |  | Fixed | Roof
Solar Registration Program | NJSRRE1542540373 | Moorestown | 8057 | 13 | 14.6 | Residential | Yes | Behind the Meter | Vision Solar LLC | PSE&G | Final As-Built Received | 2019-11-06 | 2019-11-07 | 2020-11-07 | sunpower | e20-327-e-ac | Inverters | 0.32 |  | 45 |  |  | 0.96 |  | Outdoor | behind panels
Solar Registration Program | NJSRRE1542559520 | Whiting | 8759 | 18 | 14.6 | Residential | Yes | Behind the Meter | Sunrun Installation Services, Inc. | JCP&L | Accepted | 2019-10-18 | 2019-10-22 | 2020-10-22 | LG Electronics | LG365Q1C-V5 | Solar Panels |  | 0.365 | 22 | 100 | 34 |  | Fixed | Roof
Solar Registration Program | NJSRRE1542559520 | Whiting | 8759 | 18 | 14.6 | Residential | Yes | Behind the Meter | Sunrun Installation Services, Inc. | JCP&L | Accepted | 2019-10-18 | 2019-10-22 | 2020-10-22 | LG Electronics | LG365Q1C-V5 | Solar Panels |  | 0.365 | 18 | 280 | 34 |  | Fixed | Roof
Solar Registration Program | NJSRRE1542559520 | Whiting | 8759 | 18 | 14.6 | Residential | Yes | Behind the Meter | Sunrun Installation Services, Inc. | JCP&L | Accepted | 2019-10-18 | 2019-10-22 | 2020-10-22 | SolarEdge Technologies | SE11400H-USRGM | Inverters | 11400 |  | 1 |  |  | 0.96 |  | Outdoor | Next To Meter
Solar Registration Program | NJSRRE1541480230 | WALDWICK | 7463 | 7 | 14.62 | Residential | Yes | Behind the Meter | Pro Custom Solar dba Momentum Solar | PSE&G | Accepted | 2019-06-25 | 2019-06-27 | 2020-06-27 | LG Electronics | LG 340N1C-A5 | Solar Panels |  | 0.34 | 10 | 98 | 21 |  | Fixed | Roof
Solar Registration Program | NJSRRE1541480230 | WALDWICK | 7463 | 7 | 14.62 | Residential | Yes | Behind the Meter | Pro Custom Solar dba Momentum Solar | PSE&G | Accepted | 2019-06-25 | 2019-06-27 | 2020-06-27 | LG Electronics | LG 340N1C-A5 | Solar Panels |  | 0.34 | 22 | 97 | 21 |  | Fixed | Roof
Solar Registration Program | NJSRRE1541480230 | WALDWICK | 7463 | 7 | 14.62 | Residential | Yes | Behind the Meter | Pro Custom Solar dba Momentum Solar | PSE&G | Accepted | 2019-06-25 | 2019-06-27 | 2020-06-27 | LG Electronics | LG 340N1C-A5 | Solar Panels |  | 0.34 | 11 | 277 | 31 |  | Fixed | Roof
Solar Registration Program | NJSRRE1541480230 | WALDWICK | 7463 | 7 | 14.62 | Residential | Yes | Behind the Meter | Pro Custom Solar dba Momentum Solar | PSE&G | Accepted | 2019-06-25 | 2019-06-27 | 2020-06-27 | ENPHASE | IQ7-60-2-US | Inverters | 250 |  | 43 |  |  | 0.97 |  | Outdoor | Roof
Solar Registration Program | NJSRRE1541501028 | Sweetwater | 8037 | 19 | 14.62 | Residential | Yes | Behind the Meter | All Season Solar | AC Electric | Final As-Built Received | 2019-06-27 | 2019-07-02 | 2020-07-02 | Trina | TSM DD05A.05II 305W MAR 2019 | Solar Panels |  | 0.305 | 5 | 198 | 22 |  | Fixed | Roof
Solar Registration Program | NJSRRE1541501028 | Sweetwater | 8037 | 19 | 14.62 | Residential | Yes | Behind the Meter | All Season Solar | AC Electric | Final As-Built Received | 2019-06-27 | 2019-07-02 | 2020-07-02 | Trina | TSM DD05A.05II 300W NOV 2017 | Solar Panels |  | 0.3 | 5 | 288 | 22 |  | Fixed | Roof
Solar Registration Program | NJSRRE1541501028 | Sweetwater | 8037 | 19 | 14.62 | Residential | Yes | Behind the Meter | All Season Solar | AC Electric | Final As-Built Received | 2019-06-27 | 2019-07-02 | 2020-07-02 | Trina | TSM DD05A.05II 305W MAR 2019 | Solar Panels |  | 0.305 | 33 | 198 | 22 |  | Fixed | Roof
Solar Registration Program | NJSRRE1541501028 | Sweetwater | 8037 | 19 | 14.62 | Residential | Yes | Behind the Meter | All Season Solar | AC Electric | Final As-Built Received | 2019-06-27 | 2019-07-02 | 2020-07-02 | Trina | TSM DD05A.05II 305W MAR 2019 | Solar Panels |  | 0.305 | 5 | 108 | 22 |  | Fixed | Roof
Solar Registration Program | NJSRRE1541501028 | Sweetwater | 8037 | 19 | 14.62 | Residential | Yes | Behind the Meter | All Season Solar | AC Electric | Final As-Built Received | 2019-06-27 | 2019-07-02 | 2020-07-02 | Enphase | IQ7 | Inverters | 240 |  | 48 |  |  | 0.97 |  | Outdoor | Under Module
Solar Registration Program | NJSRRE1541501028 | Sweetwater | 8037 | 19 | 14.62 | Residential | Yes | Behind the Meter | All Season Solar | AC Electric | Final As-Built Received | 2019-06-27 | 2019-07-02 | 2020-07-02 | Itron | Centron | Meters |  |  | 1 |  |  |  | Yes | Outdoor
Solar Registration Program | NJSRRE1540418603 | Wantage | 7461 | 1 | 14.63 | Residential | No | Behind the Meter | Green Power Energy | JCP&L | Accepted | 2019-03-04 | 2019-03-05 | 2020-03-05 | Panasonic | VBHN325KA03 | Solar Panels |  | 0.325 | 21 | 236 | 27 |  | Fixed | Roof
Solar Registration Program | NJSRRE1540418603 | Wantage | 7461 | 1 | 14.63 | Residential | No | Behind the Meter | Green Power Energy | JCP&L | Accepted | 2019-03-04 | 2019-03-05 | 2020-03-05 | Panasonic | VBHN325KA03 | Solar Panels |  | 0.325 | 24 | 56 | 27 |  | Fixed | Roof
Solar Registration Program | NJSRRE1540418603 | Wantage | 7461 | 1 | 14.63 | Residential | No | Behind the Meter | Green Power Energy | JCP&L | Accepted | 2019-03-04 | 2019-03-05 | 2020-03-05 | Solar Edge | SE11400A-US | Inverters | 11400 |  | 1 |  |  | 0.97 |  | Outside | next to meter
Solar Registration Program | NJSRRE1540964445 | MULLICA HILL | 8062 | 15 | 14.63 | Residential | No | Behind the Meter | Sunny Corp | AC Electric | Accepted | 2019-05-07 | 2019-05-10 | 2020-05-10 | Panasonic | VBHN325KA03 | Solar Panels |  | 0.325 | 45 | 190 | 26 |  | Fixed | Roof
Solar Registration Program | NJSRRE1540964445 | MULLICA HILL | 8062 | 15 | 14.63 | Residential | No | Behind the Meter | Sunny Corp | AC Electric | Accepted | 2019-05-07 | 2019-05-10 | 2020-05-10 | SolarEdge | SE7600H-US | Inverters | 7600 |  | 2 |  |  | 0.992 |  | Indoor | Garage
Solar Registration Program | NJSRRE1541808009 | Mullica Hill | 8062 | 15 | 14.63 | Residential | No | Behind the Meter | NJ Solar Power, LLC | AC Electric | Final As-Built Received | 2019-08-08 | 2019-08-23 | 2020-08-23 | Panasonic | VBHN325KA03 | Solar Panels |  | 0.325 | 37 | 144 | 35 |  | Fixed | Roof
Solar Registration Program | NJSRRE1541808009 | Mullica Hill | 8062 | 15 | 14.63 | Residential | No | Behind the Meter | NJ Solar Power, LLC | AC Electric | Final As-Built Received | 2019-08-08 | 2019-08-23 | 2020-08-23 | Panasonic | VBHN325KA03 | Solar Panels |  | 0.325 | 8 | 234 | 35 |  | Fixed | Roof
Solar Registration Program | NJSRRE1541808009 | Mullica Hill | 8062 | 15 | 14.63 | Residential | No | Behind the Meter | NJ Solar Power, LLC | AC Electric | Final As-Built Received | 2019-08-08 | 2019-08-23 | 2020-08-23 | Solaredge | SE7600H-Us | Inverters | 7600 |  | 1 |  |  | 0.99 |  | Outside | Next to Meter
Solar Registration Program | NJSRRE1541808009 | Mullica Hill | 8062 | 15 | 14.63 | Residential | No | Behind the Meter | NJ Solar Power, LLC | AC Electric | Final As-Built Received | 2019-08-08 | 2019-08-23 | 2020-08-23 | Solaredge | SE6000H-US | Inverters | 6000 |  | 1 |  |  | 0.99 |  | Outside | Next to Meter
Solar Registration Program | NJSRRE1541808009 | Mullica Hill | 8062 | 15 | 14.63 | Residential | No | Behind the Meter | NJ Solar Power, LLC | AC Electric | Final As-Built Received | 2019-08-08 | 2019-08-23 | 2020-08-23 | SolarEdge | 1D-240C-A | Meters |  |  | 1 |  |  |  | Yes | Outdoor
Solar Registration Program | NJSRRE1541808009 | Mullica Hill | 8062 | 15 | 14.63 | Residential | No | Behind the Meter | NJ Solar Power, LLC | AC Electric | Final As-Built Received | 2019-08-08 | 2019-08-23 | 2020-08-23 | SolarEdge | 1D-240C-A | Meters |  |  | 1 |  |  |  | Yes | Outdoor
Solar Registration Program | NJSRRE1541861946 | Pitman | 8071 | 15 | 14.63 | Residential | No | Behind the Meter | Green Power Energy | AC Electric | Accepted | 2019-08-20 | 2019-08-26 | 2020-08-26 | Panasonic | VBHN325KA03 | Solar Panels |  | 0.325 | 18 | 1 | 14 |  | Fixed | Roof
Solar Registration Program | NJSRRE1541861946 | Pitman | 8071 | 15 | 14.63 | Residential | No | Behind the Meter | Green Power Energy | AC Electric | Accepted | 2019-08-20 | 2019-08-26 | 2020-08-26 | Panasonic | VBHN325KA03 | Solar Panels |  | 0.325 | 15 | 182 | 18 |  | Fixed | Roof
Solar Registration Program | NJSRRE1541861946 | Pitman | 8071 | 15 | 14.63 | Residential | No | Behind the Meter | Green Power Energy | AC Electric | Accepted | 2019-08-20 | 2019-08-26 | 2020-08-26 | Panasonic | VBHN325KA03 | Solar Panels |  | 0.325 | 12 | 182 | 23 |  | Fixed | Roof
Solar Registration Program | NJSRRE1541861946 | Pitman | 8071 | 15 | 14.63 | Residential | No | Behind the Meter | Green Power Energy | AC Electric | Accepted | 2019-08-20 | 2019-08-26 | 2020-08-26 | Solar Edge | SE7600H-US | Inverters | 7600 |  | 2 |  |  | 0.97 |  | Outside | next to meter
Solar Registration Program | NJSRRE1542393373 | Lebanon | 8833 | 4 | 14.63 | Residential | No | Behind the Meter | Green Power Energy | JCP&L | Final As-Built Received | 2019-09-12 | 2019-09-16 | 2020-09-16 | Panasonic | VBHN325KA03 | Solar Panels |  | 0.325 | 33 | 128 | 30 |  | Fixed | Roof
Solar Registration Program | NJSRRE1542393373 | Lebanon | 8833 | 4 | 14.63 | Residential | No | Behind the Meter | Green Power Energy | JCP&L | Final As-Built Received | 2019-09-12 | 2019-09-16 | 2020-09-16 | Panasonic | VBHN325KA03 | Solar Panels |  | 0.325 | 12 | 130 | 30 |  | Fixed | Roof
Solar Registration Program | NJSRRE1542393373 | Lebanon | 8833 | 4 | 14.63 | Residential | No | Behind the Meter | Green Power Energy | JCP&L | Final As-Built Received | 2019-09-12 | 2019-09-16 | 2020-09-16 | Hialeah | CL200 | Meters |  |  | 1 |  |  |  | Yes | Indoor
Solar Registration Program | NJSRRE1542393373 | Lebanon | 8833 | 4 | 14.63 | Residential | No | Behind the Meter | Green Power Energy | JCP&L | Final As-Built Received | 2019-09-12 | 2019-09-16 | 2020-09-16 | Solar Edge | SE7600H-US | Inverters | 7600 |  | 2 |  |  | 0.97 |  | Outside | next to meter
Solar Registration Program | NJSRRE1542430766 | Mikelto | 8056 | 15 | 14.63 | Residential | No | Behind the Meter | Sunny Corp | AC Electric | Accepted | 2019-09-24 | 2019-09-25 | 2020-09-25 | Panasonic | VBHN325KA03 | Solar Panels |  | 0.325 | 45 | 118 | 34 |  | Fixed | Roof
Solar Registration Program | NJSRRE1542430766 | Mikelto | 8056 | 15 | 14.63 | Residential | No | Behind the Meter | Sunny Corp | AC Electric | Accepted | 2019-09-24 | 2019-09-25 | 2020-09-25 | SOLAREDGE | SE10000H-US | Inverters | 10000 |  | 1 |  |  | 0.992 |  | Outside | GARAGE
Solar Registration Program | NJSRRE1542430766 | Mikelto | 8056 | 15 | 14.63 | Residential | No | Behind the Meter | Sunny Corp | AC Electric | Accepted | 2019-09-24 | 2019-09-25 | 2020-09-25 | SOLAREDGE | SE10000H-US | Meters |  |  | 1 |  |  |  | Yes | Indoor
Solar Registration Program | NJSRRE1542873112 | Egg Harbor Township | 8234 | 19 | 14.63 | Residential | No | Behind the Meter | Green Power Energy | AC Electric | Accepted | 2019-11-01 | 2019-11-05 | 2020-11-05 | Panasonic | VBHN325KA03 | Solar Panels |  | 0.325 | 19 | 199 | 27 |  | Fixed | Roof
Solar Registration Program | NJSRRE1542873112 | Egg Harbor Township | 8234 | 19 | 14.63 | Residential | No | Behind the Meter | Green Power Energy | AC Electric | Accepted | 2019-11-01 | 2019-11-05 | 2020-11-05 | Panasonic | VBHN325KA03 | Solar Panels |  | 0.325 | 8 | 200 | 27 |  | Fixed | Roof
Solar Registration Program | NJSRRE1542873112 | Egg Harbor Township | 8234 | 19 | 14.63 | Residential | No | Behind the Meter | Green Power Energy | AC Electric | Accepted | 2019-11-01 | 2019-11-05 | 2020-11-05 | Panasonic | VBHN325KA03 | Solar Panels |  | 0.325 | 12 | 291 | 23 |  | Fixed | Roof
Solar Registration Program | NJSRRE1542873112 | Egg Harbor Township | 8234 | 19 | 14.63 | Residential | No | Behind the Meter | Green Power Energy | AC Electric | Accepted | 2019-11-01 | 2019-11-05 | 2020-11-05 | Panasonic | VBHN325KA03 | Solar Panels |  | 0.325 | 6 | 109 | 27 |  | Fixed | Roof
Solar Registration Program | NJSRRE1542873112 | Egg Harbor Township | 8234 | 19 | 14.63 | Residential | No | Behind the Meter | Green Power Energy | AC Electric | Accepted | 2019-11-01 | 2019-11-05 | 2020-11-05 | SolarEdge | SE6000H-US | Inverters | 6000 |  | 2 |  |  | 0.97 |  | Outside | Next to meter
Solar Registration Program | NJSRRE1543056218 | Dumont | 7628 | 7 | 14.63 | Residential | No | Behind the Meter | Green Power Energy | PSE&G | Accepted | 2019-11-07 | 2019-11-12 | 2020-11-12 | Panasonic | VBHN325KA03 | Solar Panels |  | 0.325 | 4 | 93 | 23 |  | Fixed | Roof
Solar Registration Program | NJSRRE1543056218 | Dumont | 7628 | 7 | 14.63 | Residential | No | Behind the Meter | Green Power Energy | PSE&G | Accepted | 2019-11-07 | 2019-11-12 | 2020-11-12 | Panasonic | VBHN325KA03 | Solar Panels |  | 0.325 | 4 | 272 | 23 |  | Fixed | Roof
Solar Registration Program | NJSRRE1543056218 | Dumont | 7628 | 7 | 14.63 | Residential | No | Behind the Meter | Green Power Energy | PSE&G | Accepted | 2019-11-07 | 2019-11-12 | 2020-11-12 | Panasonic | VBHN325KA03 | Solar Panels |  | 0.325 | 9 | 92 | 14 |  | Fixed | Roof
Solar Registration Program | NJSRRE1543056218 | Dumont | 7628 | 7 | 14.63 | Residential | No | Behind the Meter | Green Power Energy | PSE&G | Accepted | 2019-11-07 | 2019-11-12 | 2020-11-12 | Panasonic | VBHN325KA03 | Solar Panels |  | 0.325 | 7 | 92 | 23 |  | Fixed | Roof
Solar Registration Program | NJSRRE1543056218 | Dumont | 7628 | 7 | 14.63 | Residential | No | Behind the Meter | Green Power Energy | PSE&G | Accepted | 2019-11-07 | 2019-11-12 | 2020-11-12 | Panasonic | VBHN325KA03 | Solar Panels |  | 0.325 | 21 | 272 | 23 |  | Fixed | Roof
Solar Registration Program | NJSRRE1543056218 | Dumont | 7628 | 7 | 14.63 | Residential | No | Behind the Meter | Green Power Energy | PSE&G | Accepted | 2019-11-07 | 2019-11-12 | 2020-11-12 | SolarEdge | SE6000H-US | Inverters | 6000 |  | 1 |  |  | 0.97 |  | Outside | Next to meter
Solar Registration Program | NJSRRE1543056218 | Dumont | 7628 | 7 | 14.63 | Residential | No | Behind the Meter | Green Power Energy | PSE&G | Accepted | 2019-11-07 | 2019-11-12 | 2020-11-12 | SolarEdge | SE7600H-US | Inverters | 7600 |  | 1 |  |  | 0.97 |  | Outside | Next to meter
Solar Registration Program | NJSRRE1540919220 | Barnegat Township | 8005 | 18 | 14.64 | Residential | Yes | Behind the Meter | Pro Custom Solar dba Momentum Solar | JCP&L | Accepted | 2019-05-02 | 2019-05-07 | 2020-05-07 | LONGI | LR6-60PE 305M | Solar Panels |  | 0.305 | 48 | 180 | 20 |  | Fixed | Roof
Solar Registration Program | NJSRRE1540919220 | Barnegat Township | 8005 | 18 | 14.64 | Residential | Yes | Behind the Meter | Pro Custom Solar dba Momentum Solar | JCP&L | Accepted | 2019-05-02 | 2019-05-07 | 2020-05-07 | ENPHASE | IQ7-60-2-US | Inverters | 250 |  | 48 |  |  | 0.97 |  | Outdoor | ROOF
Solar Registration Program | NJSRRE1541672286 | Pennsville | 8070 | 16 | 14.64 | Residential | Yes | Behind the Meter | RCL Enterprises Inc. | AC Electric | Accepted | 2019-07-16 | 2019-07-17 | 2020-07-17 | Trina Solar | TSM-305DD05A | Solar Panels |  | 0.305 | 48 | 127 | 30 |  | Fixed | Roof
Solar Registration Program | NJSRRE1541672286 | Pennsville | 8070 | 16 | 14.64 | Residential | Yes | Behind the Meter | RCL Enterprises Inc. | AC Electric | Accepted | 2019-07-16 | 2019-07-17 | 2020-07-17 | Enphase | IQ7 | Inverters | 11520 |  | 48 |  |  | 0.96 |  | Outdoor | under panels
Solar Registration Program | NJSRRE1541907791 | Villas | 8204 | 21 | 14.64 | Residential | Yes | Behind the Meter | RCL Enterprises Inc. | AC Electric | Accepted | 2019-08-29 | 2019-09-03 | 2020-09-03 | Trina Solar | TSM-305DD05A | Solar Panels |  | 0.305 | 24 | 270 | 14 |  | Fixed | Roof
Solar Registration Program | NJSRRE1541907791 | Villas | 8204 | 21 | 14.64 | Residential | Yes | Behind the Meter | RCL Enterprises Inc. | AC Electric | Accepted | 2019-08-29 | 2019-09-03 | 2020-09-03 | Trina Solar | TSM-305DD05A | Solar Panels |  | 0.305 | 24 | 90 | 14 |  | Fixed | Roof
Solar Registration Program | NJSRRE1541907791 | Villas | 8204 | 21 | 14.64 | Residential | Yes | Behind the Meter | RCL Enterprises Inc. | AC Electric | Accepted | 2019-08-29 | 2019-09-03 | 2020-09-03 | Enphase | IQ7 | Inverters | 11520 |  | 48 |  |  | 0.96 |  | Outdoor | under panels
Solar Registration Program | NJSRRE1542390883 | Roosevelt | 8555 | 17 | 14.64 | Residential | No | Behind the Meter | 1st Light Energy Inc | JCP&L | Accepted | 2019-09-11 | 2019-09-16 | 2020-09-16 | Trina | TSM-305DD05A.05 | Solar Panels |  | 0.305 | 14 | 108 | 14 |  | Fixed | Roof
Solar Registration Program | NJSRRE1542390883 | Roosevelt | 8555 | 17 | 14.64 | Residential | No | Behind the Meter | 1st Light Energy Inc | JCP&L | Accepted | 2019-09-11 | 2019-09-16 | 2020-09-16 | Trina | TSM-305DD05A.05 | Solar Panels |  | 0.305 | 10 | 288 | 14 |  | Fixed | Roof
Solar Registration Program | NJSRRE1542390883 | Roosevelt | 8555 | 17 | 14.64 | Residential | No | Behind the Meter | 1st Light Energy Inc | JCP&L | Accepted | 2019-09-11 | 2019-09-16 | 2020-09-16 | Trina | TSM-305DD05A.05 | Solar Panels |  | 0.305 | 17 | 108 | 14 |  | Fixed | Roof
Solar Registration Program | NJSRRE1542390883 | Roosevelt | 8555 | 17 | 14.64 | Residential | No | Behind the Meter | 1st Light Energy Inc | JCP&L | Accepted | 2019-09-11 | 2019-09-16 | 2020-09-16 | Trina | TSM-305DD05A.05 | Solar Panels |  | 0.305 | 7 | 288 | 18 |  | Fixed | Roof
Solar Registration Program | NJSRRE1542390883 | Roosevelt | 8555 | 17 | 14.64 | Residential | No | Behind the Meter | 1st Light Energy Inc | JCP&L | Accepted | 2019-09-11 | 2019-09-16 | 2020-09-16 | SMA | SB 6.0-US | Inverters | 6000 |  | 2 |  |  | 0.98 |  | Outside | within 10 feet of meter
Solar Registration Program | NJSRRE1542393544 | Galloway | 8205 | 19 | 14.64 | Residential | Yes | Behind the Meter | All Season Solar | AC Electric | Final As-Built Received | 2019-09-12 | 2019-09-16 | 2020-09-16 | Trina | TSMDD05A.05II 305W | Solar Panels |  | 0.305 | 48 | 221 | 19 |  | Fixed | Roof
Solar Registration Program | NJSRRE1542393544 | Galloway | 8205 | 19 | 14.64 | Residential | Yes | Behind the Meter | All Season Solar | AC Electric | Final As-Built Received | 2019-09-12 | 2019-09-16 | 2020-09-16 | Enphase | IQ7 | Inverters | 240 |  | 48 |  |  | 0.97 |  | Outdoor | under module
Solar Registration Program | NJSRRE1540284444 | Camden City | 8015 | 13 | 14.7 | Residential | Yes | Behind the Meter | All Season Solar | PSE&G | Accepted | 2019-01-24 | 2019-01-28 | 2020-01-28 | Trina | TSM DD05A.05II 300W NOV 2017 | Solar Panels |  | 0.3 | 11 | 144 | 12 |  | Fixed | Roof
Solar Registration Program | NJSRRE1540284444 | Camden City | 8015 | 13 | 14.7 | Residential | Yes | Behind the Meter | All Season Solar | PSE&G | Accepted | 2019-01-24 | 2019-01-28 | 2020-01-28 | Trina | TSM DD05A.05II 300W NOV 2017 | Solar Panels |  | 0.3 | 5 | 144 | 48 |  | Fixed | Roof
Solar Registration Program | NJSRRE1540284444 | Camden City | 8015 | 13 | 14.7 | Residential | Yes | Behind the Meter | All Season Solar | PSE&G | Accepted | 2019-01-24 | 2019-01-28 | 2020-01-28 | Trina | TSM DD05A.05II 300W NOV 2017 | Solar Panels |  | 0.3 | 3 | 234 | 45 |  | Fixed | Roof
Solar Registration Program | NJSRRE1540284444 | Camden City | 8015 | 13 | 14.7 | Residential | Yes | Behind the Meter | All Season Solar | PSE&G | Accepted | 2019-01-24 | 2019-01-28 | 2020-01-28 | Trina | TSM DD05A.05II 300W NOV 2017 | Solar Panels |  | 0.3 | 6 | 144 | 48 |  | Fixed | Roof
Solar Registration Program | NJSRRE1540284444 | Camden City | 8015 | 13 | 14.7 | Residential | Yes | Behind the Meter | All Season Solar | PSE&G | Accepted | 2019-01-24 | 2019-01-28 | 2020-01-28 | Trina | TSM DD05A.05II 300W NOV 2017 | Solar Panels |  | 0.3 | 10 | 234 | 45 |  | Fixed | Roof
Solar Registration Program | NJSRRE1540284444 | Camden City | 8015 | 13 | 14.7 | Residential | Yes | Behind the Meter | All Season Solar | PSE&G | Accepted | 2019-01-24 | 2019-01-28 | 2020-01-28 | Trina | TSM DD05A.05II 300W NOV 2017 | Solar Panels |  | 0.3 | 4 | 234 | 22 |  | Fixed | Roof
Solar Registration Program | NJSRRE1540284444 | Camden City | 8015 | 13 | 14.7 | Residential | Yes | Behind the Meter | All Season Solar | PSE&G | Accepted | 2019-01-24 | 2019-01-28 | 2020-01-28 | Trina | TSM DD05A.05II 300W NOV 2017 | Solar Panels |  | 0.3 | 4 | 234 | 45 |  | Fixed | Roof
Solar Registration Program | NJSRRE1540284444 | Camden City | 8015 | 13 | 14.7 | Residential | Yes | Behind the Meter | All Season Solar | PSE&G | Accepted | 2019-01-24 | 2019-01-28 | 2020-01-28 | Trina | TSM DD05A.05II 300W NOV 2017 | Solar Panels |  | 0.3 | 6 | 234 | 12 |  | Fixed | Roof
Solar Registration Program | NJSRRE1540284444 | Camden City | 8015 | 13 | 14.7 | Residential | Yes | Behind the Meter | All Season Solar | PSE&G | Accepted | 2019-01-24 | 2019-01-28 | 2020-01-28 | Enphase | IQ7 | Inverters | 240 |  | 49 |  |  | 0.97 |  | Outdoor | Under Module
Solar Registration Program | NJSRRE1541344706 | Toms River | 8755 | 18 | 14.7 | Residential | No | Behind the Meter | Powerlutions | JCP&L | Accepted | 2019-06-14 | 2019-06-19 | 2020-06-19 | Trina | TSM-300 DD05A | Solar Panels |  | 0.3 | 25 | 123 | 37 |  | Fixed | Roof
Solar Registration Program | NJSRRE1541344706 | Toms River | 8755 | 18 | 14.7 | Residential | No | Behind the Meter | Powerlutions | JCP&L | Accepted | 2019-06-14 | 2019-06-19 | 2020-06-19 | Trina | TSM-300 DD05A | Solar Panels |  | 0.3 | 5 | 213 | 37 |  | Fixed | Roof
Solar Registration Program | NJSRRE1541344706 | Toms River | 8755 | 18 | 14.7 | Residential | No | Behind the Meter | Powerlutions | JCP&L | Accepted | 2019-06-14 | 2019-06-19 | 2020-06-19 | Trina | TSM-300 DD05A | Solar Panels |  | 0.3 | 19 | 213 | 37 |  | Fixed | Roof
Solar Registration Program | NJSRRE1541344706 | Toms River | 8755 | 18 | 14.7 | Residential | No | Behind the Meter | Powerlutions | JCP&L | Accepted | 2019-06-14 | 2019-06-19 | 2020-06-19 | SolarEdge | SE10000H-US | Inverters | 10 |  | 1 |  |  | 0.99 |  | Outdoor | Near Meter
Solar Registration Program | NJSRRE1541787821 | Mullica Hill | 8062 | 15 | 14.7 | Residential | No | Behind the Meter | SunnyMac LLC | AC Electric | Accepted | 2019-08-07 | 2019-08-07 | 2020-08-07 | SunPower | SPR-X21-350 | Solar Panels |  | 0.35 | 8 | 139 | 40 |  | Fixed | Roof
Solar Registration Program | NJSRRE1541787821 | Mullica Hill | 8062 | 15 | 14.7 | Residential | No | Behind the Meter | SunnyMac LLC | AC Electric | Accepted | 2019-08-07 | 2019-08-07 | 2020-08-07 | sunpower | SPR-X21-350 | Solar Panels |  | 0.35 | 12 | 229 | 33 |  | Fixed | Roof
Solar Registration Program | NJSRRE1541787821 | Mullica Hill | 8062 | 15 | 14.7 | Residential | No | Behind the Meter | SunnyMac LLC | AC Electric | Accepted | 2019-08-07 | 2019-08-07 | 2020-08-07 | sunpower | SPR-X21-350 | Solar Panels |  | 0.35 | 22 | 49 | 33 |  | Fixed | Roof
Solar Registration Program | NJSRRE1541787821 | Mullica Hill | 8062 | 15 | 14.7 | Residential | No | Behind the Meter | SunnyMac LLC | AC Electric | Accepted | 2019-08-07 | 2019-08-07 | 2020-08-07 | Enphase | IQ7XS-96-ACM-US | Inverters | 0.315 |  | 42 |  |  | 0.99 |  | Outdoor | roof
Solar Registration Program | NJSRRE1541866192 | Somerset | 8823 | 5 | 14.7 | Residential | No | Behind the Meter | Solar Energy World | PSE&G | Accepted | 2019-08-21 | 2019-08-26 | 2020-08-26 | Silfab | SLA-M | Solar Panels |  | 0.3 | 49 | 105 | 33 |  | Fixed | Roof
Solar Registration Program | NJSRRE1541866192 | Somerset | 8823 | 5 | 14.7 | Residential | No | Behind the Meter | Solar Energy World | PSE&G | Accepted | 2019-08-21 | 2019-08-26 | 2020-08-26 | Solar Edge | SE6000H-USRGM | Inverters | 6000 |  | 1 |  |  | 0.983 |  | Outside | near meter
Solar Registration Program | NJSRRE1542393679 | Jobstown | 8041 | 13 | 14.7 | Residential | No | Behind the Meter | Self Install | JCP&L | Accepted | 2019-09-12 | 2019-09-16 | 2020-09-16 | Qcell | Q.PLUS L-G4.2 350 | Solar Panels |  | 0.35 | 42 | south 180 degrees | 25 |  | Fixed | Ground
Solar Registration Program | NJSRRE1542393679 | Jobstown | 8041 | 13 | 14.7 | Residential | No | Behind the Meter | Self Install | JCP&L | Accepted | 2019-09-12 | 2019-09-16 | 2020-09-16 | SMA America | Sunny Boy 6000-US | Inverters | 6000 |  | 1 |  |  | 0.977 |  | Other | none
Solar Registration Program | NJSRRE1542393679 | Jobstown | 8041 | 13 | 14.7 | Residential | No | Behind the Meter | Self Install | JCP&L | Accepted | 2019-09-12 | 2019-09-16 | 2020-09-16 | SMA America | Sunny Boy 6000-US | Inverters | 6000 |  | 1 |  |  | 0.977 |  | Outdoor | none
Solar Registration Program | NJSRRE1542393679 | Jobstown | 8041 | 13 | 14.7 | Residential | No | Behind the Meter | Self Install | JCP&L | Accepted | 2019-09-12 | 2019-09-16 | 2020-09-16 | Solar Log | Solar-Log 350 LAN | Meters |  |  | 1 |  |  |  | Yes | Outdoor
Solar Registration Program | NJSRRE1542541528 | Flemington | 8822 | 4 | 14.7 | Residential | No | Behind the Meter | Green Power Energy | JCP&L | Accepted | 2019-10-14 | 2019-11-04 | 2020-11-04 | Silfab | SLG350M | Solar Panels |  | 0.35 | 42 | 160 | 25 |  | Fixed | Ground
Solar Registration Program | NJSRRE1542541528 | Flemington | 8822 | 4 | 14.7 | Residential | No | Behind the Meter | Green Power Energy | JCP&L | Accepted | 2019-10-14 | 2019-11-04 | 2020-11-04 | Solar Edge | SE7600H-US | Inverters | 7600 |  | 2 |  |  | 0.97 |  | Outside | next to meter
Solar Registration Program | NJSRRE1543509274 | Vincentown | 8088 | 13 | 14.7 | Residential | No | Behind the Meter | Surge Solar, LLC | AC Electric | Accepted | 2019-12-11 | 2019-12-13 | 2020-12-13 | Hanwha Q Cells | Q.PLUS L-G4.2 340-350 | Solar Panels |  | 0.35 | 42 | 180 | 25 |  | Fixed | Ground
Solar Registration Program | NJSRRE1543509274 | Vincentown | 8088 | 13 | 14.7 | Residential | No | Behind the Meter | Surge Solar, LLC | AC Electric | Accepted | 2019-12-11 | 2019-12-13 | 2020-12-13 | SolarEdge | RGM | Meters |  |  | 1 |  |  |  | Yes | Outdoor
Solar Registration Program | NJSRRE1543509274 | Vincentown | 8088 | 13 | 14.7 | Residential | No | Behind the Meter | Surge Solar, LLC | AC Electric | Accepted | 2019-12-11 | 2019-12-13 | 2020-12-13 | SolarEdge | SE11400H-US | Inverters | 11400 |  | 1 |  |  | 0.99 |  | Outside | Near Array
Solar Registration Program | NJSRRE1543555951 | Cherry Hill | 8003 | 14 | 14.7 | Residential | No | Behind the Meter | Impact Solar LLC | PSE&G | Accepted | 2019-12-17 | 2019-12-20 | 2020-12-20 | LG | LG350Q1C-A5 | Solar Panels |  | 0.35 | 28 | 191 | 19 |  | Fixed | Roof
Solar Registration Program | NJSRRE1543555951 | Cherry Hill | 8003 | 14 | 14.7 | Residential | No | Behind the Meter | Impact Solar LLC | PSE&G | Accepted | 2019-12-17 | 2019-12-20 | 2020-12-20 | LG | LG350Q1C-A5 | Solar Panels |  | 0.35 | 14 | 191 | 19 |  | Fixed | Roof
Solar Registration Program | NJSRRE1543555951 | Cherry Hill | 8003 | 14 | 14.7 | Residential | No | Behind the Meter | Impact Solar LLC | PSE&G | Accepted | 2019-12-17 | 2019-12-20 | 2020-12-20 | solaredge | SE10000H-US | Inverters | 10000 |  | 1 |  |  | 0.96 |  | Indoor | garage
Solar Registration Program | NJSRRE1543555951 | Cherry Hill | 8003 | 14 | 14.7 | Residential | No | Behind the Meter | Impact Solar LLC | PSE&G | Accepted | 2019-12-17 | 2019-12-20 | 2020-12-20 | solaredge | SE3800H-US | Inverters | 3800 |  | 1 |  |  | 0.96 |  | Indoor | garage
Solar Registration Program | NJSRRE1543555951 | Cherry Hill | 8003 | 14 | 14.7 | Residential | No | Behind the Meter | Impact Solar LLC | PSE&G | Accepted | 2019-12-17 | 2019-12-20 | 2020-12-20 | solaredge | solaredge direct | Meters |  |  | 2 |  |  |  | Yes | Indoor
Solar Registration Program | NJSRRE1540980106 | Pemberton | 8068 | 13 | 14.72 | Residential | Yes | Behind the Meter | GenRenew, LLC | Unknown | Accepted | 2019-05-10 | 2019-05-14 | 2020-05-14 | sunpower | SPR-E20-327-E-AC | Solar Panels |  | 0.327 | 8 | 110 | 40 |  | Fixed | Roof
Solar Registration Program | NJSRRE1540980106 | Pemberton | 8068 | 13 | 14.72 | Residential | Yes | Behind the Meter | GenRenew, LLC | Unknown | Accepted | 2019-05-10 | 2019-05-14 | 2020-05-14 | sunpower | SPR-E20-327-E-AC | Solar Panels |  | 0.327 | 12 | 290 | 40 |  | Fixed | Roof
Solar Registration Program | NJSRRE1540980106 | Pemberton | 8068 | 13 | 14.72 | Residential | Yes | Behind the Meter | GenRenew, LLC | Unknown | Accepted | 2019-05-10 | 2019-05-14 | 2020-05-14 | sunpower | SPR-E20-327-E-AC | Solar Panels |  | 0.327 | 16 | 200 | 12 |  | Fixed | Roof
Solar Registration Program | NJSRRE1540980106 | Pemberton | 8068 | 13 | 14.72 | Residential | Yes | Behind the Meter | GenRenew, LLC | Unknown | Accepted | 2019-05-10 | 2019-05-14 | 2020-05-14 | sunpower | SPR-E20-327-E-AC | Solar Panels |  | 0.327 | 9 | 200 | 40 |  | Fixed | Roof
Solar Registration Program | NJSRRE1540980106 | Pemberton | 8068 | 13 | 14.72 | Residential | Yes | Behind the Meter | GenRenew, LLC | Unknown | Accepted | 2019-05-10 | 2019-05-14 | 2020-05-14 | sunpower | MI-C-320-US208/240-10 | Inverters | 320 |  | 45 |  |  | 0.96 |  | Outdoor | microinverter located under module
Solar Registration Program | NJSRRE1541079310 | Lindenwold | 8021 | 14 | 14.72 | Residential | Yes | Behind the Meter | Vision Solar LLC | AC Electric | Accepted | 2019-06-04 | 2019-06-07 | 2020-06-07 | sunpower | e20-327-e-ac | Solar Panels |  | 0.327 | 16 | 237 | 7 |  | Fixed | Roof
Solar Registration Program | NJSRRE1541079310 | Lindenwold | 8021 | 14 | 14.72 | Residential | Yes | Behind the Meter | Vision Solar LLC | AC Electric | Accepted | 2019-06-04 | 2019-06-07 | 2020-06-07 | sunpower | e20-327-e-ac | Solar Panels |  | 0.327 | 17 | 237 | 23 |  | Fixed | Roof
Solar Registration Program | NJSRRE1541079310 | Lindenwold | 8021 | 14 | 14.72 | Residential | Yes | Behind the Meter | Vision Solar LLC | AC Electric | Accepted | 2019-06-04 | 2019-06-07 | 2020-06-07 | suhnpower | e20-327-e-ac | Solar Panels |  | 0.327 | 12 | 57 | 27 |  | Fixed | Roof
Solar Registration Program | NJSRRE1541079310 | Lindenwold | 8021 | 14 | 14.72 | Residential | Yes | Behind the Meter | Vision Solar LLC | AC Electric | Accepted | 2019-06-04 | 2019-06-07 | 2020-06-07 | sunpower | e20-327-e-ac | Inverters | 0.32 |  | 45 |  |  | 0.96 |  | Other | behind panels
Solar Registration Program | NJSRRE1541976939 | Willingboro Twp | 8046 | 13 | 14.72 | Residential | Yes | Behind the Meter | SunnyMac LLC | PSE&G | Accepted | 2019-09-20 | 2019-09-20 | 2020-09-20 | SunPower | SPR-E20-327 | Solar Panels |  | 0.327 | 12 | 109 | 18 |  | Fixed | Roof
Solar Registration Program | NJSRRE1541976939 | Willingboro Twp | 8046 | 13 | 14.72 | Residential | Yes | Behind the Meter | SunnyMac LLC | PSE&G | Accepted | 2019-09-20 | 2019-09-20 | 2020-09-20 | SunPower | SPR-E20-327 | Solar Panels |  | 0.327 | 15 | 289 | 27 |  | Fixed | Roof
Solar Registration Program | NJSRRE1541976939 | Willingboro Twp | 8046 | 13 | 14.72 | Residential | Yes | Behind the Meter | SunnyMac LLC | PSE&G | Accepted | 2019-09-20 | 2019-09-20 | 2020-09-20 | SunPower | SPR-E20-327 | Solar Panels |  | 0.327 | 18 | 109 | 27 |  | Fixed | Roof
Solar Registration Program | NJSRRE1541976939 | Willingboro Twp | 8046 | 13 | 14.72 | Residential | Yes | Behind the Meter | SunnyMac LLC | PSE&G | Accepted | 2019-09-20 | 2019-09-20 | 2020-09-20 | Enphase | IQ7X-96-ACM-US | Inverters | 0.315 |  | 45 |  |  | 0.99 |  | Outdoor | roof
Solar Registration Program | NJSRRE1542248401 | Sicklerville | 8081 | 14 | 14.72 | Residential | Yes | Behind the Meter | Castle Energy, LLC | AC Electric | Accepted | 2019-09-05 | 2019-09-09 | 2020-09-09 | SunPower | SPR-E20-327-E-AC | Solar Panels |  | 0.327 | 45 | 180 | 25 |  | Fixed | Ground
Solar Registration Program | NJSRRE1542248401 | Sicklerville | 8081 | 14 | 14.72 | Residential | Yes | Behind the Meter | Castle Energy, LLC | AC Electric | Accepted | 2019-09-05 | 2019-09-09 | 2020-09-09 | SunPower | SPR-E20-327-E-AC Type E | Inverters | 320 |  | 45 |  |  | 0.967 |  | Outside | under each solar panel
Solar Registration Program | NJSRRE1542397120 | Camden | 8105 | 14 | 14.72 | Residential | No | Behind the Meter | Castle Energy, LLC | PSE&G | Accepted | 2019-09-13 | 2019-09-17 | 2020-09-17 | LG Electronics | LG320E1K-A5 | Solar Panels |  | 0.32 | 46 | 146 | 2 |  | Fixed | Roof
Solar Registration Program | NJSRRE1542397120 | Camden | 8105 | 14 | 14.72 | Residential | No | Behind the Meter | Castle Energy, LLC | PSE&G | Accepted | 2019-09-13 | 2019-09-17 | 2020-09-17 | Enphase Energy | IQ7-60-2-US | Inverters | 240 |  | 46 |  |  | 0.967 |  | Outside | on the rooftop under each solar panel
Solar Registration Program | NJSRRE1542547563 | Paramus | 7652 | 7 | 14.72 | Residential | Yes | Behind the Meter | SunPower Corporation, Systems | PSE&G | Accepted | 2019-10-16 | 2019-10-18 | 2020-10-18 | SUNPOWER | SPR-E20-327-E-AC | Solar Panels |  | 0.327 | 8 | 109 | 25 |  | Fixed | Roof
Solar Registration Program | NJSRRE1542547563 | Paramus | 7652 | 7 | 14.72 | Residential | Yes | Behind the Meter | SunPower Corporation, Systems | PSE&G | Accepted | 2019-10-16 | 2019-10-18 | 2020-10-18 | SUNPOWER | SPR-E20-327-E-AC | Solar Panels |  | 0.327 | 14 | 19 | 30 |  | Fixed | Roof
Solar Registration Program | NJSRRE1542547563 | Paramus | 7652 | 7 | 14.72 | Residential | Yes | Behind the Meter | SunPower Corporation, Systems | PSE&G | Accepted | 2019-10-16 | 2019-10-18 | 2020-10-18 | SUNPOWER | SPR-E20-327-E-AC | Solar Panels |  | 0.327 | 17 | 199 | 30 |  | Fixed | Roof
Solar Registration Program | NJSRRE1542547563 | Paramus | 7652 | 7 | 14.72 | Residential | Yes | Behind the Meter | SunPower Corporation, Systems | PSE&G | Accepted | 2019-10-16 | 2019-10-18 | 2020-10-18 | SUNPOWER | SPR-E20-327-E-AC | Solar Panels |  | 0.327 | 3 | 109 | 30 |  | Fixed | Roof
Solar Registration Program | NJSRRE1542547563 | Paramus | 7652 | 7 | 14.72 | Residential | Yes | Behind the Meter | SunPower Corporation, Systems | PSE&G | Accepted | 2019-10-16 | 2019-10-18 | 2020-10-18 | SUNPOWER | SPR-E20-327-E-AC | Solar Panels |  | 0.327 | 3 | 289 | 30 |  | Fixed | Roof
Solar Registration Program | NJSRRE1542547563 | Paramus | 7652 | 7 | 14.72 | Residential | Yes | Behind the Meter | SunPower Corporation, Systems | PSE&G | Accepted | 2019-10-16 | 2019-10-18 | 2020-10-18 | SUNPOWER | SPR-E20-327-E-AC | Inverters | 320 |  | 45 |  |  | 0.96 |  | Other | under each panel
Solar Registration Program | NJSRRE1542884232 | Absecon | 8201 | 19 | 14.72 | Residential | No | Behind the Meter | Sun Up Zero Down | AC Electric | Accepted | 2019-11-01 | 2019-11-05 | 2020-11-05 | lg | LG320N1K-A5 | Solar Panels |  | 0.32 | 30 | 221 | 30 |  | Fixed | Roof
Solar Registration Program | NJSRRE1542884232 | Absecon | 8201 | 19 | 14.72 | Residential | No | Behind the Meter | Sun Up Zero Down | AC Electric | Accepted | 2019-11-01 | 2019-11-05 | 2020-11-05 | lg | LG320N1K-A5 | Solar Panels |  | 0.32 | 16 | 221 | 40 |  | Fixed | Roof
Solar Registration Program | NJSRRE1542884232 | Absecon | 8201 | 19 | 14.72 | Residential | No | Behind the Meter | Sun Up Zero Down | AC Electric | Accepted | 2019-11-01 | 2019-11-05 | 2020-11-05 | solaredge | SE11400H-US | Inverters | 11400 |  | 1 |  |  | 0.98 |  | Other | outside wall
Solar Registration Program | NJSRRE1542967111 | Manahawkin | 8050 | 18 | 14.72 | Residential | Yes | Behind the Meter | SunPower Corporation, Systems | AC Electric | Accepted | 2019-11-05 | 2019-11-07 | 2020-11-07 | SUNPOWER | SPR-E20-327-E-AC | Solar Panels |  | 0.327 | 22 | 178 | 30 |  | Fixed | Roof
Solar Registration Program | NJSRRE1542967111 | Manahawkin | 8050 | 18 | 14.72 | Residential | Yes | Behind the Meter | SunPower Corporation, Systems | AC Electric | Accepted | 2019-11-05 | 2019-11-07 | 2020-11-07 | SUNPOWER | SPR-E20-327-E-AC | Solar Panels |  | 0.327 | 7 | 88 | 30 |  | Fixed | Roof
Solar Registration Program | NJSRRE1542967111 | Manahawkin | 8050 | 18 | 14.72 | Residential | Yes | Behind the Meter | SunPower Corporation, Systems | AC Electric | Accepted | 2019-11-05 | 2019-11-07 | 2020-11-07 | SUNPOWER | SPR-E20-327-E-AC | Solar Panels |  | 0.327 | 10 | 268 | 30 |  | Fixed | Roof
Solar Registration Program | NJSRRE1542967111 | Manahawkin | 8050 | 18 | 14.72 | Residential | Yes | Behind the Meter | SunPower Corporation, Systems | AC Electric | Accepted | 2019-11-05 | 2019-11-07 | 2020-11-07 | SUNPOWER | SPR-E20-327-E-AC | Solar Panels |  | 0.327 | 6 | 178 | 25 |  | Fixed | Roof
Solar Registration Program | NJSRRE1542967111 | Manahawkin | 8050 | 18 | 14.72 | Residential | Yes | Behind the Meter | SunPower Corporation, Systems | AC Electric | Accepted | 2019-11-05 | 2019-11-07 | 2020-11-07 | SUNPOWER | SPR-E20-327-E-AC | Inverters | 320 |  | 45 |  |  | 0.96 |  | Other | under each panel
Solar Registration Program | NJSRRE1543040897 | Phillipsburg | 8865 | 2 | 14.72 | Residential | Yes | Behind the Meter | SunPower Corporation, Systems | JCP&L | Accepted | 2019-11-06 | 2019-11-08 | 2020-11-08 | SUNPOWER | SPR-E20-327-E-AC | Solar Panels |  | 0.327 | 13 | 67 | 25 |  | Fixed | Roof
Solar Registration Program | NJSRRE1543040897 | Phillipsburg | 8865 | 2 | 14.72 | Residential | Yes | Behind the Meter | SunPower Corporation, Systems | JCP&L | Accepted | 2019-11-06 | 2019-11-08 | 2020-11-08 | SUNPOWER | SPR-E20-327-E-AC | Solar Panels |  | 0.327 | 22 | 247 | 25 |  | Fixed | Roof
Solar Registration Program | NJSRRE1543040897 | Phillipsburg | 8865 | 2 | 14.72 | Residential | Yes | Behind the Meter | SunPower Corporation, Systems | JCP&L | Accepted | 2019-11-06 | 2019-11-08 | 2020-11-08 | SUNPOWER | SPR-E20-327-E-AC | Solar Panels |  | 0.327 | 10 | 67 | 35 |  | Fixed | Roof
Solar Registration Program | NJSRRE1543040897 | Phillipsburg | 8865 | 2 | 14.72 | Residential | Yes | Behind the Meter | SunPower Corporation, Systems | JCP&L | Accepted | 2019-11-06 | 2019-11-08 | 2020-11-08 | SUNPOWER | SPR-E20-327-E-AC | Inverters | 320 |  | 45 |  |  | 0.96 |  | Other | under each panel
Solar Registration Program | NJSRRE1543571205 | Hillsborough Township | 8844 | 5 | 14.72 | Residential | Yes | Behind the Meter | Ad Energy | PSE&G | Accepted | 2019-12-19 | 2019-12-26 | 2020-12-26 | SunPower | SPR-E20-327-E-AC | Solar Panels |  | 0.327 | 6 | 112 | 27 |  | Fixed | Roof
Solar Registration Program | NJSRRE1543571205 | Hillsborough Township | 8844 | 5 | 14.72 | Residential | Yes | Behind the Meter | Ad Energy | PSE&G | Accepted | 2019-12-19 | 2019-12-26 | 2020-12-26 | SunPower | SPR-E20-327-E-AC | Solar Panels |  | 0.327 | 16 | 112 | 27 |  | Fixed | Roof
Solar Registration Program | NJSRRE1543571205 | Hillsborough Township | 8844 | 5 | 14.72 | Residential | Yes | Behind the Meter | Ad Energy | PSE&G | Accepted | 2019-12-19 | 2019-12-26 | 2020-12-26 | SunPower | SPR-E20-327-E-AC | Solar Panels |  | 0.327 | 9 | 292 | 18 |  | Fixed | Roof
Solar Registration Program | NJSRRE1543571205 | Hillsborough Township | 8844 | 5 | 14.72 | Residential | Yes | Behind the Meter | Ad Energy | PSE&G | Accepted | 2019-12-19 | 2019-12-26 | 2020-12-26 | SunPower | SPR-E20-327-E-AC | Solar Panels |  | 0.327 | 4 | 292 | 27 |  | Fixed | Roof
Solar Registration Program | NJSRRE1543571205 | Hillsborough Township | 8844 | 5 | 14.72 | Residential | Yes | Behind the Meter | Ad Energy | PSE&G | Accepted | 2019-12-19 | 2019-12-26 | 2020-12-26 | SunPower | SPR-E20-327-E-AC | Solar Panels |  | 0.327 | 10 | 292 | 27 |  | Fixed | Roof
Solar Registration Program | NJSRRE1543571205 | Hillsborough Township | 8844 | 5 | 14.72 | Residential | Yes | Behind the Meter | Ad Energy | PSE&G | Accepted | 2019-12-19 | 2019-12-26 | 2020-12-26 | Enphase Energy | IQ7XS-96-ACM-US | Inverters | 315 |  | 45 |  |  | 0.975 |  | Outdoor | At each panel
Solar Registration Program | NJSRRE1543586273 | Mansfield | 8022 | 13 | 14.72 | Residential | No | Behind the Meter | GenRenew, LLC | PSE&G | Accepted | 2019-12-20 | 2019-12-26 | 2020-12-26 | Sunpower | SPR-E20-327-E-AC | Solar Panels |  | 0.327 | 9 | 51 | 40 |  | Fixed | Roof
Solar Registration Program | NJSRRE1543586273 | Mansfield | 8022 | 13 | 14.72 | Residential | No | Behind the Meter | GenRenew, LLC | PSE&G | Accepted | 2019-12-20 | 2019-12-26 | 2020-12-26 | Sunpower | SPR-E20-327-E-AC | Solar Panels |  | 0.327 | 2 | 141 | 43 |  | Fixed | Roof
Solar Registration Program | NJSRRE1543586273 | Mansfield | 8022 | 13 | 14.72 | Residential | No | Behind the Meter | GenRenew, LLC | PSE&G | Accepted | 2019-12-20 | 2019-12-26 | 2020-12-26 | Sunpower | SPR-E20-327-E-AC | Solar Panels |  | 0.327 | 7 | 231 | 40 |  | Fixed | Roof
Solar Registration Program | NJSRRE1543586273 | Mansfield | 8022 | 13 | 14.72 | Residential | No | Behind the Meter | GenRenew, LLC | PSE&G | Accepted | 2019-12-20 | 2019-12-26 | 2020-12-26 | Sunpower | SPR-E20-327-E-AC | Solar Panels |  | 0.327 | 22 | 141 | 40 |  | Fixed | Roof
Solar Registration Program | NJSRRE1543586273 | Mansfield | 8022 | 13 | 14.72 | Residential | No | Behind the Meter | GenRenew, LLC | PSE&G | Accepted | 2019-12-20 | 2019-12-26 | 2020-12-26 | Sunpower | SPR-E20-327-E-AC | Solar Panels |  | 0.327 | 5 | 231 | 40 |  | Fixed | Roof
Solar Registration Program | NJSRRE1543586273 | Mansfield | 8022 | 13 | 14.72 | Residential | No | Behind the Meter | GenRenew, LLC | PSE&G | Accepted | 2019-12-20 | 2019-12-26 | 2020-12-26 | Sunpower | MI-E-320-US208/240 | Inverters | 320 |  | 45 |  |  | 0.96 |  | Outdoor | microinverters under modules
Solar Registration Program | NJSRRE1543651775 | Toms River | 8753 | 18 | 14.72 | Residential | Yes | Behind the Meter | GenRenew, LLC | JCP&L | Accepted | 2019-12-23 | 2019-12-27 | 2020-12-27 | sunpower | SPR-E20-327-E-AC | Solar Panels |  | 0.327 | 3 | 136 | 18 |  | Fixed | Roof
Solar Registration Program | NJSRRE1543651775 | Toms River | 8753 | 18 | 14.72 | Residential | Yes | Behind the Meter | GenRenew, LLC | JCP&L | Accepted | 2019-12-23 | 2019-12-27 | 2020-12-27 | sunpower | SPR-E20-327-E-AC | Solar Panels |  | 0.327 | 39 | 226 | 18 |  | Fixed | Roof
Solar Registration Program | NJSRRE1543651775 | Toms River | 8753 | 18 | 14.72 | Residential | Yes | Behind the Meter | GenRenew, LLC | JCP&L | Accepted | 2019-12-23 | 2019-12-27 | 2020-12-27 | sunpower | SPR-E20-327-E-AC | Solar Panels |  | 0.327 | 3 | 316 | 18 |  | Fixed | Roof
Solar Registration Program | NJSRRE1543651775 | Toms River | 8753 | 18 | 14.72 | Residential | Yes | Behind the Meter | GenRenew, LLC | JCP&L | Accepted | 2019-12-23 | 2019-12-27 | 2020-12-27 | sunpower | MI-C-320-U208/240-10 | Inverters | 320 |  | 45 |  |  | 0.96 |  | Outdoor | microinverter located under modules
Solar Registration Program | NJSRRE1540418573 | Bridgeton | 8302 | 20 | 14.74 | Residential | No | Behind the Meter | Geoscape Solar | AC Electric | Accepted | 2019-03-04 | 2019-03-05 | 2020-03-05 | LG Electronics | LG335N1C-A5 | Solar Panels |  | 0.335 | 44 | 157 | 34 |  | Fixed | Roof
Solar Registration Program | NJSRRE1540418573 | Bridgeton | 8302 | 20 | 14.74 | Residential | No | Behind the Meter | Geoscape Solar | AC Electric | Accepted | 2019-03-04 | 2019-03-05 | 2020-03-05 | Solar Edge | SE7600A-US | Inverters | 7600 |  | 2 |  |  | 0.97 |  | Outside | adj to utility meter
Solar Registration Program | NJSRRE1541883944 | Millstone | 8535 | 17 | 14.74 | Residential | Yes | Behind the Meter | Pro Custom Solar dba Momentum Solar | JCP&L | Accepted | 2019-08-26 | 2019-08-28 | 2020-08-28 | LG ELECTRONICS | LG 335N1C-A5 | Solar Panels |  | 0.335 | 44 | 180 | 20 |  | Fixed | Roof
Solar Registration Program | NJSRRE1541883944 | Millstone | 8535 | 17 | 14.74 | Residential | Yes | Behind the Meter | Pro Custom Solar dba Momentum Solar | JCP&L | Accepted | 2019-08-26 | 2019-08-28 | 2020-08-28 | Enphase Energy | IQ7Plus-60-2-US | Inverters | 295 |  | 44 |  |  | 0.97 |  | Outdoor | Roof
Solar Registration Program | NJSRRE1540829768 | Elizabeth | 7202 | 10 | 14.75 | Residential | Yes | Behind the Meter | Pro Custom Solar dba Momentum Solar | PSE&G | Accepted | 2019-04-08 | 2019-04-09 | 2020-04-09 | HANWHA | Q-CELLS Q.PEAK BLK-G4.1 295 | Solar Panels |  | 0.295 | 13 | 327 | 36 |  | Fixed | Roof
Solar Registration Program | NJSRRE1540829768 | Elizabeth | 7202 | 10 | 14.75 | Residential | Yes | Behind the Meter | Pro Custom Solar dba Momentum Solar | PSE&G | Accepted | 2019-04-08 | 2019-04-09 | 2020-04-09 | HANWHA | Q-CELLS Q.PEAK BLK-G4.1 295 | Solar Panels |  | 0.295 | 26 | 147 | 39 |  | Fixed | Roof
Solar Registration Program | NJSRRE1540829768 | Elizabeth | 7202 | 10 | 14.75 | Residential | Yes | Behind the Meter | Pro Custom Solar dba Momentum Solar | PSE&G | Accepted | 2019-04-08 | 2019-04-09 | 2020-04-09 | HANWHA | Q-CELLS Q.PEAK BLK-G4.1 295 | Solar Panels |  | 0.295 | 11 | 327 | 16 |  | Fixed | Roof
Solar Registration Program | NJSRRE1540829768 | Elizabeth | 7202 | 10 | 14.75 | Residential | Yes | Behind the Meter | Pro Custom Solar dba Momentum Solar | PSE&G | Accepted | 2019-04-08 | 2019-04-09 | 2020-04-09 | ENPHASE | IQ6-60-2-US | Inverters | 240 |  | 50 |  |  | 0.97 |  | Outdoor | ROOF
Solar Registration Program | NJSRRE1540848868 | Estell Manor | 8319 | 19 | 14.75 | Residential | Yes | Behind the Meter | Pro Custom Solar dba Momentum Solar | AC Electric | Accepted | 2019-04-12 | 2019-04-15 | 2020-04-15 | HANHWA Q-CELLS | Q.PEAK BLK-G4.1 295 | Solar Panels |  | 0.295 | 50 | 180 | 20 |  | Fixed | Roof
Solar Registration Program | NJSRRE1540848868 | Estell Manor | 8319 | 19 | 14.75 | Residential | Yes | Behind the Meter | Pro Custom Solar dba Momentum Solar | AC Electric | Accepted | 2019-04-12 | 2019-04-15 | 2020-04-15 | ENPHASE | IQ6-60-2-US | Inverters | 240 |  | 50 |  |  | 0.97 |  | Outdoor | ROOF
Solar Registration Program | NJSRRE1539964116 | Bloomfield | 7003 | 9 | 14.76 | Residential | Yes | Behind the Meter | SunPower Corporation, Systems | PSE&G | Accepted | 2018-12-13 | 2019-03-11 | 2020-03-11 | SunPower | SPR-X22-360-D-AC | Solar Panels |  | 0.36 | 12 | 40 | 23 |  | Fixed | Roof
Solar Registration Program | NJSRRE1539964116 | Bloomfield | 7003 | 9 | 14.76 | Residential | Yes | Behind the Meter | SunPower Corporation, Systems | PSE&G | Accepted | 2018-12-13 | 2019-03-11 | 2020-03-11 | SunPower | SPR-X22-360-D-AC | Solar Panels |  | 0.36 | 29 | 220 | 23 |  | Fixed | Roof
Solar Registration Program | NJSRRE1539964116 | Bloomfield | 7003 | 9 | 14.76 | Residential | Yes | Behind the Meter | SunPower Corporation, Systems | PSE&G | Accepted | 2018-12-13 | 2019-03-11 | 2020-03-11 | SunPower | SPR-X22-360-D-AC | Inverters | 320 |  | 41 |  |  | 0.96 |  | Other | Under each panel
Solar Registration Program | NJSRRE1540287715 | Northfield | 8225 | 19 | 14.76 | Residential | Yes | Behind the Meter | SunPower Corporation, Systems | AC Electric | Accepted | 2019-01-25 | 2019-01-29 | 2020-01-29 | SunPower | SPR-X22-360-D-AC | Solar Panels |  | 0.36 | 41 | 172 | 25 |  | Fixed | Roof
Solar Registration Program | NJSRRE1540287715 | Northfield | 8225 | 19 | 14.76 | Residential | Yes | Behind the Meter | SunPower Corporation, Systems | AC Electric | Accepted | 2019-01-25 | 2019-01-29 | 2020-01-29 | SunPower | SPR-X22-360-D-AC | Inverters | 0.32 |  | 41 |  |  | 0.96 |  | Other | Under each panel
Solar Registration Program | NJSRRE1540345039 | somerville | 8876 | 5 | 14.76 | Residential | No | Behind the Meter | SunPower Capital LLC | JCP&L | Accepted | 2019-02-07 | 2019-02-11 | 2020-02-11 | sunpower | spr-x22-360-e-ac | Solar Panels |  | 0.36 | 33 | 208 | 23 |  | Fixed | Roof
Solar Registration Program | NJSRRE1540345039 | somerville | 8876 | 5 | 14.76 | Residential | No | Behind the Meter | SunPower Capital LLC | JCP&L | Accepted | 2019-02-07 | 2019-02-11 | 2020-02-11 | sunpower | spr-x22-360-e-ac | Solar Panels |  | 0.36 | 8 | 208 | 23 |  | Fixed | Roof
Solar Registration Program | NJSRRE1540345039 | somerville | 8876 | 5 | 14.76 | Residential | No | Behind the Meter | SunPower Capital LLC | JCP&L | Accepted | 2019-02-07 | 2019-02-11 | 2020-02-11 | sunpower | spr-x22-360-e-ac | Inverters | 0.36 |  | 41 |  |  | 0.96 |  | Outside | behind panels
Solar Registration Program | NJSRRE1540743384 | Andover | 7821 | 1 | 14.76 | Residential | No | Behind the Meter | SunPower Capital LLC | JCP&L | Accepted | 2019-03-27 | 2019-03-28 | 2020-03-28 | sunpowere | spr-x22-360-e-ac | Solar Panels |  | 0.36 | 3 | 219 | 19 |  | Fixed | Roof
Solar Registration Program | NJSRRE1540743384 | Andover | 7821 | 1 | 14.76 | Residential | No | Behind the Meter | SunPower Capital LLC | JCP&L | Accepted | 2019-03-27 | 2019-03-28 | 2020-03-28 | sunpower | spr-x22-360-e-ac | Solar Panels |  | 0.36 | 22 | 129 | 18 |  | Fixed | Roof
Solar Registration Program | NJSRRE1540743384 | Andover | 7821 | 1 | 14.76 | Residential | No | Behind the Meter | SunPower Capital LLC | JCP&L | Accepted | 2019-03-27 | 2019-03-28 | 2020-03-28 | sunpower | spr-x22-360-e-ac | Solar Panels |  | 0.36 | 4 | 219 | 18 |  | Fixed | Roof
Solar Registration Program | NJSRRE1540743384 | Andover | 7821 | 1 | 14.76 | Residential | No | Behind the Meter | SunPower Capital LLC | JCP&L | Accepted | 2019-03-27 | 2019-03-28 | 2020-03-28 | sunpower | spr-x22-360-e-ac | Solar Panels |  | 0.36 | 12 | 309 | 18 |  | Fixed | Roof
Solar Registration Program | NJSRRE1540743384 | Andover | 7821 | 1 | 14.76 | Residential | No | Behind the Meter | SunPower Capital LLC | JCP&L | Accepted | 2019-03-27 | 2019-03-28 | 2020-03-28 | Sunpower | spr-x22-360-e-ac | Inverters | 0.36 |  | 41 |  |  | 0.96 |  | Other | behind panels
Solar Registration Program | NJSRRE1541535047 | Colts Neck | 7722 | 17 | 14.76 | Residential | Yes | Behind the Meter | Sunrun Installation Services, Inc. | JCP&L | Accepted | 2019-07-02 | 2019-07-05 | 2020-07-05 | LG Electronics | LG360Q1C-A5 | Solar Panels |  | 0.36 | 16 | 109 | 23 |  | Fixed | Roof
Solar Registration Program | NJSRRE1541535047 | Colts Neck | 7722 | 17 | 14.76 | Residential | Yes | Behind the Meter | Sunrun Installation Services, Inc. | JCP&L | Accepted | 2019-07-02 | 2019-07-05 | 2020-07-05 | LG Electronics | LG360Q1C-A5 | Solar Panels |  | 0.36 | 25 | 109 | 23 |  | Fixed | Roof
Solar Registration Program | NJSRRE1541535047 | Colts Neck | 7722 | 17 | 14.76 | Residential | Yes | Behind the Meter | Sunrun Installation Services, Inc. | JCP&L | Accepted | 2019-07-02 | 2019-07-05 | 2020-07-05 | Ningbo Ginlong Technologies | Solis-1P7.6K-4G-US | Inverters | 7600 |  | 1 |  |  | 0.96 |  | Outdoor | Next To Meter
Solar Registration Program | NJSRRE1541835671 | CLAYTON | 8312 | 15 | 14.76 | Residential | Yes | Behind the Meter | SEA BRIGHT SOLAR, LLC | AC Electric | Accepted | 2019-08-14 | 2019-08-23 | 2020-08-23 | SUNPOWER | SPR-X22-360-E-AC | Solar Panels |  | 0.36 | 41 | 180 | 30 |  | Fixed | Ground | YARD
Solar Registration Program | NJSRRE1541835671 | CLAYTON | 8312 | 15 | 14.76 | Residential | Yes | Behind the Meter | SEA BRIGHT SOLAR, LLC | AC Electric | Accepted | 2019-08-14 | 2019-08-23 | 2020-08-23 | SUNPOWER | SPR-X22-360-E-AC | Inverters | 320 |  | 41 |  |  | 0.97 |  | Outside | BENEATH ARRAY
Solar Registration Program | NJSRRE1541880174 | Franklin Township | 8873 | 5 | 14.76 | Residential | No | Behind the Meter | SunPower Corporation, Systems | PSE&G | Accepted | 2019-08-23 | 2019-08-27 | 2020-08-27 | SunPower | SPR-X22-360-E-AC | Solar Panels |  | 0.36 | 26 | 40 | 194 |  | Fixed | Roof
Solar Registration Program | NJSRRE1541880174 | Franklin Township | 8873 | 5 | 14.76 | Residential | No | Behind the Meter | SunPower Corporation, Systems | PSE&G | Accepted | 2019-08-23 | 2019-08-27 | 2020-08-27 | SunPower | SPR-X22-360-E-AC | Solar Panels |  | 0.36 | 15 | 40 | 194 |  | Fixed | Roof
Solar Registration Program | NJSRRE1541880174 | Franklin Township | 8873 | 5 | 14.76 | Residential | No | Behind the Meter | SunPower Corporation, Systems | PSE&G | Accepted | 2019-08-23 | 2019-08-27 | 2020-08-27 | SunPower | SPR-X22-360-E-AC | Inverters | 320 |  | 41 |  |  | 0.96 |  | Other | under each panel
Solar Registration Program | NJSRRE1542372722 | Sicklerville | 8081 | 14 | 14.76 | Residential | Yes | Behind the Meter | Sun Up Zero Down | AC Electric | Accepted | 2019-09-09 | 2019-09-11 | 2020-09-11 | Sunpower | SPR-X22-360-BLK-C-AC | Solar Panels |  | 0.36 | 39 | 172 | 30 |  | Fixed | Roof
Solar Registration Program | NJSRRE1542372722 | Sicklerville | 8081 | 14 | 14.76 | Residential | Yes | Behind the Meter | Sun Up Zero Down | AC Electric | Accepted | 2019-09-09 | 2019-09-11 | 2020-09-11 | Sunpower | SPR-X22-360-BLK-C-AC | Solar Panels |  | 0.36 | 2 | 82 | 35 |  | Fixed | Roof
Solar Registration Program | NJSRRE1542372722 | Sicklerville | 8081 | 14 | 14.76 | Residential | Yes | Behind the Meter | Sun Up Zero Down | AC Electric | Accepted | 2019-09-09 | 2019-09-11 | 2020-09-11 | Sunpower | SPR-X22-360-BLK-C-AC | Inverters | 13120 |  | 41 |  |  | 0.96 |  | Other | behind panels
Solar Registration Program | NJSRRE1540307150 | Middlesex Boro | 8846 | 11 | 14.79 | Residential | No | Behind the Meter | Sunrun Installation Services, Inc. | PSE&G | Accepted | 2019-02-01 | 2019-02-04 | 2020-02-04 | REC Solar | REC290TP2 BLK | Solar Panels |  | 0.29 | 12 | 263 | 23 |  | Fixed | Roof
Solar Registration Program | NJSRRE1540307150 | Middlesex Boro | 8846 | 11 | 14.79 | Residential | No | Behind the Meter | Sunrun Installation Services, Inc. | PSE&G | Accepted | 2019-02-01 | 2019-02-04 | 2020-02-04 | REC Solar | REC290TP2 BLK | Solar Panels |  | 0.29 | 5 | 83 | 40 |  | Fixed | Roof
Solar Registration Program | NJSRRE1540307150 | Middlesex Boro | 8846 | 11 | 14.79 | Residential | No | Behind the Meter | Sunrun Installation Services, Inc. | PSE&G | Accepted | 2019-02-01 | 2019-02-04 | 2020-02-04 | REC Solar | REC290TP2 BLK | Solar Panels |  | 0.29 | 16 | 354 | 27 |  | Fixed | Roof
Solar Registration Program | NJSRRE1540307150 | Middlesex Boro | 8846 | 11 | 14.79 | Residential | No | Behind the Meter | Sunrun Installation Services, Inc. | PSE&G | Accepted | 2019-02-01 | 2019-02-04 | 2020-02-04 | REC Solar | REC290TP2 BLK | Solar Panels |  | 0.29 | 18 | 174 | 27 |  | Fixed | Roof
Solar Registration Program | NJSRRE1540307150 | Middlesex Boro | 8846 | 11 | 14.79 | Residential | No | Behind the Meter | Sunrun Installation Services, Inc. | PSE&G | Accepted | 2019-02-01 | 2019-02-04 | 2020-02-04 | SolarEdge Technologies | SE11400H-USRGM | Inverters | 11400 |  | 1 |  |  | 0.96 |  | Outdoor | Next To Meter
Solar Registration Program | NJSRRE1540307150 | Middlesex Boro | 8846 | 11 | 14.79 | Residential | No | Behind the Meter | Sunrun Installation Services, Inc. | PSE&G | Accepted | 2019-02-01 | 2019-02-04 | 2020-02-04 | SolarEdge Technologies | SE3000H-USRGM | Inverters | 3000 |  | 1 |  |  | 0.96 |  | Outdoor | Next To Meter
Solar Registration Program | NJSRRE1540491178 | Belford | 7718 | 17 | 14.79 | Residential | Yes | Behind the Meter | Sunrun Installation Services, Inc. | JCP&L | Accepted | 2019-03-15 | 2019-03-18 | 2020-03-18 | REC Solar | REC290TP2 BLK | Solar Panels |  | 0.29 | 25 | 1 | 18 |  | Fixed | Roof
Solar Registration Program | NJSRRE1540491178 | Belford | 7718 | 17 | 14.79 | Residential | Yes | Behind the Meter | Sunrun Installation Services, Inc. | JCP&L | Accepted | 2019-03-15 | 2019-03-18 | 2020-03-18 | REC Solar | REC290TP2 BLK | Solar Panels |  | 0.29 | 8 | 271 | 18 |  | Fixed | Roof
Solar Registration Program | NJSRRE1540491178 | Belford | 7718 | 17 | 14.79 | Residential | Yes | Behind the Meter | Sunrun Installation Services, Inc. | JCP&L | Accepted | 2019-03-15 | 2019-03-18 | 2020-03-18 | REC Solar | REC290TP2 BLK | Solar Panels |  | 0.29 | 18 | 181 | 18 |  | Fixed | Roof
Solar Registration Program | NJSRRE1540491178 | Belford | 7718 | 17 | 14.79 | Residential | Yes | Behind the Meter | Sunrun Installation Services, Inc. | JCP&L | Accepted | 2019-03-15 | 2019-03-18 | 2020-03-18 | SMA America | SB7.7-1SP-US-40 | Inverters | 7680 |  | 1 |  |  | 0.96 |  | Outdoor | Next To Meter
Solar Registration Program | NJSRRE1540491178 | Belford | 7718 | 17 | 14.79 | Residential | Yes | Behind the Meter | Sunrun Installation Services, Inc. | JCP&L | Accepted | 2019-03-15 | 2019-03-18 | 2020-03-18 | SMA America | SB6.0-1SP-US-40 | Inverters | 6000 |  | 1 |  |  | 0.96 |  | Outdoor | Next To Meter
Solar Registration Program | NJSRRE1542377447 | Green Brook Township | 8812 | 11 | 14.79 | Residential | No | Behind the Meter | Sunrun Installation Services, Inc. | PSE&G | Accepted | 2019-09-10 | 2019-09-12 | 2020-09-12 | REC Solar | REC290TP2 BLK | Solar Panels |  | 0.29 | 20 | 229 | 37 |  | Fixed | Roof
Solar Registration Program | NJSRRE1542377447 | Green Brook Township | 8812 | 11 | 14.79 | Residential | No | Behind the Meter | Sunrun Installation Services, Inc. | PSE&G | Accepted | 2019-09-10 | 2019-09-12 | 2020-09-12 | REC Solar | REC290TP2 BLK | Solar Panels |  | 0.29 | 8 | 141 | 37 |  | Fixed | Roof
Solar Registration Program | NJSRRE1542377447 | Green Brook Township | 8812 | 11 | 14.79 | Residential | No | Behind the Meter | Sunrun Installation Services, Inc. | PSE&G | Accepted | 2019-09-10 | 2019-09-12 | 2020-09-12 | REC Solar | REC290TP2 BLK | Solar Panels |  | 0.29 | 23 | 49 | 37 |  | Fixed | Roof
Solar Registration Program | NJSRRE1542377447 | Green Brook Township | 8812 | 11 | 14.79 | Residential | No | Behind the Meter | Sunrun Installation Services, Inc. | PSE&G | Accepted | 2019-09-10 | 2019-09-12 | 2020-09-12 | Ningbo Ginlong Technologies | Solis-1P10K-4G-US | Inverters | 10000 |  | 1 |  |  | 0.96 |  | Outdoor | Next To Meter
Solar Registration Program | NJSRRE1542377447 | Green Brook Township | 8812 | 11 | 14.79 | Residential | No | Behind the Meter | Sunrun Installation Services, Inc. | PSE&G | Accepted | 2019-09-10 | 2019-09-12 | 2020-09-12 | Ningbo Ginlong Technologies | Solis-1P6K-4G-US | Inverters | 6000 |  | 1 |  |  | 0.96 |  | Outdoor | Next To Meter
Solar Registration Program | NJSRRE1542390073 | Galloway | 8205 | 19 | 14.8 | Residential | Yes | Behind the Meter | Castle Energy, LLC | AC Electric | Accepted | 2019-09-11 | 2019-09-30 | 2020-09-30 | SunPower | SPR-X22-370-E-AC | Solar Panels |  | 0.37 | 40 | 111 | 34 |  | Fixed | Roof
Solar Registration Program | NJSRRE1542390073 | Galloway | 8205 | 19 | 14.8 | Residential | Yes | Behind the Meter | Castle Energy, LLC | AC Electric | Accepted | 2019-09-11 | 2019-09-30 | 2020-09-30 | SunPower | SPR-X22-370-E-AC Type E | Inverters | 320 |  | 40 |  |  | 0.975 |  | Outside | on the rooftop under each solar panel
Solar Registration Program | NJSRRE1542512449 | Paramus | 7652 | 7 | 14.8 | Residential | Yes | Behind the Meter | SunPower Corporation, Systems | PSE&G | Accepted | 2019-10-07 | 2019-10-09 | 2020-10-09 | SUNPOWER | SPR-A400-G-AC | Solar Panels |  | 0.4 | 9 | 108 | 30 |  | Fixed | Roof
Solar Registration Program | NJSRRE1542512449 | Paramus | 7652 | 7 | 14.8 | Residential | Yes | Behind the Meter | SunPower Corporation, Systems | PSE&G | Accepted | 2019-10-07 | 2019-10-09 | 2020-10-09 | SUNPOWER | SPR-A400-G-AC | Solar Panels |  | 0.4 | 15 | 198 | 35 |  | Fixed | Roof
Solar Registration Program | NJSRRE1542512449 | Paramus | 7652 | 7 | 14.8 | Residential | Yes | Behind the Meter | SunPower Corporation, Systems | PSE&G | Accepted | 2019-10-07 | 2019-10-09 | 2020-10-09 | SUNPOWER | SPR-A400-G-AC | Solar Panels |  | 0.4 | 6 | 18 | 35 |  | Fixed | Roof
Solar Registration Program | NJSRRE1542512449 | Paramus | 7652 | 7 | 14.8 | Residential | Yes | Behind the Meter | SunPower Corporation, Systems | PSE&G | Accepted | 2019-10-07 | 2019-10-09 | 2020-10-09 | SUNPOWER | SPR-A400-G-AC | Solar Panels |  | 0.4 | 7 | 288 | 30 |  | Fixed | Roof
Solar Registration Program | NJSRRE1542512449 | Paramus | 7652 | 7 | 14.8 | Residential | Yes | Behind the Meter | SunPower Corporation, Systems | PSE&G | Accepted | 2019-10-07 | 2019-10-09 | 2020-10-09 | SUNPOWER | SPR-A400-G-AC | Inverters | 320 |  | 37 |  |  | 0.97 |  | Other | under each panel
Solar Registration Program | NJSRRE1540364778 | South Amboy | 8879 | 11 | 14.81 | Residential | Yes | Behind the Meter | Vivint Solar Developer, LLC | JCP&L | Accepted | 2019-02-14 | 2019-02-18 | 2020-02-18 | Hanwha Solar | Q.PEAK DUO BLK-G5 315 | Solar Panels |  | 0.315 | 25 | 195 | 30 |  | Fixed | Roof
Solar Registration Program | NJSRRE1540364778 | South Amboy | 8879 | 11 | 14.81 | Residential | Yes | Behind the Meter | Vivint Solar Developer, LLC | JCP&L | Accepted | 2019-02-14 | 2019-02-18 | 2020-02-18 | Hanwha Solar | Q.PEAK DUO BLK-G5 315 | Solar Panels |  | 0.315 | 22 | 15 | 30 |  | Fixed | Roof
Solar Registration Program | NJSRRE1540364778 | South Amboy | 8879 | 11 | 14.81 | Residential | Yes | Behind the Meter | Vivint Solar Developer, LLC | JCP&L | Accepted | 2019-02-14 | 2019-02-18 | 2020-02-18 | Solar Edge | SE10000H-US000BNC4 | Inverters | 10000 |  | 1 |  |  | 0.992 |  | Outdoor | Near the Utility Meter
Solar Registration Program | NJSRRE1540833299 | LITTLE FERRY | 7643 | 7 | 14.81 | Residential | Yes | Behind the Meter | Vivint Solar Developer, LLC | PSE&G | Accepted | 2019-04-09 | 2019-04-10 | 2020-04-10 | Hanwha Solar | Q.PEAK BLK-G5 315 | Solar Panels |  | 0.315 | 16 | 87 | 26 |  | Fixed | Roof
Solar Registration Program | NJSRRE1540833299 | LITTLE FERRY | 7643 | 7 | 14.81 | Residential | Yes | Behind the Meter | Vivint Solar Developer, LLC | PSE&G | Accepted | 2019-04-09 | 2019-04-10 | 2020-04-10 | Hanwha Solar | Q.PEAK BLK-G5 315 | Solar Panels |  | 0.315 | 7 | 357 | 26 |  | Fixed | Roof
Solar Registration Program | NJSRRE1540833299 | LITTLE FERRY | 7643 | 7 | 14.81 | Residential | Yes | Behind the Meter | Vivint Solar Developer, LLC | PSE&G | Accepted | 2019-04-09 | 2019-04-10 | 2020-04-10 | Hanwha Solar | Q.PEAK BLK-G5 315 | Solar Panels |  | 0.315 | 18 | 267 | 26 |  | Fixed | Roof
Solar Registration Program | NJSRRE1540833299 | LITTLE FERRY | 7643 | 7 | 14.81 | Residential | Yes | Behind the Meter | Vivint Solar Developer, LLC | PSE&G | Accepted | 2019-04-09 | 2019-04-10 | 2020-04-10 | Hanwha Solar | Q.PEAK BLK-G5 315 | Solar Panels |  | 0.315 | 6 | 177 | 26 |  | Fixed | Roof
Solar Registration Program | NJSRRE1540833299 | LITTLE FERRY | 7643 | 7 | 14.81 | Residential | Yes | Behind the Meter | Vivint Solar Developer, LLC | PSE&G | Accepted | 2019-04-09 | 2019-04-10 | 2020-04-10 | Solar Edge | SE10000H-US | Inverters | 10000 |  | 1 |  |  | 0.992 |  | Outdoor | Near the Utility Meter
Solar Registration Program | NJSRRE1540904863 | HOWELL | 7731 | 17 | 14.81 | Residential | Yes | Behind the Meter | Vivint Solar Developer, LLC | JCP&L | Accepted | 2019-04-30 | 2019-05-01 | 2020-05-01 | Hanwha Solar | Q.PEAK BLK-G5 315 | Solar Panels |  | 0.315 | 27 | 203 | 21 |  | Fixed | Roof
Solar Registration Program | NJSRRE1540904863 | HOWELL | 7731 | 17 | 14.81 | Residential | Yes | Behind the Meter | Vivint Solar Developer, LLC | JCP&L | Accepted | 2019-04-30 | 2019-05-01 | 2020-05-01 | Hanwha Solar | Q.PEAK BLK-G5 315 | Solar Panels |  | 0.315 | 17 | 23 | 21 |  | Fixed | Roof
Solar Registration Program | NJSRRE1540904863 | HOWELL | 7731 | 17 | 14.81 | Residential | Yes | Behind the Meter | Vivint Solar Developer, LLC | JCP&L | Accepted | 2019-04-30 | 2019-05-01 | 2020-05-01 | Hanwha Solar | Q.PEAK BLK-G5 315 | Solar Panels |  | 0.315 | 3 | 203 | 21 |  | Fixed | Roof
Solar Registration Program | NJSRRE1540904863 | HOWELL | 7731 | 17 | 14.81 | Residential | Yes | Behind the Meter | Vivint Solar Developer, LLC | JCP&L | Accepted | 2019-04-30 | 2019-05-01 | 2020-05-01 | Solar Edge | SE10000H-Us | Inverters | 10000 |  | 1 |  |  | 0.992 |  | Outdoor | Near the Utility Meter
Solar Registration Program | NJSRRE1540980116 | MARGATE CITY | 8402 | 19 | 14.81 | Residential | No | Behind the Meter | Vivint Solar Developer, LLC | AC Electric | Accepted | 2019-05-13 | 2019-05-14 | 2020-05-14 | Hanwha Solar | Q.PEAK DUO BLK-G5 315 | Solar Panels |  | 0.315 | 6 | 143 | 33 |  | Fixed | Roof
Solar Registration Program | NJSRRE1540980116 | MARGATE CITY | 8402 | 19 | 14.81 | Residential | No | Behind the Meter | Vivint Solar Developer, LLC | AC Electric | Accepted | 2019-05-13 | 2019-05-14 | 2020-05-14 | Hanwha Solar | Q.PEAK DUO BLK-G5 315 | Solar Panels |  | 0.315 | 5 | 233 | 33 |  | Fixed | Roof
Solar Registration Program | NJSRRE1540980116 | MARGATE CITY | 8402 | 19 | 14.81 | Residential | No | Behind the Meter | Vivint Solar Developer, LLC | AC Electric | Accepted | 2019-05-13 | 2019-05-14 | 2020-05-14 | Hanwha Solar | Q.PEAK DUO BLK-G5 315 | Solar Panels |  | 0.315 | 6 | 53 | 33 |  | Fixed | Roof
Solar Registration Program | NJSRRE1540980116 | MARGATE CITY | 8402 | 19 | 14.81 | Residential | No | Behind the Meter | Vivint Solar Developer, LLC | AC Electric | Accepted | 2019-05-13 | 2019-05-14 | 2020-05-14 | Hanwha Solar | Q.PEAK DUO BLK-G5 315 | Solar Panels |  | 0.315 | 12 | 323 | 33 |  | Fixed | Roof
Solar Registration Program | NJSRRE1540980116 | MARGATE CITY | 8402 | 19 | 14.81 | Residential | No | Behind the Meter | Vivint Solar Developer, LLC | AC Electric | Accepted | 2019-05-13 | 2019-05-14 | 2020-05-14 | Hanwha Solar | Q.PEAK DUO BLK-G5 315 | Solar Panels |  | 0.315 | 9 | 53 | 26 |  | Fixed | Roof
Solar Registration Program | NJSRRE1540980116 | MARGATE CITY | 8402 | 19 | 14.81 | Residential | No | Behind the Meter | Vivint Solar Developer, LLC | AC Electric | Accepted | 2019-05-13 | 2019-05-14 | 2020-05-14 | Hanwha Solar | Q.PEAK DUO BLK-G5 315 | Solar Panels |  | 0.315 | 9 | 233 | 26 |  | Fixed | Roof
Solar Registration Program | NJSRRE1540980116 | MARGATE CITY | 8402 | 19 | 14.81 | Residential | No | Behind the Meter | Vivint Solar Developer, LLC | AC Electric | Accepted | 2019-05-13 | 2019-05-14 | 2020-05-14 | Solar Edge | SE10000H-US | Inverters | 10000 |  | 1 |  |  | 0.992 |  | Outdoor | Near the Utility Meter
Solar Registration Program | NJSRRE1540989358 | Long Branch | 7740 | 17 | 14.81 | Residential | Yes | Behind the Meter | Vivint Solar Developer, LLC | JCP&L | Accepted | 2019-05-16 | 2019-05-17 | 2020-05-17 | HANWHA SOLAR | Q.PEAK BLK-G5 315 | Solar Panels |  | 0.315 | 17 | 121 | 30 |  | Fixed | Roof
Solar Registration Program | NJSRRE1540989358 | Long Branch | 7740 | 17 | 14.81 | Residential | Yes | Behind the Meter | Vivint Solar Developer, LLC | JCP&L | Accepted | 2019-05-16 | 2019-05-17 | 2020-05-17 | HANWHA SOLAR | Q.PEAK BLK-G5 315 | Solar Panels |  | 0.315 | 27 | 301 | 30 |  | Fixed | Roof
Solar Registration Program | NJSRRE1540989358 | Long Branch | 7740 | 17 | 14.81 | Residential | Yes | Behind the Meter | Vivint Solar Developer, LLC | JCP&L | Accepted | 2019-05-16 | 2019-05-17 | 2020-05-17 | HANWHA SOLAR | Q.PEAK BLK-G5 315 | Solar Panels |  | 0.315 | 3 | 211 | 30 |  | Fixed | Roof
Solar Registration Program | NJSRRE1540989358 | Long Branch | 7740 | 17 | 14.81 | Residential | Yes | Behind the Meter | Vivint Solar Developer, LLC | JCP&L | Accepted | 2019-05-16 | 2019-05-17 | 2020-05-17 | SOLAR EDGE | SE10000H-US | Inverters | 10000 |  | 1 |  |  | 0.992 |  | Outdoor | Near the Utility Meter
Solar Registration Program | NJSRRE1541414116 | West Deptford | 8096 | 15 | 14.81 | Residential | Yes | Behind the Meter | Trinity Solar | PSE&G | Accepted | 2019-06-17 | 2019-06-19 | 2020-06-19 | Hanwha | Q.PEAK DUO BLK-G5 315 | Solar Panels |  | 0.315 | 3 | 69 | 37 |  | Fixed | Roof
Solar Registration Program | NJSRRE1541414116 | West Deptford | 8096 | 15 | 14.81 | Residential | Yes | Behind the Meter | Trinity Solar | PSE&G | Accepted | 2019-06-17 | 2019-06-19 | 2020-06-19 | Hanwha | Q.PEAK DUO BLK-G5 315 | Solar Panels |  | 0.315 | 21 | 159 | 37 |  | Fixed | Roof
Solar Registration Program | NJSRRE1541414116 | West Deptford | 8096 | 15 | 14.81 | Residential | Yes | Behind the Meter | Trinity Solar | PSE&G | Accepted | 2019-06-17 | 2019-06-19 | 2020-06-19 | Hanwha | Q.PEAK DUO BLK-G5 315 | Solar Panels |  | 0.315 | 10 | 159 | 37 |  | Fixed | Roof
Solar Registration Program | NJSRRE1541414116 | West Deptford | 8096 | 15 | 14.81 | Residential | Yes | Behind the Meter | Trinity Solar | PSE&G | Accepted | 2019-06-17 | 2019-06-19 | 2020-06-19 | Hanwha | Q.PEAK DUO BLK-G5 315 | Solar Panels |  | 0.315 | 5 | 249 | 37 |  | Fixed | Roof
Solar Registration Program | NJSRRE1541414116 | West Deptford | 8096 | 15 | 14.81 | Residential | Yes | Behind the Meter | Trinity Solar | PSE&G | Accepted | 2019-06-17 | 2019-06-19 | 2020-06-19 | Hanwha | Q.PEAK DUO BLK-G5 315 | Solar Panels |  | 0.315 | 3 | 249 | 37 |  | Fixed | Roof
Solar Registration Program | NJSRRE1541414116 | West Deptford | 8096 | 15 | 14.81 | Residential | Yes | Behind the Meter | Trinity Solar | PSE&G | Accepted | 2019-06-17 | 2019-06-19 | 2020-06-19 | Hanwha | Q.PEAK DUO BLK-G5 315 | Solar Panels |  | 0.315 | 5 | 69 | 37 |  | Fixed | Roof
Solar Registration Program | NJSRRE1541414116 | West Deptford | 8096 | 15 | 14.81 | Residential | Yes | Behind the Meter | Trinity Solar | PSE&G | Accepted | 2019-06-17 | 2019-06-19 | 2020-06-19 | Solar Edge | 11400 | Inverters | 11400 |  | 1 |  |  | 0.97 |  | Outside | side of home
Solar Registration Program | NJSRRE1541481629 | Township of Washington | 7676 | 7 | 14.81 | Residential | Yes | Behind the Meter | Pro Custom Solar dba Momentum Solar | PSE&G | Accepted | 2019-06-25 | 2019-06-28 | 2020-06-28 | HANWHA | Q.PEAK DUO BLK-G5 315 | Solar Panels |  | 0.315 | 20 | 261 | 35 |  | Fixed | Roof
Solar Registration Program | NJSRRE1541481629 | Township of Washington | 7676 | 7 | 14.81 | Residential | Yes | Behind the Meter | Pro Custom Solar dba Momentum Solar | PSE&G | Accepted | 2019-06-25 | 2019-06-28 | 2020-06-28 | HANWHA | Q.PEAK DUO BLK-G5 315 | Solar Panels |  | 0.315 | 27 | 81 | 35 |  | Fixed | Roof
Solar Registration Program | NJSRRE1541481629 | Township of Washington | 7676 | 7 | 14.81 | Residential | Yes | Behind the Meter | Pro Custom Solar dba Momentum Solar | PSE&G | Accepted | 2019-06-25 | 2019-06-28 | 2020-06-28 | ENPHASE | IQ7-60-2-US | Inverters | 250 |  | 47 |  |  | 0.97 |  | Outdoor | ROOF
Solar Registration Program | NJSRRE1541520549 | Sewell | 8080 | 15 | 14.81 | Residential | Yes | Behind the Meter | Trinity Solar | AC Electric | Accepted | 2019-07-02 | 2019-07-05 | 2020-07-05 | Hanwha | Q.PEAK DUO BLK-G5 315 | Solar Panels |  | 0.315 | 39 | 225 | 45 |  | Fixed | Roof
Solar Registration Program | NJSRRE1541520549 | Sewell | 8080 | 15 | 14.81 | Residential | Yes | Behind the Meter | Trinity Solar | AC Electric | Accepted | 2019-07-02 | 2019-07-05 | 2020-07-05 | Hanwha | Q.PEAK DUO BLK-G5 315 | Solar Panels |  | 0.315 | 8 | 225 | 21 |  | Fixed | Roof
Solar Registration Program | NJSRRE1541520549 | Sewell | 8080 | 15 | 14.81 | Residential | Yes | Behind the Meter | Trinity Solar | AC Electric | Accepted | 2019-07-02 | 2019-07-05 | 2020-07-05 | Solar Edge | SE11400 | Inverters | 11400 |  | 1 |  |  | 0.97 |  | Outside | side of home
Solar Registration Program | NJSRRE1541623993 | HAWORTH | 7641 | 7 | 14.81 | Residential | Yes | Behind the Meter | Vivint Solar Developer, LLC | PSE&G | Accepted | 2019-07-12 | 2019-07-12 | 2020-07-12 | Hanwha Solar | Q.PEAK BLK-G5 315 | Solar Panels |  | 0.315 | 19 | 274 | 34 |  | Fixed | Roof
Solar Registration Program | NJSRRE1541623993 | HAWORTH | 7641 | 7 | 14.81 | Residential | Yes | Behind the Meter | Vivint Solar Developer, LLC | PSE&G | Accepted | 2019-07-12 | 2019-07-12 | 2020-07-12 | Hanwha Solar | Q.PEAK BLK-G5 315 | Solar Panels |  | 0.315 | 3 | 274 | 34 |  | Fixed | Roof
Solar Registration Program | NJSRRE1541623993 | HAWORTH | 7641 | 7 | 14.81 | Residential | Yes | Behind the Meter | Vivint Solar Developer, LLC | PSE&G | Accepted | 2019-07-12 | 2019-07-12 | 2020-07-12 | Hanwha Solar | Q.PEAK BLK-G5 315 | Solar Panels |  | 0.315 | 3 | 184 | 34 |  | Fixed | Roof
Solar Registration Program | NJSRRE1541623993 | HAWORTH | 7641 | 7 | 14.81 | Residential | Yes | Behind the Meter | Vivint Solar Developer, LLC | PSE&G | Accepted | 2019-07-12 | 2019-07-12 | 2020-07-12 | Hanwha Solar | Q.PEAK BLK-G5 315 | Solar Panels |  | 0.315 | 6 | 94 | 34 |  | Fixed | Roof
Solar Registration Program | NJSRRE1541623993 | HAWORTH | 7641 | 7 | 14.81 | Residential | Yes | Behind the Meter | Vivint Solar Developer, LLC | PSE&G | Accepted | 2019-07-12 | 2019-07-12 | 2020-07-12 | Hanwha Solar | Q.PEAK BLK-G5 315 | Solar Panels |  | 0.315 | 8 | 94 | 34 |  | Fixed | Roof
Solar Registration Program | NJSRRE1541623993 | HAWORTH | 7641 | 7 | 14.81 | Residential | Yes | Behind the Meter | Vivint Solar Developer, LLC | PSE&G | Accepted | 2019-07-12 | 2019-07-12 | 2020-07-12 | Hanwha Solar | Q.PEAK BLK-G5 315 | Solar Panels |  | 0.315 | 8 | 4 | 34 |  | Fixed | Roof
Solar Registration Program | NJSRRE1541623993 | HAWORTH | 7641 | 7 | 14.81 | Residential | Yes | Behind the Meter | Vivint Solar Developer, LLC | PSE&G | Accepted | 2019-07-12 | 2019-07-12 | 2020-07-12 | SolarEdge | SE10000H-US | Inverters | 10000 |  | 1 |  |  | 0.992 |  | Outdoor | Near The Utility Meter
Solar Registration Program | NJSRRE1541623993 | HAWORTH | 7641 | 7 | 14.81 | Residential | Yes | Behind the Meter | Vivint Solar Developer, LLC | PSE&G | Accepted | 2019-07-12 | 2019-07-12 | 2020-07-12 | SolarEdge | SE10000H-US | Inverters | 10000 |  | 1 |  |  | 0.992 |  | Outdoor | Near The Utility Meter
Solar Registration Program | NJSRRE1541623993 | HAWORTH | 7641 | 7 | 14.81 | Residential | Yes | Behind the Meter | Vivint Solar Developer, LLC | PSE&G | Accepted | 2019-07-12 | 2019-07-12 | 2020-07-12 | SolarEdge | SE10000H-US | Inverters | 10000 |  | 1 |  |  | 0.992 |  | Outdoor | Near The Utility Meter
Solar Registration Program | NJSRRE1541676433 | Titusville | 8560 | 12 | 14.81 | Residential | Yes | Behind the Meter | Vivint Solar Developer, LLC | PSE&G | Accepted | 2019-07-18 | 2019-07-22 | 2020-07-22 | HANWHA SOLAR | Q.PEAK BLK-G5 315 | Solar Panels |  | 0.315 | 33 | 159 | 40 |  | Fixed | Roof
Solar Registration Program | NJSRRE1541676433 | Titusville | 8560 | 12 | 14.81 | Residential | Yes | Behind the Meter | Vivint Solar Developer, LLC | PSE&G | Accepted | 2019-07-18 | 2019-07-22 | 2020-07-22 | HANWHA SOLAR | Q.PEAK BLK-G5 315 | Solar Panels |  | 0.315 | 6 | 249 | 40 |  | Fixed | Roof
Solar Registration Program | NJSRRE1541676433 | Titusville | 8560 | 12 | 14.81 | Residential | Yes | Behind the Meter | Vivint Solar Developer, LLC | PSE&G | Accepted | 2019-07-18 | 2019-07-22 | 2020-07-22 | HANWHA SOLAR | Q.PEAK BLK-G5 315 | Solar Panels |  | 0.315 | 8 | 249 | 40 |  | Fixed | Roof
Solar Registration Program | NJSRRE1541676433 | Titusville | 8560 | 12 | 14.81 | Residential | Yes | Behind the Meter | Vivint Solar Developer, LLC | PSE&G | Accepted | 2019-07-18 | 2019-07-22 | 2020-07-22 | SOLAREDGE | SE10000H-US | Inverters | 10000 |  | 1 |  |  | 0.992 |  | Outdoor | Near The Utility Meter
Solar Registration Program | NJSRRE1541877920 | PLAINFIELD | 7060 | 10 | 14.81 | Residential | Yes | Behind the Meter | Vivint Solar Developer, LLC | PSE&G | Accepted | 2019-08-22 | 2019-08-27 | 2020-08-27 | Hanwha Solar | Q.PEAK BLK-G5 315 | Solar Panels |  | 0.315 | 28 | 131 | 23 |  | Fixed | Roof
Solar Registration Program | NJSRRE1541877920 | PLAINFIELD | 7060 | 10 | 14.81 | Residential | Yes | Behind the Meter | Vivint Solar Developer, LLC | PSE&G | Accepted | 2019-08-22 | 2019-08-27 | 2020-08-27 | Hanwha Solar | Q.PEAK BLK-G5 315 | Solar Panels |  | 0.315 | 19 | 311 | 23 |  | Fixed | Roof
Solar Registration Program | NJSRRE1541877920 | PLAINFIELD | 7060 | 10 | 14.81 | Residential | Yes | Behind the Meter | Vivint Solar Developer, LLC | PSE&G | Accepted | 2019-08-22 | 2019-08-27 | 2020-08-27 | Solar Edge | SE10000H-US | Inverters | 10000 |  | 1 |  |  | 0.992 |  | Outdoor | Near the Utility Meter
Solar Registration Program | NJSRRE1542345746 | Mount Holly | 8060 | 13 | 14.81 | Residential | Yes | Behind the Meter | Vivint Solar Developer, LLC | PSE&G | Accepted | 2019-09-06 | 2019-09-11 | 2020-09-11 | HANWHA SOLAR | Q.PEAK BLK-G5 315 | Solar Panels |  | 0.315 | 10 | 153 | 23 |  | Fixed | Roof
Solar Registration Program | NJSRRE1542345746 | Mount Holly | 8060 | 13 | 14.81 | Residential | Yes | Behind the Meter | Vivint Solar Developer, LLC | PSE&G | Accepted | 2019-09-06 | 2019-09-11 | 2020-09-11 | HANWHA SOLAR | Q.PEAK BLK-G5 315 | Solar Panels |  | 0.315 | 13 | 243 | 24 |  | Fixed | Roof
Solar Registration Program | NJSRRE1542345746 | Mount Holly | 8060 | 13 | 14.81 | Residential | Yes | Behind the Meter | Vivint Solar Developer, LLC | PSE&G | Accepted | 2019-09-06 | 2019-09-11 | 2020-09-11 | HANWHA SOLAR | Q.PEAK BLK-G5 315 | Solar Panels |  | 0.315 | 14 | 63 | 16 |  | Fixed | Roof
Solar Registration Program | NJSRRE1542345746 | Mount Holly | 8060 | 13 | 14.81 | Residential | Yes | Behind the Meter | Vivint Solar Developer, LLC | PSE&G | Accepted | 2019-09-06 | 2019-09-11 | 2020-09-11 | HANWHA SOLAR | Q.PEAK BLK-G5 315 | Solar Panels |  | 0.315 | 10 | 63 | 24 |  | Fixed | Roof
Solar Registration Program | NJSRRE1542345746 | Mount Holly | 8060 | 13 | 14.81 | Residential | Yes | Behind the Meter | Vivint Solar Developer, LLC | PSE&G | Accepted | 2019-09-06 | 2019-09-11 | 2020-09-11 | SOLAR EDGE | SE10000H-US000BNC4 | Inverters | 10000 |  | 1 |  |  | 0.992 |  | Outdoor | Near the Utility Meter
Solar Registration Program | NJSRRE1542407211 | TOMS RIVER | 8753 | 18 | 14.81 | Residential | Yes | Behind the Meter | Vivint Solar Developer, LLC | JCP&L | Accepted | 2019-09-18 | 2019-09-18 | 2020-09-18 | Hanwha | Q.PEAK DUO BLK-G5 315w | Solar Panels |  | 0.315 | 16 | 116 | 19 |  | Fixed | Roof
Solar Registration Program | NJSRRE1542407211 | TOMS RIVER | 8753 | 18 | 14.81 | Residential | Yes | Behind the Meter | Vivint Solar Developer, LLC | JCP&L | Accepted | 2019-09-18 | 2019-09-18 | 2020-09-18 | Hanwha | Q.PEAK DUO BLK-G5 315w | Solar Panels |  | 0.315 | 21 | 296 | 19 |  | Fixed | Roof
Solar Registration Program | NJSRRE1542407211 | TOMS RIVER | 8753 | 18 | 14.81 | Residential | Yes | Behind the Meter | Vivint Solar Developer, LLC | JCP&L | Accepted | 2019-09-18 | 2019-09-18 | 2020-09-18 | Hanwha | Q.PEAK DUO BLK-G5 315w | Solar Panels |  | 0.315 | 10 | 206 | 19 |  | Fixed | Roof
Solar Registration Program | NJSRRE1542407211 | TOMS RIVER | 8753 | 18 | 14.81 | Residential | Yes | Behind the Meter | Vivint Solar Developer, LLC | JCP&L | Accepted | 2019-09-18 | 2019-09-18 | 2020-09-18 | Solar Edge | SE10000H-US000BNC4 | Inverters | 10000 |  | 1 |  |  | 0.992 |  | Outdoor | Near the Utility Meter
Solar Registration Program | NJSRRE1542411788 | Edison | 8817 | 11 | 14.81 | Residential | No | Behind the Meter | Suntuity Solar LLC | PSE&G | Accepted | 2019-09-17 | 2019-09-19 | 2020-09-19 | Yingli Green Energy | YL315D-30b | Solar Panels |  | 0.315 | 17 | 175 | 23 |  | Fixed | Roof
Solar Registration Program | NJSRRE1542411788 | Edison | 8817 | 11 | 14.81 | Residential | No | Behind the Meter | Suntuity Solar LLC | PSE&G | Accepted | 2019-09-17 | 2019-09-19 | 2020-09-19 | Yingli Green Energy | YL315D-30b | Solar Panels |  | 0.315 | 30 | 175 | 6 |  | Fixed | Roof
Solar Registration Program | NJSRRE1542411788 | Edison | 8817 | 11 | 14.81 | Residential | No | Behind the Meter | Suntuity Solar LLC | PSE&G | Accepted | 2019-09-17 | 2019-09-19 | 2020-09-19 | Enphase Energy | IQ7-60-2-US | Inverters | 240 |  | 47 |  |  | 0.97 |  | Outdoor | Behind the PV Modules
Solar Registration Program | NJSRRE1542412348 | Millville | 8332 | 20 | 14.81 | Residential | No | Behind the Meter | Pro Custom Solar dba Momentum Solar | AC Electric | Accepted | 2019-09-17 | 2019-09-19 | 2020-09-19 | HANWHA | Q.PEAK DUO BLK-G5 315 | Solar Panels |  | 0.315 | 23 | 195 | 18 |  | Fixed | Roof
Solar Registration Program | NJSRRE1542412348 | Millville | 8332 | 20 | 14.81 | Residential | No | Behind the Meter | Pro Custom Solar dba Momentum Solar | AC Electric | Accepted | 2019-09-17 | 2019-09-19 | 2020-09-19 | HANWHA | Q.PEAK DUO BLK-G5 315 | Solar Panels |  | 0.315 | 21 | 195 | 45 |  | Fixed | Roof
Solar Registration Program | NJSRRE1542412348 | Millville | 8332 | 20 | 14.81 | Residential | No | Behind the Meter | Pro Custom Solar dba Momentum Solar | AC Electric | Accepted | 2019-09-17 | 2019-09-19 | 2020-09-19 | HANWHA | Q.PEAK DUO BLK-G5 315 | Solar Panels |  | 0.315 | 3 | 15 | 28 |  | Fixed | Roof
Solar Registration Program | NJSRRE1542412348 | Millville | 8332 | 20 | 14.81 | Residential | No | Behind the Meter | Pro Custom Solar dba Momentum Solar | AC Electric | Accepted | 2019-09-17 | 2019-09-19 | 2020-09-19 | Enphase Energy | IQ6-60-2-US | Inverters | 240 |  | 47 |  |  | 0.97 |  | Outdoor | Roof
Solar Registration Program | NJSRRE1542421570 | Deptford Township | 8096 | 15 | 14.81 | Residential | Yes | Behind the Meter | Suntuity Solar LLC | PSE&G | Accepted | 2019-09-19 | 2019-09-24 | 2020-09-24 | Yingli Green Energy | YL315D-30b | Solar Panels |  | 0.315 | 15 | 139 | 35 |  | Fixed | Roof
Solar Registration Program | NJSRRE1542421570 | Deptford Township | 8096 | 15 | 14.81 | Residential | Yes | Behind the Meter | Suntuity Solar LLC | PSE&G | Accepted | 2019-09-19 | 2019-09-24 | 2020-09-24 | Yingli Green Energy | YL315D-30b | Solar Panels |  | 0.315 | 18 | 139 | 5 |  | Fixed | Roof
Solar Registration Program | NJSRRE1542421570 | Deptford Township | 8096 | 15 | 14.81 | Residential | Yes | Behind the Meter | Suntuity Solar LLC | PSE&G | Accepted | 2019-09-19 | 2019-09-24 | 2020-09-24 | Yingli Green Energy | YL315D-30b | Solar Panels |  | 0.315 | 4 | 229 | 32 |  | Fixed | Roof
Solar Registration Program | NJSRRE1542421570 | Deptford Township | 8096 | 15 | 14.81 | Residential | Yes | Behind the Meter | Suntuity Solar LLC | PSE&G | Accepted | 2019-09-19 | 2019-09-24 | 2020-09-24 | Yingli Green Energy | YL315D-30b | Solar Panels |  | 0.315 | 10 | 319 | 35 |  | Fixed | Roof
Solar Registration Program | NJSRRE1542421570 | Deptford Township | 8096 | 15 | 14.81 | Residential | Yes | Behind the Meter | Suntuity Solar LLC | PSE&G | Accepted | 2019-09-19 | 2019-09-24 | 2020-09-24 | Enphase Energy | IQ7-60-2-US | Inverters | 240 |  | 47 |  |  | 0.97 |  | Outdoor | Behind the PV Modules
Solar Registration Program | NJSRRE1542428514 | Marlton | 8053 | 13 | 14.81 | Residential | No | Behind the Meter | Sun Up Zero Down | PSE&G | Final As-Built Received | 2019-09-23 | 2019-09-25 | 2020-09-25 | CertainTeed | CT315HC11-04 | Solar Panels |  | 0.315 | 5 | 131 | 23 |  | Fixed | Roof
Solar Registration Program | NJSRRE1542428514 | Marlton | 8053 | 13 | 14.81 | Residential | No | Behind the Meter | Sun Up Zero Down | PSE&G | Final As-Built Received | 2019-09-23 | 2019-09-25 | 2020-09-25 | CertainTeed | CT315HC11-04 | Solar Panels |  | 0.315 | 6 | 311 | 23 |  | Fixed | Roof
Solar Registration Program | NJSRRE1542428514 | Marlton | 8053 | 13 | 14.81 | Residential | No | Behind the Meter | Sun Up Zero Down | PSE&G | Final As-Built Received | 2019-09-23 | 2019-09-25 | 2020-09-25 | CertainTeed | CT315HC11-04 | Solar Panels |  | 0.315 | 6 | 131 | 23 |  | Fixed | Roof
Solar Registration Program | NJSRRE1542428514 | Marlton | 8053 | 13 | 14.81 | Residential | No | Behind the Meter | Sun Up Zero Down | PSE&G | Final As-Built Received | 2019-09-23 | 2019-09-25 | 2020-09-25 | CertainTeed | CT315HC11-04 | Solar Panels |  | 0.315 | 30 | 131 | 23 |  | Fixed | Roof
Solar Registration Program | NJSRRE1542428514 | Marlton | 8053 | 13 | 14.81 | Residential | No | Behind the Meter | Sun Up Zero Down | PSE&G | Final As-Built Received | 2019-09-23 | 2019-09-25 | 2020-09-25 | Solaredge | SE11400H-US | Inverters | 11400 |  | 1 |  |  | 0.98 |  | Other | outside wall
Solar Registration Program | NJSRRE1542431054 | PLEASANTVILLE | 8232 | 19 | 14.81 | Residential | Yes | Behind the Meter | Vivint Solar Developer, LLC | AC Electric | Accepted | 2019-09-24 | 2019-09-26 | 2020-09-26 | HANWHA SOLAR | Q.PEAK BLK-G5 315 | Solar Panels |  | 0.315 | 11 | 323 | 15 |  | Fixed | Roof
Solar Registration Program | NJSRRE1542431054 | PLEASANTVILLE | 8232 | 19 | 14.81 | Residential | Yes | Behind the Meter | Vivint Solar Developer, LLC | AC Electric | Accepted | 2019-09-24 | 2019-09-26 | 2020-09-26 | HANWHA SOLAR | Q.PEAK BLK-G5 315 | Solar Panels |  | 0.315 | 14 | 143 | 15 |  | Fixed | Roof
Solar Registration Program | NJSRRE1542431054 | PLEASANTVILLE | 8232 | 19 | 14.81 | Residential | Yes | Behind the Meter | Vivint Solar Developer, LLC | AC Electric | Accepted | 2019-09-24 | 2019-09-26 | 2020-09-26 | HANWHA SOLAR | Q.PEAK BLK-G5 315 | Solar Panels |  | 0.315 | 10 | 143 | 17 |  | Fixed | Roof
Solar Registration Program | NJSRRE1542431054 | PLEASANTVILLE | 8232 | 19 | 14.81 | Residential | Yes | Behind the Meter | Vivint Solar Developer, LLC | AC Electric | Accepted | 2019-09-24 | 2019-09-26 | 2020-09-26 | HANWHA SOLAR | Q.PEAK BLK-G5 315 | Solar Panels |  | 0.315 | 12 | 323 | 17 |  | Fixed | Roof
Solar Registration Program | NJSRRE1542431054 | PLEASANTVILLE | 8232 | 19 | 14.81 | Residential | Yes | Behind the Meter | Vivint Solar Developer, LLC | AC Electric | Accepted | 2019-09-24 | 2019-09-26 | 2020-09-26 | SOLAREDGE | SE10000H-US | Inverters | 10000 |  | 1 |  |  | 0.992 |  | Outdoor | Near Utility Meter
Solar Registration Program | NJSRRE1542448491 | Brielle | 8730 | 17 | 14.81 | Residential | No | Behind the Meter | Trinity Solar | JCP&L | Accepted | 2019-09-27 | 2019-10-01 | 2020-10-01 | Hanwha | Q.PEAK DUO BLK-G5 315 | Solar Panels |  | 0.315 | 32 | 219 | 34 |  | Fixed | Roof
Solar Registration Program | NJSRRE1542448491 | Brielle | 8730 | 17 | 14.81 | Residential | No | Behind the Meter | Trinity Solar | JCP&L | Accepted | 2019-09-27 | 2019-10-01 | 2020-10-01 | Hanwha | Q.PEAK DUO BLK-G5 315 | Solar Panels |  | 0.315 | 13 | 219 | 6 |  | Fixed | Roof
Solar Registration Program | NJSRRE1542448491 | Brielle | 8730 | 17 | 14.81 | Residential | No | Behind the Meter | Trinity Solar | JCP&L | Accepted | 2019-09-27 | 2019-10-01 | 2020-10-01 | Hanwha | Q.PEAK DUO BLK-G5 315 | Solar Panels |  | 0.315 | 2 | 219 | 34 |  | Fixed | Roof
Solar Registration Program | NJSRRE1542448491 | Brielle | 8730 | 17 | 14.81 | Residential | No | Behind the Meter | Trinity Solar | JCP&L | Accepted | 2019-09-27 | 2019-10-01 | 2020-10-01 | Solar Edge | SE11400 | Inverters | 11400 |  | 1 |  |  | 0.97 |  | Outside | side of home
Solar Registration Program | NJSRRE1542511134 | Williamstown | 8094 | 15 | 14.81 | Residential | No | Behind the Meter | Vivint Solar Developer, LLC | AC Electric | Accepted | 2019-10-07 | 2019-10-09 | 2020-10-09 | Hanwha Solar | Q.PEAK BLK-G5 315 | Solar Panels |  | 0.315 | 32 | 188 | 34 |  | Fixed | Roof
Solar Registration Program | NJSRRE1542511134 | Williamstown | 8094 | 15 | 14.81 | Residential | No | Behind the Meter | Vivint Solar Developer, LLC | AC Electric | Accepted | 2019-10-07 | 2019-10-09 | 2020-10-09 | Hanwha Solar | Q.PEAK BLK-G5 315 | Solar Panels |  | 0.315 | 15 | 188 | 33 |  | Fixed | Roof
Solar Registration Program | NJSRRE1542511134 | Williamstown | 8094 | 15 | 14.81 | Residential | No | Behind the Meter | Vivint Solar Developer, LLC | AC Electric | Accepted | 2019-10-07 | 2019-10-09 | 2020-10-09 | Solar Edge | SE10000H-US000BNC4 | Inverters | 10000 |  | 1 |  |  | 0.992 |  | Outdoor | near the utility meter
Solar Registration Program | NJSRRE1542524933 | Sewell | 8080 | 15 | 14.81 | Residential | No | Behind the Meter | Vivint Solar Developer, LLC | AC Electric | Accepted | 2019-10-10 | 2019-10-14 | 2020-10-14 | Hanwha Solar | Q.PEAK BLK-G5 315 | Solar Panels |  | 0.315 | 12 | 61 | 15 |  | Fixed | Roof
Solar Registration Program | NJSRRE1542524933 | Sewell | 8080 | 15 | 14.81 | Residential | No | Behind the Meter | Vivint Solar Developer, LLC | AC Electric | Accepted | 2019-10-10 | 2019-10-14 | 2020-10-14 | Hanwha Solar | Q.PEAK BLK-G5 315 | Solar Panels |  | 0.315 | 5 | 331 | 21 |  | Fixed | Roof
Solar Registration Program | NJSRRE1542524933 | Sewell | 8080 | 15 | 14.81 | Residential | No | Behind the Meter | Vivint Solar Developer, LLC | AC Electric | Accepted | 2019-10-10 | 2019-10-14 | 2020-10-14 | Hanwha Solar | Q.PEAK BLK-G5 315 | Solar Panels |  | 0.315 | 18 | 242 | 20 |  | Fixed | Roof
Solar Registration Program | NJSRRE1542524933 | Sewell | 8080 | 15 | 14.81 | Residential | No | Behind the Meter | Vivint Solar Developer, LLC | AC Electric | Accepted | 2019-10-10 | 2019-10-14 | 2020-10-14 | Hanwha Solar | Q.PEAK BLK-G5 315 | Solar Panels |  | 0.315 | 12 | 61 | 20 |  | Fixed | Roof
Solar Registration Program | NJSRRE1542524933 | Sewell | 8080 | 15 | 14.81 | Residential | No | Behind the Meter | Vivint Solar Developer, LLC | AC Electric | Accepted | 2019-10-10 | 2019-10-14 | 2020-10-14 | Solar Edge | SE10000H-US | Inverters | 10000 |  | 1 |  |  | 0.992 |  | Outdoor | Near the utility meter
Solar Registration Program | NJSRRE1542575470 | MOORESTOWN | 8057 | 13 | 14.81 | Residential | Yes | Behind the Meter | Vivint Solar Developer, LLC | PSE&G | Accepted | 2019-10-22 | 2019-10-24 | 2020-10-24 | Hanwha | Q.PEAK BLK-G5 315 | Solar Panels |  | 0.315 | 25 | 244 | 19 |  | Fixed | Roof
Solar Registration Program | NJSRRE1542575470 | MOORESTOWN | 8057 | 13 | 14.81 | Residential | Yes | Behind the Meter | Vivint Solar Developer, LLC | PSE&G | Accepted | 2019-10-22 | 2019-10-24 | 2020-10-24 | Hanwha | Q.PEAK BLK-G5 315 | Solar Panels |  | 0.315 | 4 | 64 | 19 |  | Fixed | Roof
Solar Registration Program | NJSRRE1542575470 | MOORESTOWN | 8057 | 13 | 14.81 | Residential | Yes | Behind the Meter | Vivint Solar Developer, LLC | PSE&G | Accepted | 2019-10-22 | 2019-10-24 | 2020-10-24 | Hanwha | Q.PEAK BLK-G5 315 | Solar Panels |  | 0.315 | 8 | 244 | 19 |  | Fixed | Roof
Solar Registration Program | NJSRRE1542575470 | MOORESTOWN | 8057 | 13 | 14.81 | Residential | Yes | Behind the Meter | Vivint Solar Developer, LLC | PSE&G | Accepted | 2019-10-22 | 2019-10-24 | 2020-10-24 | Hanwha | Q.PEAK BLK-G5 315 | Solar Panels |  | 0.315 | 10 | 64 | 19 |  | Fixed | Roof
Solar Registration Program | NJSRRE1542575470 | MOORESTOWN | 8057 | 13 | 14.81 | Residential | Yes | Behind the Meter | Vivint Solar Developer, LLC | PSE&G | Accepted | 2019-10-22 | 2019-10-24 | 2020-10-24 | Solar Edge | SE10000H-US | Inverters | 10000 |  | 1 |  |  | 0.992 |  | Outdoor | Near the Utility Meter
Solar Registration Program | NJSRRE1542832721 | UNION | 7083 | 10 | 14.81 | Residential | Yes | Behind the Meter | Vivint Solar Developer, LLC | PSE&G | Accepted | 2019-10-30 | 2019-11-01 | 2020-11-01 | HANWHA SOLAR | Q.PEAK BLK-G5 315 | Solar Panels |  | 0.315 | 7 | 278 | 34 |  | Fixed | Roof
Solar Registration Program | NJSRRE1542832721 | UNION | 7083 | 10 | 14.81 | Residential | Yes | Behind the Meter | Vivint Solar Developer, LLC | PSE&G | Accepted | 2019-10-30 | 2019-11-01 | 2020-11-01 | HANWHA SOLAR | Q.PEAK BLK-G5 315 | Solar Panels |  | 0.315 | 11 | 8 | 34 |  | Fixed | Roof
Solar Registration Program | NJSRRE1542832721 | UNION | 7083 | 10 | 14.81 | Residential | Yes | Behind the Meter | Vivint Solar Developer, LLC | PSE&G | Accepted | 2019-10-30 | 2019-11-01 | 2020-11-01 | HANWHA SOLAR | Q.PEAK BLK-G5 315 | Solar Panels |  | 0.315 | 7 | 98 | 16 |  | Fixed | Roof
Solar Registration Program | NJSRRE1542832721 | UNION | 7083 | 10 | 14.81 | Residential | Yes | Behind the Meter | Vivint Solar Developer, LLC | PSE&G | Accepted | 2019-10-30 | 2019-11-01 | 2020-11-01 | HANWHA SOLAR | Q.PEAK BLK-G5 315 | Solar Panels |  | 0.315 | 18 | 188 | 34 |  | Fixed | Roof
Solar Registration Program | NJSRRE1542832721 | UNION | 7083 | 10 | 14.81 | Residential | Yes | Behind the Meter | Vivint Solar Developer, LLC | PSE&G | Accepted | 2019-10-30 | 2019-11-01 | 2020-11-01 | HANWHA SOLAR | Q.PEAK BLK-G5 315 | Solar Panels |  | 0.315 | 4 | 98 | 34 |  | Fixed | Roof
Solar Registration Program | NJSRRE1542832721 | UNION | 7083 | 10 | 14.81 | Residential | Yes | Behind the Meter | Vivint Solar Developer, LLC | PSE&G | Accepted | 2019-10-30 | 2019-11-01 | 2020-11-01 | solar edge | SE10000H-US | Inverters | 10000 |  | 1 |  |  | 0.992 |  | Outdoor | near utility meter
Solar Registration Program | NJSRRE1542906288 | Garfield | 7026 | 7 | 14.81 | Residential | No | Behind the Meter | Advanced Solar & Energy Solutions, LLC | PSE&G | Accepted | 2019-11-02 | 2019-11-05 | 2020-11-05 | Trina Solar | TSM-315 | Solar Panels |  | 0.315 | 47 | 200 | 18 |  | Fixed | Roof
Solar Registration Program | NJSRRE1542906288 | Garfield | 7026 | 7 | 14.81 | Residential | No | Behind the Meter | Advanced Solar & Energy Solutions, LLC | PSE&G | Accepted | 2019-11-02 | 2019-11-05 | 2020-11-05 | Solar Edge | SE7600-UA | Inverters | 15200 |  | 2 |  |  | 0.97 |  | Indoor | in garage next to meter
Solar Registration Program | NJSRRE1543046380 | Sewell | 8080 | 15 | 14.81 | Residential | Yes | Behind the Meter | Trinity Solar | AC Electric | Accepted | 2019-11-07 | 2019-11-11 | 2020-11-11 | HANWHA | Q.PEAK DUO BLK-G5 315 | Solar Panels |  | 0.315 | 33 | 240 | 23 |  | Fixed | Roof
Solar Registration Program | NJSRRE1543046380 | Sewell | 8080 | 15 | 14.81 | Residential | Yes | Behind the Meter | Trinity Solar | AC Electric | Accepted | 2019-11-07 | 2019-11-11 | 2020-11-11 | HANWHA | Q.PEAK DUO BLK-G5 315 | Solar Panels |  | 0.315 | 14 | 60 | 23 |  | Fixed | Roof
Solar Registration Program | NJSRRE1543046380 | Sewell | 8080 | 15 | 14.81 | Residential | Yes | Behind the Meter | Trinity Solar | AC Electric | Accepted | 2019-11-07 | 2019-11-11 | 2020-11-11 | SOLAR EDGE | SE11400H-US | Inverters | 11400 |  | 1 |  |  | 0.97 |  | Outdoor | SIDE OF HOME
Solar Registration Program | NJSRRE1543417671 | Clementon | 8021 | 14 | 14.81 | Residential | Yes | Behind the Meter | Vivint Solar Developer, LLC | AC Electric | Accepted | 2019-11-18 | 2019-11-20 | 2020-11-20 | Hanwha | Q.PEAK BLK-G5 315 | Solar Panels |  | 0.315 | 16 | 210 | 18 |  | Fixed | Roof
Solar Registration Program | NJSRRE1543417671 | Clementon | 8021 | 14 | 14.81 | Residential | Yes | Behind the Meter | Vivint Solar Developer, LLC | AC Electric | Accepted | 2019-11-18 | 2019-11-20 | 2020-11-20 | Hanwha | Q.PEAK BLK-G5 315 | Solar Panels |  | 0.315 | 12 | 210 | 14 |  | Fixed | Roof
Solar Registration Program | NJSRRE1543417671 | Clementon | 8021 | 14 | 14.81 | Residential | Yes | Behind the Meter | Vivint Solar Developer, LLC | AC Electric | Accepted | 2019-11-18 | 2019-11-20 | 2020-11-20 | Hanwha | Q.PEAK BLK-G5 315 | Solar Panels |  | 0.315 | 10 | 30 | 18 |  | Fixed | Roof
Solar Registration Program | NJSRRE1543417671 | Clementon | 8021 | 14 | 14.81 | Residential | Yes | Behind the Meter | Vivint Solar Developer, LLC | AC Electric | Accepted | 2019-11-18 | 2019-11-20 | 2020-11-20 | Hanwha | Q.PEAK BLK-G5 315 | Solar Panels |  | 0.315 | 9 | 30 | 14 |  | Fixed | Roof
Solar Registration Program | NJSRRE1543417671 | Clementon | 8021 | 14 | 14.81 | Residential | Yes | Behind the Meter | Vivint Solar Developer, LLC | AC Electric | Accepted | 2019-11-18 | 2019-11-20 | 2020-11-20 | Solar Edge | SE10000H-US000BNC4 | Inverters | 10000 |  | 1 |  |  | 0.992 |  | Outdoor | Near the utility meter
Solar Registration Program | NJSRRE1543422217 | CHERRY HILL | 8002 | 14 | 14.81 | Residential | Yes | Behind the Meter | Vivint Solar Developer, LLC | PSE&G | Accepted | 2019-11-20 | 2019-11-22 | 2020-11-22 | Hanwha | Q.PEAK BLK-G5 315 | Solar Panels |  | 0.315 | 23 | 129 | 26 |  | Fixed | Roof
Solar Registration Program | NJSRRE1543422217 | CHERRY HILL | 8002 | 14 | 14.81 | Residential | Yes | Behind the Meter | Vivint Solar Developer, LLC | PSE&G | Accepted | 2019-11-20 | 2019-11-22 | 2020-11-22 | Hanwha | Q.PEAK BLK-G5 315 | Solar Panels |  | 0.315 | 9 | 39 | 26 |  | Fixed | Roof
Solar Registration Program | NJSRRE1543422217 | CHERRY HILL | 8002 | 14 | 14.81 | Residential | Yes | Behind the Meter | Vivint Solar Developer, LLC | PSE&G | Accepted | 2019-11-20 | 2019-11-22 | 2020-11-22 | Hanwha | Q.PEAK BLK-G5 315 | Solar Panels |  | 0.315 | 15 | 309 | 26 |  | Fixed | Roof
Solar Registration Program | NJSRRE1543422217 | CHERRY HILL | 8002 | 14 | 14.81 | Residential | Yes | Behind the Meter | Vivint Solar Developer, LLC | PSE&G | Accepted | 2019-11-20 | 2019-11-22 | 2020-11-22 | Solar Edge | SE7600H-US000BNC4 | Inverters | 76000 |  | 1 |  |  | 0.992 |  | Outdoor | Near the utility meter
Solar Registration Program | NJSRRE1543435000 | Monmouth Beach | 7750 | 17 | 14.81 | Residential | No | Behind the Meter | All Season Solar | JCP&L | Accepted | 2019-11-21 | 2019-11-26 | 2020-11-26 | Certain Teed | CT315HC11-04 | Solar Panels |  | 0.315 | 26 | 280 | 15 |  | Fixed | Roof
Solar Registration Program | NJSRRE1543435000 | Monmouth Beach | 7750 | 17 | 14.81 | Residential | No | Behind the Meter | All Season Solar | JCP&L | Accepted | 2019-11-21 | 2019-11-26 | 2020-11-26 | Certain Teed | CT315HC11-04 | Solar Panels |  | 0.315 | 21 | 190 | 36 |  | Fixed | Roof
Solar Registration Program | NJSRRE1543435000 | Monmouth Beach | 7750 | 17 | 14.81 | Residential | No | Behind the Meter | All Season Solar | JCP&L | Accepted | 2019-11-21 | 2019-11-26 | 2020-11-26 | Enphase | IQ7 | Inverters | 240 |  | 47 |  |  | 0.97 |  | Outdoor | Under Module
Solar Registration Program | NJSRRE1543436554 | Eastampton | 8060 | 13 | 14.81 | Residential | No | Behind the Meter | Trinity Solar | PSE&G | Accepted | 2019-11-22 | 2019-11-26 | 2020-11-26 | Yingli 315 | YL315D-30b | Solar Panels |  | 0.315 | 28 | 77 | 34 |  | Fixed | Roof
Solar Registration Program | NJSRRE1543436554 | Eastampton | 8060 | 13 | 14.81 | Residential | No | Behind the Meter | Trinity Solar | PSE&G | Accepted | 2019-11-22 | 2019-11-26 | 2020-11-26 | Yingli 315 | YL315D-30b | Solar Panels |  | 0.315 | 19 | 257 | 34 |  | Fixed | Roof
Solar Registration Program | NJSRRE1543436554 | Eastampton | 8060 | 13 | 14.81 | Residential | No | Behind the Meter | Trinity Solar | PSE&G | Accepted | 2019-11-22 | 2019-11-26 | 2020-11-26 | Solar Edge | SE11400H-US | Inverters | 11400 |  | 1 |  |  | 0.97 |  | Outside | side of home
Solar Registration Program | NJSRRE1543447457 | Marlton | 8053 | 13 | 14.81 | Residential | Yes | Behind the Meter | Pro Custom Solar dba Momentum Solar | PSE&G | Accepted | 2019-11-26 | 2019-12-02 | 2020-12-02 | Hanwha | Q.Peak DUO BLK-G5 315 | Solar Panels |  | 0.315 | 8 | 227 | 32 |  | Fixed | Roof
Solar Registration Program | NJSRRE1543447457 | Marlton | 8053 | 13 | 14.81 | Residential | Yes | Behind the Meter | Pro Custom Solar dba Momentum Solar | PSE&G | Accepted | 2019-11-26 | 2019-12-02 | 2020-12-02 | Hanwha | Q.Peak DUO BLK-G5 315 | Solar Panels |  | 0.315 | 22 | 137 | 42 |  | Fixed | Roof
Solar Registration Program | NJSRRE1543447457 | Marlton | 8053 | 13 | 14.81 | Residential | Yes | Behind the Meter | Pro Custom Solar dba Momentum Solar | PSE&G | Accepted | 2019-11-26 | 2019-12-02 | 2020-12-02 | Hanwha | Q.Peak DUO BLK-G5 315 | Solar Panels |  | 0.315 | 17 | 317 | 43 |  | Fixed | Roof
Solar Registration Program | NJSRRE1543447457 | Marlton | 8053 | 13 | 14.81 | Residential | Yes | Behind the Meter | Pro Custom Solar dba Momentum Solar | PSE&G | Accepted | 2019-11-26 | 2019-12-02 | 2020-12-02 | Enphase Energy | IQ6-60-2-US | Inverters | 240 |  | 47 |  |  | 0.97 |  | Outdoor | Roof
Solar Registration Program | NJSRRE1543459540 | Pennsauken | 8109 | 14 | 14.81 | Residential | No | Behind the Meter | Suntuity Solar LLC | PSE&G | Accepted | 2019-11-29 | 2019-12-04 | 2020-12-04 | Yingli Green Energy | YL315D-30b | Solar Panels |  | 0.315 | 18 | 85 | 24 |  | Fixed | Roof
Solar Registration Program | NJSRRE1543459540 | Pennsauken | 8109 | 14 | 14.81 | Residential | No | Behind the Meter | Suntuity Solar LLC | PSE&G | Accepted | 2019-11-29 | 2019-12-04 | 2020-12-04 | Yingli Green Energy | YL315D-30b | Solar Panels |  | 0.315 | 16 | 265 | 24 |  | Fixed | Roof
Solar Registration Program | NJSRRE1543459540 | Pennsauken | 8109 | 14 | 14.81 | Residential | No | Behind the Meter | Suntuity Solar LLC | PSE&G | Accepted | 2019-11-29 | 2019-12-04 | 2020-12-04 | Yingli Green Energy | YL315D-30b | Solar Panels |  | 0.315 | 3 | 85 | 18 |  | Fixed | Roof
Solar Registration Program | NJSRRE1543459540 | Pennsauken | 8109 | 14 | 14.81 | Residential | No | Behind the Meter | Suntuity Solar LLC | PSE&G | Accepted | 2019-11-29 | 2019-12-04 | 2020-12-04 | Yingli Green Energy | YL315D-30b | Solar Panels |  | 0.315 | 5 | 265 | 18 |  | Fixed | Roof
Solar Registration Program | NJSRRE1543459540 | Pennsauken | 8109 | 14 | 14.81 | Residential | No | Behind the Meter | Suntuity Solar LLC | PSE&G | Accepted | 2019-11-29 | 2019-12-04 | 2020-12-04 | Yingli Green Energy | YL315D-30b | Solar Panels |  | 0.315 | 5 | 85 | 16 |  | Fixed | Roof
Solar Registration Program | NJSRRE1543459540 | Pennsauken | 8109 | 14 | 14.81 | Residential | No | Behind the Meter | Suntuity Solar LLC | PSE&G | Accepted | 2019-11-29 | 2019-12-04 | 2020-12-04 | Enphase Energy | IQ7-60-2-US | Inverters | 240 |  | 47 |  |  | 0.97 |  | Outdoor | Behind the PV Modules
Solar Registration Program | NJSRRE1543474896 | Hammonton | 8037 | 19 | 14.81 | Residential | No | Behind the Meter | All Season Solar | AC Electric | Accepted | 2019-12-03 | 2019-12-05 | 2020-12-05 | Certain Teed | CT315M11-02 | Solar Panels |  | 0.315 | 15 | 222 | 50 |  | Fixed | Roof
Solar Registration Program | NJSRRE1543474896 | Hammonton | 8037 | 19 | 14.81 | Residential | No | Behind the Meter | All Season Solar | AC Electric | Accepted | 2019-12-03 | 2019-12-05 | 2020-12-05 | Certain Teed | CT315M11-02 | Solar Panels |  | 0.315 | 10 | 222 | 50 |  | Fixed | Roof
Solar Registration Program | NJSRRE1543474896 | Hammonton | 8037 | 19 | 14.81 | Residential | No | Behind the Meter | All Season Solar | AC Electric | Accepted | 2019-12-03 | 2019-12-05 | 2020-12-05 | Certain Teed | CT315M11-02 | Solar Panels |  | 0.315 | 7 | 42 | 50 |  | Fixed | Roof
Solar Registration Program | NJSRRE1543474896 | Hammonton | 8037 | 19 | 14.81 | Residential | No | Behind the Meter | All Season Solar | AC Electric | Accepted | 2019-12-03 | 2019-12-05 | 2020-12-05 | Certain Teed | CT315M11-02 | Solar Panels |  | 0.315 | 15 | 42 | 50 |  | Fixed | Roof
Solar Registration Program | NJSRRE1543474896 | Hammonton | 8037 | 19 | 14.81 | Residential | No | Behind the Meter | All Season Solar | AC Electric | Accepted | 2019-12-03 | 2019-12-05 | 2020-12-05 | Enphase | IQ7 | Inverters | 240 |  | 47 |  |  | 0.97 |  | Outside | Under Module
Solar Registration Program | NJSRRE1543481502 | Manahawkin | 8050 | 18 | 14.81 | Residential | Yes | Behind the Meter | Vivint Solar Developer, LLC | AC Electric | Accepted | 2019-12-07 | 2019-12-09 | 2020-12-09 | HANWHA SOLAR | Q.PEAK BLK-G5 315 | Solar Panels |  | 0.315 | 8 | 229 | 31 |  | Fixed | Roof
Solar Registration Program | NJSRRE1543481502 | Manahawkin | 8050 | 18 | 14.81 | Residential | Yes | Behind the Meter | Vivint Solar Developer, LLC | AC Electric | Accepted | 2019-12-07 | 2019-12-09 | 2020-12-09 | HANWHA SOLAR | Q.PEAK BLK-G5 315 | Solar Panels |  | 0.315 | 11 | 229 | 30 |  | Fixed | Roof
Solar Registration Program | NJSRRE1543481502 | Manahawkin | 8050 | 18 | 14.81 | Residential | Yes | Behind the Meter | Vivint Solar Developer, LLC | AC Electric | Accepted | 2019-12-07 | 2019-12-09 | 2020-12-09 | HANWHA SOLAR | Q.PEAK BLK-G5 315 | Solar Panels |  | 0.315 | 15 | 49 | 14 |  | Fixed | Roof
Solar Registration Program | NJSRRE1543481502 | Manahawkin | 8050 | 18 | 14.81 | Residential | Yes | Behind the Meter | Vivint Solar Developer, LLC | AC Electric | Accepted | 2019-12-07 | 2019-12-09 | 2020-12-09 | HANWHA SOLAR | Q.PEAK BLK-G5 315 | Solar Panels |  | 0.315 | 13 | 49 | 14 |  | Fixed | Roof
Solar Registration Program | NJSRRE1543481502 | Manahawkin | 8050 | 18 | 14.81 | Residential | Yes | Behind the Meter | Vivint Solar Developer, LLC | AC Electric | Accepted | 2019-12-07 | 2019-12-09 | 2020-12-09 | SOLAREDGE | SE10000H-US | Inverters | 10000 |  | 1 |  |  | 0.992 |  | Outdoor | Near the Utility Meter
Solar Registration Program | NJSRRE1543523545 | Howell | 7731 | 17 | 14.81 | Residential | No | Behind the Meter | Trinity Solar | JCP&L | Accepted | 2019-12-12 | 2019-12-16 | 2020-12-16 | Hanwha | Q.PEAK DUO BLK-G5 315 | Solar Panels |  | 0.315 | 35 | 204 | 18 |  | Fixed | Roof
Solar Registration Program | NJSRRE1543523545 | Howell | 7731 | 17 | 14.81 | Residential | No | Behind the Meter | Trinity Solar | JCP&L | Accepted | 2019-12-12 | 2019-12-16 | 2020-12-16 | Hanwha | Q.PEAK DUO BLK-G5 315 | Solar Panels |  | 0.315 | 12 | 24 | 18 |  | Fixed | Roof
Solar Registration Program | NJSRRE1543523545 | Howell | 7731 | 17 | 14.81 | Residential | No | Behind the Meter | Trinity Solar | JCP&L | Accepted | 2019-12-12 | 2019-12-16 | 2020-12-16 | Solar Edge | SE11400 | Inverters | 11400 |  | 1 |  |  | 0.97 |  | Outside | side of home
Solar Registration Program | NJSRRE1543547886 | STONE HARBOR | 8247 | 21 | 14.81 | Residential | Yes | Behind the Meter | Vivint Solar Developer, LLC | AC Electric | Accepted | 2019-12-16 | 2019-12-18 | 2020-12-18 | HANWHA SOLAR | Q.PEAK BLK-G5 315 | Solar Panels |  | 0.315 | 8 | 23 | 27 |  | Fixed | Roof
Solar Registration Program | NJSRRE1543547886 | STONE HARBOR | 8247 | 21 | 14.81 | Residential | Yes | Behind the Meter | Vivint Solar Developer, LLC | AC Electric | Accepted | 2019-12-16 | 2019-12-18 | 2020-12-18 | HANWHA SOLAR | Q.PEAK BLK-G5 315 | Solar Panels |  | 0.315 | 9 | 113 | 11 |  | Fixed | Roof
Solar Registration Program | NJSRRE1543547886 | STONE HARBOR | 8247 | 21 | 14.81 | Residential | Yes | Behind the Meter | Vivint Solar Developer, LLC | AC Electric | Accepted | 2019-12-16 | 2019-12-18 | 2020-12-18 | HANWHA SOLAR | Q.PEAK BLK-G5 315 | Solar Panels |  | 0.315 | 12 | 203 | 27 |  | Fixed | Roof
Solar Registration Program | NJSRRE1543547886 | STONE HARBOR | 8247 | 21 | 14.81 | Residential | Yes | Behind the Meter | Vivint Solar Developer, LLC | AC Electric | Accepted | 2019-12-16 | 2019-12-18 | 2020-12-18 | HANWHA SOLAR | Q.PEAK BLK-G5 315 | Solar Panels |  | 0.315 | 11 | 23 | 27 |  | Fixed | Roof
Solar Registration Program | NJSRRE1543547886 | STONE HARBOR | 8247 | 21 | 14.81 | Residential | Yes | Behind the Meter | Vivint Solar Developer, LLC | AC Electric | Accepted | 2019-12-16 | 2019-12-18 | 2020-12-18 | HANWHA SOLAR | Q.PEAK BLK-G5 315 | Solar Panels |  | 0.315 | 7 | 203 | 27 |  | Fixed | Roof
Solar Registration Program | NJSRRE1543547886 | STONE HARBOR | 8247 | 21 | 14.81 | Residential | Yes | Behind the Meter | Vivint Solar Developer, LLC | AC Electric | Accepted | 2019-12-16 | 2019-12-18 | 2020-12-18 | SOLAREDGE | SE10000H-US | Inverters | 10000 |  | 1 |  |  | 0.992 |  | Outdoor | Near the Utility Meter
Solar Registration Program | NJSRRE1543552542 | Colonia | 7067 | 10 | 14.81 | Residential | Yes | Behind the Meter | Pro Custom Solar dba Momentum Solar | PSE&G | Accepted | 2019-12-16 | 2019-12-19 | 2020-12-19 | HANWHA | Q.PEAK DUO BLK-G5 315 | Solar Panels |  | 0.315 | 25 | 175 | 22 |  | Fixed | Roof
Solar Registration Program | NJSRRE1543552542 | Colonia | 7067 | 10 | 14.81 | Residential | Yes | Behind the Meter | Pro Custom Solar dba Momentum Solar | PSE&G | Accepted | 2019-12-16 | 2019-12-19 | 2020-12-19 | HANWHA | Q.PEAK DUO BLK-G5 315 | Solar Panels |  | 0.315 | 22 | 355 | 22 |  | Fixed | Roof
Solar Registration Program | NJSRRE1543552542 | Colonia | 7067 | 10 | 14.81 | Residential | Yes | Behind the Meter | Pro Custom Solar dba Momentum Solar | PSE&G | Accepted | 2019-12-16 | 2019-12-19 | 2020-12-19 | Enphase Energy | IQ7-60-2-US | Inverters | 240 |  | 47 |  |  | 0.97 |  | Outdoor | Roof
Solar Registration Program | NJSRRE1543820042 | Ventnor City | 8406 | 19 | 14.81 | Residential | Yes | Behind the Meter | Suntuity Solar LLC | AC Electric | Accepted | 2019-12-26 | 2019-12-31 | 2020-12-31 | Yingli Green Energy | YL315D-30b | Solar Panels |  | 0.315 | 24 | 147 | 24 |  | Fixed | Roof
Solar Registration Program | NJSRRE1543820042 | Ventnor City | 8406 | 19 | 14.81 | Residential | Yes | Behind the Meter | Suntuity Solar LLC | AC Electric | Accepted | 2019-12-26 | 2019-12-31 | 2020-12-31 | Yingli Green Energy | YL315D-30b | Solar Panels |  | 0.315 | 23 | 327 | 24 |  | Fixed | Roof
Solar Registration Program | NJSRRE1543820042 | Ventnor City | 8406 | 19 | 14.81 | Residential | Yes | Behind the Meter | Suntuity Solar LLC | AC Electric | Accepted | 2019-12-26 | 2019-12-31 | 2020-12-31 | Enphase Energy | IQ7-60-2-US | Inverters | 240 |  | 47 |  |  | 0.97 |  | Outdoor | Behind the PV Modules
Solar Registration Program | NJSRRE1542445053 | Piscataway | 8854 | 11 | 14.84 | Residential | Yes | Behind the Meter | Pro Custom Solar dba Momentum Solar | PSE&G | Accepted | 2019-09-26 | 2019-09-30 | 2020-09-30 | LG ELECTRONICS | LG 345N1C-V5 | Solar Panels |  | 0.345 | 6 | 166 | 26 |  | Fixed | Roof
Solar Registration Program | NJSRRE1542445053 | Piscataway | 8854 | 11 | 14.84 | Residential | Yes | Behind the Meter | Pro Custom Solar dba Momentum Solar | PSE&G | Accepted | 2019-09-26 | 2019-09-30 | 2020-09-30 | LG ELECTRONICS | LG 345N1C-V5 | Solar Panels |  | 0.345 | 18 | 76 | 26 |  | Fixed | Roof
Solar Registration Program | NJSRRE1542445053 | Piscataway | 8854 | 11 | 14.84 | Residential | Yes | Behind the Meter | Pro Custom Solar dba Momentum Solar | PSE&G | Accepted | 2019-09-26 | 2019-09-30 | 2020-09-30 | LG ELECTRONICS | LG 345N1C-V5 | Solar Panels |  | 0.345 | 19 | 256 | 26 |  | Fixed | Roof
Solar Registration Program | NJSRRE1542445053 | Piscataway | 8854 | 11 | 14.84 | Residential | Yes | Behind the Meter | Pro Custom Solar dba Momentum Solar | PSE&G | Accepted | 2019-09-26 | 2019-09-30 | 2020-09-30 | Enphase Energy | IQ7-60-2-US | Inverters | 250 |  | 19 |  |  | 0.97 |  | Outdoor | Roof
Solar Registration Program | NJSRRE1542448641 | Jersey City | 7304 | 8 | 14.84 | Residential | Yes | Behind the Meter | Pro Custom Solar dba Momentum Solar | PSE&G | Accepted | 2019-09-27 | 2019-10-01 | 2020-10-01 | LG | LG 345N1C-V5 | Solar Panels |  | 0.345 | 23 | 227 | 21 |  | Fixed | Roof
Solar Registration Program | NJSRRE1542448641 | Jersey City | 7304 | 8 | 14.84 | Residential | Yes | Behind the Meter | Pro Custom Solar dba Momentum Solar | PSE&G | Accepted | 2019-09-27 | 2019-10-01 | 2020-10-01 | LG | LG 345N1C-V5 | Solar Panels |  | 0.345 | 20 | 47 | 21 |  | Fixed | Roof
Solar Registration Program | NJSRRE1542448641 | Jersey City | 7304 | 8 | 14.84 | Residential | Yes | Behind the Meter | Pro Custom Solar dba Momentum Solar | PSE&G | Accepted | 2019-09-27 | 2019-10-01 | 2020-10-01 | ENPHASE | IQ7-60-2-US | Inverters | 250 |  | 43 |  |  | 0.97 |  | Outdoor | ROOF
Solar Registration Program | NJSRRE1542519371 | Mount Laurel Township | 8054 | 13 | 14.84 | Residential | Yes | Behind the Meter | Pro Custom Solar dba Momentum Solar | PSE&G | Accepted | 2019-10-09 | 2019-10-11 | 2020-10-11 | LG ELECTRONICS | LG 345N1C-V5 | Solar Panels |  | 0.345 | 18 | 102 | 25 |  | Fixed | Roof
Solar Registration Program | NJSRRE1542519371 | Mount Laurel Township | 8054 | 13 | 14.84 | Residential | Yes | Behind the Meter | Pro Custom Solar dba Momentum Solar | PSE&G | Accepted | 2019-10-09 | 2019-10-11 | 2020-10-11 | LG ELECTRONICS | LG 345N1C-V5 | Solar Panels |  | 0.345 | 17 | 282 | 25 |  | Fixed | Roof
Solar Registration Program | NJSRRE1542519371 | Mount Laurel Township | 8054 | 13 | 14.84 | Residential | Yes | Behind the Meter | Pro Custom Solar dba Momentum Solar | PSE&G | Accepted | 2019-10-09 | 2019-10-11 | 2020-10-11 | LG ELECTRONICS | LG 345N1C-V5 | Solar Panels |  | 0.345 | 8 | 193 | 25 |  | Fixed | Roof
Solar Registration Program | NJSRRE1542519371 | Mount Laurel Township | 8054 | 13 | 14.84 | Residential | Yes | Behind the Meter | Pro Custom Solar dba Momentum Solar | PSE&G | Accepted | 2019-10-09 | 2019-10-11 | 2020-10-11 | Enphase Energy | IQ7-60-2-US | Inverters | 250 |  | 43 |  |  | 0.97 |  | Outdoor | Roof
Solar Registration Program | NJSRRE1542523848 | Blairstown | 7825 | 2 | 14.84 | Residential | No | Behind the Meter | Pro Custom Solar dba Momentum Solar | JCP&L | Accepted | 2019-10-10 | 2019-10-14 | 2020-10-14 | LG ELECTRONICS | LG 345N1C-V5 | Solar Panels |  | 0.345 | 43 | 239 | 18 |  | Fixed | Roof
Solar Registration Program | NJSRRE1542523848 | Blairstown | 7825 | 2 | 14.84 | Residential | No | Behind the Meter | Pro Custom Solar dba Momentum Solar | JCP&L | Accepted | 2019-10-10 | 2019-10-14 | 2020-10-14 | Enphase Energy | IQ7-60-2-US | Inverters | 250 |  | 43 |  |  | 0.97 |  | Outdoor | Roof
Solar Registration Program | NJSRRE1540118328 | Chester | 7930 | 3 | 14.85 | Residential | No | Behind the Meter | Envirosolar | JCP&L | Final As-Built Received | 2018-12-21 | 2018-12-27 | 2019-12-27 | Panasonic | VBHN330SA16 | Solar Panels |  | 0.33 | 14 | 194 | 18 |  | Fixed | Roof
Solar Registration Program | NJSRRE1540118328 | Chester | 7930 | 3 | 14.85 | Residential | No | Behind the Meter | Envirosolar | JCP&L | Final As-Built Received | 2018-12-21 | 2018-12-27 | 2019-12-27 | Panasonic | VBHN330SA16 | Solar Panels |  | 0.33 | 22 | 194 | 30 |  | Fixed | Roof
Solar Registration Program | NJSRRE1540118328 | Chester | 7930 | 3 | 14.85 | Residential | No | Behind the Meter | Envirosolar | JCP&L | Final As-Built Received | 2018-12-21 | 2018-12-27 | 2019-12-27 | Panasonic | VBHN330SA16 | Solar Panels |  | 0.33 | 4 | 104 | 18 |  | Fixed | Roof
Solar Registration Program | NJSRRE1540118328 | Chester | 7930 | 3 | 14.85 | Residential | No | Behind the Meter | Envirosolar | JCP&L | Final As-Built Received | 2018-12-21 | 2018-12-27 | 2019-12-27 | Panasonic | VBHN330SA16 | Solar Panels |  | 0.33 | 5 | 284 | 18 |  | Fixed | Roof
Solar Registration Program | NJSRRE1540118328 | Chester | 7930 | 3 | 14.85 | Residential | No | Behind the Meter | Envirosolar | JCP&L | Final As-Built Received | 2018-12-21 | 2018-12-27 | 2019-12-27 | Solar Edge | SE10000A-US | Inverters | 10000 |  | 2 |  |  | 0.94 |  | Outside | South Side wall of home
Solar Registration Program | NJSRRE1540118328 | Chester | 7930 | 3 | 14.85 | Residential | No | Behind the Meter | Envirosolar | JCP&L | Final As-Built Received | 2018-12-21 | 2018-12-27 | 2019-12-27 | Sangamo | S-02S-20023E | Meters | 3W |  | 1 |  |  |  |  | Outdoor
Solar Registration Program | NJSRRE1540822710 | Moorestown | 8057 | 13 | 14.85 | Residential | No | Behind the Meter | Panatec Corporation | PSE&G | Accepted | 2019-04-10 | 2019-04-11 | 2020-04-11 | Panasonic | HIT330 | Solar Panels |  | 0.33 | 45 | 200 | 25 |  | Fixed | Roof
Solar Registration Program | NJSRRE1540822710 | Moorestown | 8057 | 13 | 14.85 | Residential | No | Behind the Meter | Panatec Corporation | PSE&G | Accepted | 2019-04-10 | 2019-04-11 | 2020-04-11 | Enphase | IQ-7X | Inverters | 400 |  | 46 |  |  | 0.975 |  | Outdoor | microinverter
Solar Registration Program | NJSRRE1541883351 | Jefferson | 7438 | 6 | 14.85 | Residential | Yes | Behind the Meter | Sunrun Installation Services, Inc. | JCP&L | Accepted | 2019-08-25 | 2019-10-01 | 2020-10-01 | LG Electronics | LG330N1C-A5 | Solar Panels |  | 0.33 | 5 | 178 | 45 |  | Fixed | Roof
Solar Registration Program | NJSRRE1541883351 | Jefferson | 7438 | 6 | 14.85 | Residential | Yes | Behind the Meter | Sunrun Installation Services, Inc. | JCP&L | Accepted | 2019-08-25 | 2019-10-01 | 2020-10-01 | LG Electronics | LG330N1C-A5 | Solar Panels |  | 0.33 | 9 | 88 | 31 |  | Fixed | Roof
Solar Registration Program | NJSRRE1541883351 | Jefferson | 7438 | 6 | 14.85 | Residential | Yes | Behind the Meter | Sunrun Installation Services, Inc. | JCP&L | Accepted | 2019-08-25 | 2019-10-01 | 2020-10-01 | LG Electronics | LG330N1C-A5 | Solar Panels |  | 0.33 | 31 | 268 | 30 |  | Fixed | Roof
Solar Registration Program | NJSRRE1541883351 | Jefferson | 7438 | 6 | 14.85 | Residential | Yes | Behind the Meter | Sunrun Installation Services, Inc. | JCP&L | Accepted | 2019-08-25 | 2019-10-01 | 2020-10-01 | SolarEdge Technologies | SE11400H-USRGM | Inverters | 11400 |  | 1 |  |  | 0.96 |  | Outdoor | Next To Meter
Solar Registration Program | NJSRRE1542557083 | Piscataway | 8854 | 11 | 14.85 | Residential | No | Behind the Meter | NJ Solar Power, LLC | PSE&G | Accepted | 2019-10-18 | 2019-10-22 | 2020-10-22 | Panasonic | VBHN330SA17 | Solar Panels |  | 0.33 | 12 | 180 | 40 |  | Fixed | Roof
Solar Registration Program | NJSRRE1542557083 | Piscataway | 8854 | 11 | 14.85 | Residential | No | Behind the Meter | NJ Solar Power, LLC | PSE&G | Accepted | 2019-10-18 | 2019-10-22 | 2020-10-22 | Panasonic | VBHN330SA17 | Solar Panels |  | 0.33 | 12 | 269 | 40 |  | Fixed | Roof
Solar Registration Program | NJSRRE1542557083 | Piscataway | 8854 | 11 | 14.85 | Residential | No | Behind the Meter | NJ Solar Power, LLC | PSE&G | Accepted | 2019-10-18 | 2019-10-22 | 2020-10-22 | Panasonic | VBHN330SA17 | Solar Panels |  | 0.33 | 21 | 180 | 40 |  | Fixed | Roof
Solar Registration Program | NJSRRE1542557083 | Piscataway | 8854 | 11 | 14.85 | Residential | No | Behind the Meter | NJ Solar Power, LLC | PSE&G | Accepted | 2019-10-18 | 2019-10-22 | 2020-10-22 | Solaredge | SE7600H-US | Inverters | 7600 |  | 1 |  |  | 0.99 |  | Indoor | garage
Solar Registration Program | NJSRRE1542557083 | Piscataway | 8854 | 11 | 14.85 | Residential | No | Behind the Meter | NJ Solar Power, LLC | PSE&G | Accepted | 2019-10-18 | 2019-10-22 | 2020-10-22 | solaredge | SE6000H-US | Inverters | 6000 |  | 1 |  |  | 0.99 |  | Indoor | garage
Solar Registration Program | NJSRRE1542884264 | Salem | 8079 | 16 | 14.85 | Residential | No | Behind the Meter | Skyline Solar LLC | AC Electric | Accepted | 2019-11-01 | 2019-11-05 | 2020-11-05 | LG Solar | LG330Q1C-V5 | Solar Panels |  | 0.33 | 45 | 193 | 13 |  | Fixed | Roof
Solar Registration Program | NJSRRE1542884264 | Salem | 8079 | 16 | 14.85 | Residential | No | Behind the Meter | Skyline Solar LLC | AC Electric | Accepted | 2019-11-01 | 2019-11-05 | 2020-11-05 | Solaredge | SE10000H - US | Inverters | 10000 |  | 1 |  |  | 0.99 |  | Outside | N/A
Solar Registration Program | NJSRRE1542887973 | Evesham Twp | 8053 | 13 | 14.85 | Residential | No | Behind the Meter | NJ Solar Power, LLC | PSE&G | Accepted | 2019-11-01 | 2019-11-05 | 2020-11-05 | Panasonic | VBHN330SA17 | Solar Panels |  | 0.33 | 45 | 242 | 14 |  | Fixed | Roof
Solar Registration Program | NJSRRE1542887973 | Evesham Twp | 8053 | 13 | 14.85 | Residential | No | Behind the Meter | NJ Solar Power, LLC | PSE&G | Accepted | 2019-11-01 | 2019-11-05 | 2020-11-05 | SolarEdge | SE11400H-US | Inverters | 11400 |  | 1 |  |  | 0.99 |  | Indoor | Basement
Solar Registration Program | NJSRRE1543260098 | Monroeville | 8343 | 16 | 14.85 | Residential | No | Behind the Meter | Kaitanna Solar, LLC | AC Electric | Accepted | 2019-11-14 | 2019-11-19 | 2020-11-19 | Canadian Solar | 330 | Solar Panels |  | 0.33 | 19 | 162 | 27 |  | Fixed | Roof
Solar Registration Program | NJSRRE1543260098 | Monroeville | 8343 | 16 | 14.85 | Residential | No | Behind the Meter | Kaitanna Solar, LLC | AC Electric | Accepted | 2019-11-14 | 2019-11-19 | 2020-11-19 | Canadian Solar | 330 | Solar Panels |  | 0.33 | 26 | 162 | 10 |  | Fixed | Roof
Solar Registration Program | NJSRRE1543260098 | Monroeville | 8343 | 16 | 14.85 | Residential | No | Behind the Meter | Kaitanna Solar, LLC | AC Electric | Accepted | 2019-11-14 | 2019-11-19 | 2020-11-19 | Enphase | IQ7 | Inverters | 240 |  | 45 |  |  | 0.97 |  | Outdoor | Under Module
Solar Registration Program | NJSRRE1543260098 | Monroeville | 8343 | 16 | 14.85 | Residential | No | Behind the Meter | Kaitanna Solar, LLC | AC Electric | Accepted | 2019-11-14 | 2019-11-19 | 2020-11-19 | Enphase | Envoy S | Meters |  |  | 1 |  |  |  | Yes
Solar Registration Program | NJSRRE1543422064 | North Brunswick | 8902 | 11 | 14.85 | Residential | No | Behind the Meter | New Jersey Suntech | PSE&G | Accepted | 2019-11-19 | 2019-11-22 | 2020-11-22 | Panasonic | VBHN330SA | Solar Panels |  | 0.33 | 45 | 130 | 45 |  | Fixed | Roof
Solar Registration Program | NJSRRE1543422064 | North Brunswick | 8902 | 11 | 14.85 | Residential | No | Behind the Meter | New Jersey Suntech | PSE&G | Accepted | 2019-11-19 | 2019-11-22 | 2020-11-22 | Solaredge | SE10000-US | Inverters | 10000 |  | 1 |  |  | 0.97 |  | Outdoor | Next to utility meter
Solar Registration Program | NJSRRE1543438770 | Parsippany | 7054 | 3 | 14.85 | Residential | Yes | Behind the Meter | Sunrun Installation Services, Inc. | JCP&L | Accepted | 2019-11-23 | 2019-11-27 | 2020-11-27 | LG Electronics | LG330N1C-A5 | Solar Panels |  | 0.33 | 29 | 245 | 24 |  | Fixed | Roof
Solar Registration Program | NJSRRE1543438770 | Parsippany | 7054 | 3 | 14.85 | Residential | Yes | Behind the Meter | Sunrun Installation Services, Inc. | JCP&L | Accepted | 2019-11-23 | 2019-11-27 | 2020-11-27 | LG Electronics | LG330N1C-A5 | Solar Panels |  | 0.33 | 16 | 65 | 24 |  | Fixed | Roof
Solar Registration Program | NJSRRE1543438770 | Parsippany | 7054 | 3 | 14.85 | Residential | Yes | Behind the Meter | Sunrun Installation Services, Inc. | JCP&L | Accepted | 2019-11-23 | 2019-11-27 | 2020-11-27 | SolarEdge Technologies | SE11400H-USRGM | Inverters | 11400 |  | 1 |  |  | 0.96 |  | Outdoor | Next To Meter
Solar Registration Program | NJSRRE1543552462 | Sewell | 8080 | 15 | 14.85 | Residential | No | Behind the Meter | Sunny Corp | AC Electric | Accepted | 2019-12-16 | 2019-12-19 | 2020-12-19 | PANASONIC | VBHN330SA17 | Solar Panels |  | 0.33 | 4 | 160 | 30 |  | Fixed | Roof
Solar Registration Program | NJSRRE1543552462 | Sewell | 8080 | 15 | 14.85 | Residential | No | Behind the Meter | Sunny Corp | AC Electric | Accepted | 2019-12-16 | 2019-12-19 | 2020-12-19 | PANASONIC | VBHN330SA17 | Solar Panels |  | 0.33 | 4 | 340 | 29 |  | Fixed | Roof
Solar Registration Program | NJSRRE1543552462 | Sewell | 8080 | 15 | 14.85 | Residential | No | Behind the Meter | Sunny Corp | AC Electric | Accepted | 2019-12-16 | 2019-12-19 | 2020-12-19 | PANASONIC | VBHN330SA17 | Solar Panels |  | 0.33 | 3 | 250 | 28 |  | Fixed | Roof
Solar Registration Program | NJSRRE1543552462 | Sewell | 8080 | 15 | 14.85 | Residential | No | Behind the Meter | Sunny Corp | AC Electric | Accepted | 2019-12-16 | 2019-12-19 | 2020-12-19 | Panasonic | VBHN330SA17 | Solar Panels |  | 0.33 | 22 | 251 | 30 |  | Fixed | Roof
Solar Registration Program | NJSRRE1543552462 | Sewell | 8080 | 15 | 14.85 | Residential | No | Behind the Meter | Sunny Corp | AC Electric | Accepted | 2019-12-16 | 2019-12-19 | 2020-12-19 | PANASONIC | VBHN330SA17 | Solar Panels |  | 0.33 | 12 | 250 | 31 |  | Fixed | Roof
Solar Registration Program | NJSRRE1543552462 | Sewell | 8080 | 15 | 14.85 | Residential | No | Behind the Meter | Sunny Corp | AC Electric | Accepted | 2019-12-16 | 2019-12-19 | 2020-12-19 | Enphase | IQ7X | Inverters | 1.37 |  | 45 |  |  | 0.1 |  | Outdoor | ON ROOF
Solar Registration Program | NJSRRE1542314696 | Bayville | 8721 | 18 | 14.86 | Residential | Yes | Behind the Meter | Kopp Electric Company | JCP&L | Accepted | 2019-09-06 | 2019-09-10 | 2020-09-10 | Trina | TSM305DD05A.05 | Solar Panels |  | 0.305 | 24 | 243 | 34 |  | Fixed | Roof
Solar Registration Program | NJSRRE1542314696 | Bayville | 8721 | 18 | 14.86 | Residential | Yes | Behind the Meter | Kopp Electric Company | JCP&L | Accepted | 2019-09-06 | 2019-09-10 | 2020-09-10 | Trina | TSM305DD05A.05 | Solar Panels |  | 0.305 | 6 | 243 | 34 |  | Fixed | Roof
Solar Registration Program | NJSRRE1542314696 | Bayville | 8721 | 18 | 14.86 | Residential | Yes | Behind the Meter | Kopp Electric Company | JCP&L | Accepted | 2019-09-06 | 2019-09-10 | 2020-09-10 | Trina | TSM305DD05A.05 | Solar Panels |  | 0.3005 | 19 | 63 | 34 |  | Fixed | Roof
Solar Registration Program | NJSRRE1542314696 | Bayville | 8721 | 18 | 14.86 | Residential | Yes | Behind the Meter | Kopp Electric Company | JCP&L | Accepted | 2019-09-06 | 2019-09-10 | 2020-09-10 | Solar Edge | SE11400H-US | Inverters | 11400 |  | 1 |  |  | 0.975 |  | Outside | Next to meter
Solar Registration Program | NJSRRE1540873582 | Blue Anchor | 8037 | 19 | 14.88 | Residential | Yes | Behind the Meter | Suntuity Solar LLC | AC Electric | Accepted | 2019-04-23 | 2019-04-24 | 2020-04-24 | Yingli Green Energy | YL310D-30b | Solar Panels |  | 0.31 | 48 | 179 | 20 |  | Fixed | Roof
Solar Registration Program | NJSRRE1540873582 | Blue Anchor | 8037 | 19 | 14.88 | Residential | Yes | Behind the Meter | Suntuity Solar LLC | AC Electric | Accepted | 2019-04-23 | 2019-04-24 | 2020-04-24 | Enphase Energy | IQ7-60-2-US | Inverters | 240 |  | 48 |  |  | 0.97 |  | Outdoor | Behind the PV modules
Solar Registration Program | NJSRRE1541073658 | Millville | 8332 | 20 | 14.88 | Residential | Yes | Behind the Meter | Suntuity Solar LLC | AC Electric | Accepted | 2019-06-04 | 2019-06-06 | 2020-06-06 | Yingli Green Energy | YL310D-30b | Solar Panels |  | 0.31 | 48 | 204 | 20 |  | Fixed | Ground
Solar Registration Program | NJSRRE1541073658 | Millville | 8332 | 20 | 14.88 | Residential | Yes | Behind the Meter | Suntuity Solar LLC | AC Electric | Accepted | 2019-06-04 | 2019-06-06 | 2020-06-06 | Enphase Energy | IQ7-60-2-US | Inverters | 240 |  | 48 |  |  | 0.97 |  | Outdoor | Behind the PV modules
Solar Registration Program | NJSRRE1541712566 | Salem | 8079 | 16 | 14.88 | Residential | Yes | Behind the Meter | Suntuity Solar LLC | AC Electric | Accepted | 2019-07-29 | 2019-08-01 | 2020-08-01 | Yingli Green Energy | YL310D-30b | Solar Panels |  | 0.31 | 48 | 180 | 20 |  | Fixed | Ground
Solar Registration Program | NJSRRE1541712566 | Salem | 8079 | 16 | 14.88 | Residential | Yes | Behind the Meter | Suntuity Solar LLC | AC Electric | Accepted | 2019-07-29 | 2019-08-01 | 2020-08-01 | Enphase Energy | IQ7-60-2-US | Inverters | 240 |  | 48 |  |  | 0.97 |  | Outdoor | Behind the PV Modules
Solar Registration Program | NJSRRE1541880170 | South Plainfield | 7080 | 11 | 14.88 | Residential | Yes | Behind the Meter | Suntuity Solar LLC | PSE&G | Accepted | 2019-08-23 | 2019-08-27 | 2020-08-27 | Yingli Green Energy | YL310D-30b | Solar Panels |  | 0.31 | 23 | 180 | 22 |  | Fixed | Roof
Solar Registration Program | NJSRRE1541880170 | South Plainfield | 7080 | 11 | 14.88 | Residential | Yes | Behind the Meter | Suntuity Solar LLC | PSE&G | Accepted | 2019-08-23 | 2019-08-27 | 2020-08-27 | Yingli Green Energy | YL310D-30b | Solar Panels |  | 0.31 | 25 | 0 | 22 |  | Fixed | Roof
Solar Registration Program | NJSRRE1541880170 | South Plainfield | 7080 | 11 | 14.88 | Residential | Yes | Behind the Meter | Suntuity Solar LLC | PSE&G | Accepted | 2019-08-23 | 2019-08-27 | 2020-08-27 | Enphase Energy | IQ7-60-2-US | Inverters | 240 |  | 48 |  |  | 0.97 |  | Outdoor | Behind the PV Modules
Solar Registration Program | NJSRRE1542421571 | Haddon Heights | 8035 | 14 | 14.88 | Residential | No | Behind the Meter | Suntuity Solar LLC | PSE&G | Accepted | 2019-09-19 | 2019-09-23 | 2020-09-23 | Yingli Green Energy | YL310D-30b | Solar Panels |  | 0.31 | 22 | 230 | 30 |  | Fixed | Roof
Solar Registration Program | NJSRRE1542421571 | Haddon Heights | 8035 | 14 | 14.88 | Residential | No | Behind the Meter | Suntuity Solar LLC | PSE&G | Accepted | 2019-09-19 | 2019-09-23 | 2020-09-23 | Yingli Green Energy | YL310D-30b | Solar Panels |  | 0.31 | 11 | 140 | 27 |  | Fixed | Roof
Solar Registration Program | NJSRRE1542421571 | Haddon Heights | 8035 | 14 | 14.88 | Residential | No | Behind the Meter | Suntuity Solar LLC | PSE&G | Accepted | 2019-09-19 | 2019-09-23 | 2020-09-23 | Yingli Green Energy | YL310D-30b | Solar Panels |  | 0.31 | 12 | 50 | 30 |  | Fixed | Roof
Solar Registration Program | NJSRRE1542421571 | Haddon Heights | 8035 | 14 | 14.88 | Residential | No | Behind the Meter | Suntuity Solar LLC | PSE&G | Accepted | 2019-09-19 | 2019-09-23 | 2020-09-23 | Yingli Green Energy | YL310D-30b | Solar Panels |  | 0.31 | 3 | 320 | 27 |  | Fixed | Roof
Solar Registration Program | NJSRRE1542421571 | Haddon Heights | 8035 | 14 | 14.88 | Residential | No | Behind the Meter | Suntuity Solar LLC | PSE&G | Accepted | 2019-09-19 | 2019-09-23 | 2020-09-23 | Enphase Energy | IQ7-60-2-US | Inverters | 240 |  | 48 |  |  | 0.97 |  | Outdoor | Behind the PV Modules
Solar Registration Program | NJSRRE1542524563 | Lakewood | 8701 | 18 | 14.88 | Residential | No | Behind the Meter | Powerlutions | JCP&L | Accepted | 2019-10-10 | 2019-10-14 | 2020-10-14 | Axitec | AC-310P/156-72S | Solar Panels |  | 0.31 | 37 | 251 | 37 |  | Fixed | Roof
Solar Registration Program | NJSRRE1542524563 | Lakewood | 8701 | 18 | 14.88 | Residential | No | Behind the Meter | Powerlutions | JCP&L | Accepted | 2019-10-10 | 2019-10-14 | 2020-10-14 | Axitec | AC-310P/156-72S | Solar Panels |  | 0.31 | 11 | 251 | 18 |  | Fixed | Roof
Solar Registration Program | NJSRRE1542524563 | Lakewood | 8701 | 18 | 14.88 | Residential | No | Behind the Meter | Powerlutions | JCP&L | Accepted | 2019-10-10 | 2019-10-14 | 2020-10-14 | Solar Edge | SE10000H-US | Inverters | 10 |  | 1 |  |  | 0.99 |  | Outdoor | Near meter
Solar Registration Program | NJSRRE1542525295 | Belle Mead | 8502 | 5 | 14.88 | Residential | No | Behind the Meter | Ampericon | PSE&G | Accepted | 2019-10-10 | 2019-10-14 | 2020-10-14 | Silfab | SLA-M-310 | Solar Panels |  | 0.31 | 37 | 71 | 25 |  | Fixed | Roof
Solar Registration Program | NJSRRE1542525295 | Belle Mead | 8502 | 5 | 14.88 | Residential | No | Behind the Meter | Ampericon | PSE&G | Accepted | 2019-10-10 | 2019-10-14 | 2020-10-14 | Silfab | SLA-M-310 | Solar Panels |  | 0.31 | 11 | 161 | 25 |  | Fixed | Roof
Solar Registration Program | NJSRRE1542525295 | Belle Mead | 8502 | 5 | 14.88 | Residential | No | Behind the Meter | Ampericon | PSE&G | Accepted | 2019-10-10 | 2019-10-14 | 2020-10-14 | EnPhase | IQ7 | Inverters | 250 |  | 48 |  |  | 0.965 |  | Outside | Roof
Solar Registration Program | NJSRRE1542556206 | Mays Landing | 8330 | 19 | 14.88 | Residential | Yes | Behind the Meter | Bright Planet Solar | AC Electric | Accepted | 2019-10-18 | 2019-10-24 | 2020-10-24 | LONGI | LR6-60PB-310M | Solar Panels |  | 0.31 | 24 | 182 | 18 |  | Fixed | Roof
Solar Registration Program | NJSRRE1542556206 | Mays Landing | 8330 | 19 | 14.88 | Residential | Yes | Behind the Meter | Bright Planet Solar | AC Electric | Accepted | 2019-10-18 | 2019-10-24 | 2020-10-24 | LONGI | LR6-60PB-310M | Solar Panels |  | 0.31 | 24 | 2 | 18 |  | Fixed | Roof
Solar Registration Program | NJSRRE1542556206 | Mays Landing | 8330 | 19 | 14.88 | Residential | Yes | Behind the Meter | Bright Planet Solar | AC Electric | Accepted | 2019-10-18 | 2019-10-24 | 2020-10-24 | SOLAR EDGE | SE11400H-USRGM | Inverters | 11400 |  | 1 |  |  | 0.98 |  | Outdoor | NEXT TO METER
Solar Registration Program | NJSRRE1542578677 | McKee City | 8234 | 19 | 14.88 | Residential | No | Behind the Meter | Advanced Renewable Solutions | AC Electric | Accepted | 2019-10-23 | 2019-10-25 | 2020-10-25 | TRINA SOLAR | TSM-310DD05A.05 | Solar Panels |  | 0.31 | 48 | 110, 290 | 21 |  | Fixed | Roof
Solar Registration Program | NJSRRE1542578677 | McKee City | 8234 | 19 | 14.88 | Residential | No | Behind the Meter | Advanced Renewable Solutions | AC Electric | Accepted | 2019-10-23 | 2019-10-25 | 2020-10-25 | SOLAR EDGE | SE10000H-US000N-NC2 | Inverters | 10000 |  | 1 |  |  | 0.992 |  | Outdoor | Wall mounted, adjacent to Utility Meter and Disconnect
Solar Registration Program | NJSRRE1542581368 | Lawrence TWP Mer | 8648 | 12 | 14.88 | Residential | No | Behind the Meter | EMT Renewables | PSE&G | Accepted | 2019-10-24 | 2019-10-28 | 2020-10-28 | Jinko Eagle | Jinko-Eagle - 310- BLK | Solar Panels |  | 0.31 | 48 | 170 | 25 |  | Fixed | Roof
Solar Registration Program | NJSRRE1542581368 | Lawrence TWP Mer | 8648 | 12 | 14.88 | Residential | No | Behind the Meter | EMT Renewables | PSE&G | Accepted | 2019-10-24 | 2019-10-28 | 2020-10-28 | SolarEdge | SE11400H-US | Inverters | 11400 |  | 1 |  |  | 0.95 |  | Other | next to meter
Solar Registration Program | NJSRRE1542589863 | Mountainside | 7092 | 10 | 14.88 | Residential | No | Behind the Meter | Spectrum Energy, Inc. | PSE&G | Accepted | 2019-10-25 | 2019-10-29 | 2020-10-29 | AXITEC | AC-310MH | Solar Panels |  | 0.31 | 4 | 306 | 30 |  | Fixed | Roof
Solar Registration Program | NJSRRE1542589863 | Mountainside | 7092 | 10 | 14.88 | Residential | No | Behind the Meter | Spectrum Energy, Inc. | PSE&G | Accepted | 2019-10-25 | 2019-10-29 | 2020-10-29 | AXITEC | AC-310MH | Solar Panels |  | 0.31 | 3 | 216 | 35 |  | Fixed | Roof
Solar Registration Program | NJSRRE1542589863 | Mountainside | 7092 | 10 | 14.88 | Residential | No | Behind the Meter | Spectrum Energy, Inc. | PSE&G | Accepted | 2019-10-25 | 2019-10-29 | 2020-10-29 | AXITEC | AC-310MH | Solar Panels |  | 0.31 | 2 | 216 | 35 |  | Fixed | Roof
Solar Registration Program | NJSRRE1542589863 | Mountainside | 7092 | 10 | 14.88 | Residential | No | Behind the Meter | Spectrum Energy, Inc. | PSE&G | Accepted | 2019-10-25 | 2019-10-29 | 2020-10-29 | AXITEC | AC-310MH | Solar Panels |  | 0.31 | 7 | 357 | 13 |  | Fixed | Roof
Solar Registration Program | NJSRRE1542589863 | Mountainside | 7092 | 10 | 14.88 | Residential | No | Behind the Meter | Spectrum Energy, Inc. | PSE&G | Accepted | 2019-10-25 | 2019-10-29 | 2020-10-29 | AXITEC | AC-310MH | Solar Panels |  | 0.31 | 19 | 126 | 26 |  | Fixed | Roof
Solar Registration Program | NJSRRE1542589863 | Mountainside | 7092 | 10 | 14.88 | Residential | No | Behind the Meter | Spectrum Energy, Inc. | PSE&G | Accepted | 2019-10-25 | 2019-10-29 | 2020-10-29 | AXITEC | AC-310MH | Solar Panels |  | 0.31 | 8 | 218 | 35 |  | Fixed | Roof
Solar Registration Program | NJSRRE1542589863 | Mountainside | 7092 | 10 | 14.88 | Residential | No | Behind the Meter | Spectrum Energy, Inc. | PSE&G | Accepted | 2019-10-25 | 2019-10-29 | 2020-10-29 | AXITEC | AC-310MH | Solar Panels |  | 0.31 | 5 | 216 | 35 |  | Fixed | Roof
Solar Registration Program | NJSRRE1542589863 | Mountainside | 7092 | 10 | 14.88 | Residential | No | Behind the Meter | Spectrum Energy, Inc. | PSE&G | Accepted | 2019-10-25 | 2019-10-29 | 2020-10-29 | ENPHASE | IQ7-60-ACM-US | Inverters | 240 |  | 48 |  |  | 0.97 |  | Outside | MICROS UNDER EACH PANEL
Solar Registration Program | NJSRRE1542851371 | Jackson | 8527 | 18 | 14.88 | Residential | No | Behind the Meter | Powerlutions | JCP&L | Accepted | 2019-10-31 | 2019-11-04 | 2020-11-04 | Trina | TSM-310 DD05A | Solar Panels |  | 0.31 | 18 | 124 | 40 |  | Fixed | Roof
Solar Registration Program | NJSRRE1542851371 | Jackson | 8527 | 18 | 14.88 | Residential | No | Behind the Meter | Powerlutions | JCP&L | Accepted | 2019-10-31 | 2019-11-04 | 2020-11-04 | Trina | TSM-310 DD05A | Solar Panels |  | 0.31 | 2 | 214 | 25 |  | Fixed | Roof
Solar Registration Program | NJSRRE1542851371 | Jackson | 8527 | 18 | 14.88 | Residential | No | Behind the Meter | Powerlutions | JCP&L | Accepted | 2019-10-31 | 2019-11-04 | 2020-11-04 | Trina | TSM-310 DD05A | Solar Panels |  | 0.31 | 8 | 214 | 30 |  | Fixed | Roof
Solar Registration Program | NJSRRE1542851371 | Jackson | 8527 | 18 | 14.88 | Residential | No | Behind the Meter | Powerlutions | JCP&L | Accepted | 2019-10-31 | 2019-11-04 | 2020-11-04 | Trina | TSM-310 DD05A | Solar Panels |  | 0.31 | 20 | 304 | 40 |  | Fixed | Roof
Solar Registration Program | NJSRRE1542851371 | Jackson | 8527 | 18 | 14.88 | Residential | No | Behind the Meter | Powerlutions | JCP&L | Accepted | 2019-10-31 | 2019-11-04 | 2020-11-04 | Solar Edge | SE11400H-US | Inverters | 11.4 |  | 1 |  |  | 0.99 |  | Outdoor | Near Meter
Solar Registration Program | NJSRRE1543061247 | Millville | 8332 | 20 | 14.88 | Residential | Yes | Behind the Meter | Solar Energy World | AC Electric | Accepted | 2019-11-08 | 2019-11-13 | 2020-11-13 | LONGi Green Energy World | LR6-60PE-310M | Solar Panels |  | 0.31 | 48 | 157 | 30 |  | Fixed | Roof
Solar Registration Program | NJSRRE1543061247 | Millville | 8332 | 20 | 14.88 | Residential | Yes | Behind the Meter | Solar Energy World | AC Electric | Accepted | 2019-11-08 | 2019-11-13 | 2020-11-13 | Solar Edge | SE6000H-USRGM | Inverters | 6000 |  | 2 |  |  | 0.983 |  | Outside | near meter
Solar Registration Program | NJSRRE1540292297 | Warren | 7059 | 5 | 14.95 | Residential | No | Behind the Meter | Tesla Energy Operations Inc | JCP&L | Accepted | 2019-01-28 | 2019-02-04 | 2020-02-04 | SC | SC325 | Solar Panels |  | 0.325 | 5 | 84 | 40 |  | Fixed | Roof
Solar Registration Program | NJSRRE1540292297 | Warren | 7059 | 5 | 14.95 | Residential | No | Behind the Meter | Tesla Energy Operations Inc | JCP&L | Accepted | 2019-01-28 | 2019-02-04 | 2020-02-04 | SC | SC325 | Solar Panels |  | 0.325 | 19 | 174 | 40 |  | Fixed | Roof
Solar Registration Program | NJSRRE1540292297 | Warren | 7059 | 5 | 14.95 | Residential | No | Behind the Meter | Tesla Energy Operations Inc | JCP&L | Accepted | 2019-01-28 | 2019-02-04 | 2020-02-04 | SC | SC325 | Solar Panels |  | 0.325 | 22 | 174 | 40 |  | Fixed | Roof
Solar Registration Program | NJSRRE1540292297 | Warren | 7059 | 5 | 14.95 | Residential | No | Behind the Meter | Tesla Energy Operations Inc | JCP&L | Accepted | 2019-01-28 | 2019-02-04 | 2020-02-04 | Delta | Solivia 7.6 TL | Inverters | 7600 |  | 2 |  |  | 0.975 |  | Indoor | indoor
Solar Registration Program | NJSRRE1540292297 | Warren | 7059 | 5 | 14.95 | Residential | No | Behind the Meter | Tesla Energy Operations Inc | JCP&L | Accepted | 2019-01-28 | 2019-02-04 | 2020-02-04 | Tesla | AC Powerwall 2.0 | Electric Storage Battery |  |  | 2 |  |  |  | Lithium Ion |  | inside
Solar Registration Program | NJSRRE1540957766 | Piscataway | 8854 | 11 | 14.95 | Residential | No | Behind the Meter | Green Power Energy | PSE&G | Accepted | 2019-05-03 | 2019-05-08 | 2020-05-08 | Panasonic | VBHN325KA03 | Solar Panels |  | 0.325 | 15 | 144 | 23 |  | Fixed | Roof
Solar Registration Program | NJSRRE1540957766 | Piscataway | 8854 | 11 | 14.95 | Residential | No | Behind the Meter | Green Power Energy | PSE&G | Accepted | 2019-05-03 | 2019-05-08 | 2020-05-08 | Panasonic | VBHN325KA03 | Solar Panels |  | 0.325 | 23 | 144 | 27 |  | Fixed | Roof
Solar Registration Program | NJSRRE1540957766 | Piscataway | 8854 | 11 | 14.95 | Residential | No | Behind the Meter | Green Power Energy | PSE&G | Accepted | 2019-05-03 | 2019-05-08 | 2020-05-08 | Panasonic | VBHN325KA03 | Solar Panels |  | 0.325 | 8 | 326 | 23 |  | Fixed | Roof
Solar Registration Program | NJSRRE1540957766 | Piscataway | 8854 | 11 | 14.95 | Residential | No | Behind the Meter | Green Power Energy | PSE&G | Accepted | 2019-05-03 | 2019-05-08 | 2020-05-08 | Solar Edge | SE6000H-US | Inverters | 6000 |  | 1 |  |  | 0.97 |  | Outside | next to meter
Solar Registration Program | NJSRRE1540957766 | Piscataway | 8854 | 11 | 14.95 | Residential | No | Behind the Meter | Green Power Energy | PSE&G | Accepted | 2019-05-03 | 2019-05-08 | 2020-05-08 | Solar Edge | SE7600H-US | Inverters | 7600 |  | 1 |  |  | 0.97 |  | Outside | next to meter
Solar Registration Program | NJSRRE1542390493 | Englewood City | 7631 | 7 | 14.95 | Residential | No | Behind the Meter | 1st Light Energy Inc | PSE&G | Accepted | 2019-09-11 | 2019-09-13 | 2020-09-13 | Trina | TSM-305DD05A.05 | Solar Panels |  | 0.305 | 42 | 186 | 45 |  | Fixed | Roof
Solar Registration Program | NJSRRE1542390493 | Englewood City | 7631 | 7 | 14.95 | Residential | No | Behind the Meter | 1st Light Energy Inc | PSE&G | Accepted | 2019-09-11 | 2019-09-13 | 2020-09-13 | Trina | TSM-305DD05A.05 | Solar Panels |  | 0.305 | 7 | 6 | 45 |  | Fixed | Roof
Solar Registration Program | NJSRRE1542390493 | Englewood City | 7631 | 7 | 14.95 | Residential | No | Behind the Meter | 1st Light Energy Inc | PSE&G | Accepted | 2019-09-11 | 2019-09-13 | 2020-09-13 | SMA | SB 6.0-US | Inverters | 6000 |  | 2 |  |  | 0.98 |  | Outside | within 10 feet of meter
Solar Registration Program | NJSRRE1542419901 | Audubon Boro | 8106 | 14 | 14.95 | Residential | Yes | Behind the Meter | 1st Light Energy Inc | PSE&G | Accepted | 2019-09-18 | 2019-09-20 | 2020-09-20 | Trina | TSM-305DD05A.05(II) | Solar Panels |  | 0.305 | 17 | 230 | 30 |  | Fixed | Roof
Solar Registration Program | NJSRRE1542419901 | Audubon Boro | 8106 | 14 | 14.95 | Residential | Yes | Behind the Meter | 1st Light Energy Inc | PSE&G | Accepted | 2019-09-18 | 2019-09-20 | 2020-09-20 | Trina | TSM-305DD05A.05(II) | Solar Panels |  | 0.305 | 8 | 50 | 30 |  | Fixed | Roof
Solar Registration Program | NJSRRE1542419901 | Audubon Boro | 8106 | 14 | 14.95 | Residential | Yes | Behind the Meter | 1st Light Energy Inc | PSE&G | Accepted | 2019-09-18 | 2019-09-20 | 2020-09-20 | Trina | TSM-305DD05A.05(II) | Solar Panels |  | 0.305 | 24 | 50 | 14 |  | Fixed | Roof
Solar Registration Program | NJSRRE1542419901 | Audubon Boro | 8106 | 14 | 14.95 | Residential | Yes | Behind the Meter | 1st Light Energy Inc | PSE&G | Accepted | 2019-09-18 | 2019-09-20 | 2020-09-20 | Solaredge | SE11400H-USRGM (240V) | Inverters | 11400 |  | 1 |  |  | 0.99 |  | Outside | within 10 feet of meter
Solar Registration Program | NJSRRE1542428554 | Mays Landing | 8330 | 19 | 14.95 | Residential | No | Behind the Meter | Sun Up Zero Down | AC Electric | Accepted | 2019-09-23 | 2019-09-25 | 2020-09-25 | Trina | TSM-305 DD05A.05 (II) | Solar Panels |  | 0.305 | 49 | 180 | 23 |  | Fixed | Roof
Solar Registration Program | NJSRRE1542428554 | Mays Landing | 8330 | 19 | 14.95 | Residential | No | Behind the Meter | Sun Up Zero Down | AC Electric | Accepted | 2019-09-23 | 2019-09-25 | 2020-09-25 | Solaredge | SE11400H-US | Inverters | 11400 |  | 1 |  |  | 0.98 |  | Other | outside wall
Solar Registration Program | NJSRRE1542547175 | Clementon | 8021 | 14 | 14.95 | Residential | No | Behind the Meter | Green Power Energy | AC Electric | Accepted | 2019-10-16 | 2019-10-18 | 2020-10-18 | Panasonic | VBHN325KA03 | Solar Panels |  | 0.325 | 24 | 144 | 27 |  | Fixed | Roof
Solar Registration Program | NJSRRE1542547175 | Clementon | 8021 | 14 | 14.95 | Residential | No | Behind the Meter | Green Power Energy | AC Electric | Accepted | 2019-10-16 | 2019-10-18 | 2020-10-18 | Panasonic | VBHN325KA03 | Solar Panels |  | 0.325 | 10 | 233 | 27 |  | Fixed | Roof
Solar Registration Program | NJSRRE1542547175 | Clementon | 8021 | 14 | 14.95 | Residential | No | Behind the Meter | Green Power Energy | AC Electric | Accepted | 2019-10-16 | 2019-10-18 | 2020-10-18 | Panasonic | VBHN325KA03 | Solar Panels |  | 0.325 | 12 | 55 | 27 |  | Fixed | Roof
Solar Registration Program | NJSRRE1542547175 | Clementon | 8021 | 14 | 14.95 | Residential | No | Behind the Meter | Green Power Energy | AC Electric | Accepted | 2019-10-16 | 2019-10-18 | 2020-10-18 | Solar Edge | SE7600H-US | Inverters | 7600 |  | 2 |  |  | 0.97 |  | Outside | next to meter
Solar Registration Program | NJSRRE1542548318 | Bernards | 7920 | 5 | 14.95 | Residential | No | Behind the Meter | Green Power Energy | JCP&L | Accepted | 2019-10-16 | 2019-10-18 | 2020-10-18 | Panasonic | VBHN325KA03 | Solar Panels |  | 0.325 | 31 | 177 | 30 |  | Fixed | Roof
Solar Registration Program | NJSRRE1542548318 | Bernards | 7920 | 5 | 14.95 | Residential | No | Behind the Meter | Green Power Energy | JCP&L | Accepted | 2019-10-16 | 2019-10-18 | 2020-10-18 | Panasonic | VBHN325KA03 | Solar Panels |  | 0.325 | 10 | 87 | 34 |  | Fixed | Roof
Solar Registration Program | NJSRRE1542548318 | Bernards | 7920 | 5 | 14.95 | Residential | No | Behind the Meter | Green Power Energy | JCP&L | Accepted | 2019-10-16 | 2019-10-18 | 2020-10-18 | Panasonic | VBHN325KA03 | Solar Panels |  | 0.325 | 3 | 88 | 30 |  | Fixed | Roof
Solar Registration Program | NJSRRE1542548318 | Bernards | 7920 | 5 | 14.95 | Residential | No | Behind the Meter | Green Power Energy | JCP&L | Accepted | 2019-10-16 | 2019-10-18 | 2020-10-18 | Panasonic | VBHN325KA03 | Solar Panels |  | 0.325 | 2 | 268 | 30 |  | Fixed | Roof
Solar Registration Program | NJSRRE1542548318 | Bernards | 7920 | 5 | 14.95 | Residential | No | Behind the Meter | Green Power Energy | JCP&L | Accepted | 2019-10-16 | 2019-10-18 | 2020-10-18 | Solar Edge | SE7600H-US | Inverters | 7600 |  | 2 |  |  | 0.97 |  | Outside | next to meter
Solar Registration Program | NJSRRE1542952617 | CLARK | 7066 | 10 | 14.95 | Residential | No | Behind the Meter | Infinity Solar Systems | PSE&G | Accepted | 2019-11-05 | 2019-11-07 | 2020-11-07 | TRINA | TSM-305DD05A.05 | Solar Panels |  | 0.305 | 10 | 303 | 20 |  | Fixed | Roof
Solar Registration Program | NJSRRE1542952617 | CLARK | 7066 | 10 | 14.95 | Residential | No | Behind the Meter | Infinity Solar Systems | PSE&G | Accepted | 2019-11-05 | 2019-11-07 | 2020-11-07 | TRINA | TSM-305DD05A.05 | Solar Panels |  | 0.305 | 11 | 33 | 15 |  | Fixed | Roof
Solar Registration Program | NJSRRE1542952617 | CLARK | 7066 | 10 | 14.95 | Residential | No | Behind the Meter | Infinity Solar Systems | PSE&G | Accepted | 2019-11-05 | 2019-11-07 | 2020-11-07 | TRINA | TSM-305DD05A.05 | Solar Panels |  | 0.305 | 11 | 213 | 20 |  | Fixed | Roof
Solar Registration Program | NJSRRE1542952617 | CLARK | 7066 | 10 | 14.95 | Residential | No | Behind the Meter | Infinity Solar Systems | PSE&G | Accepted | 2019-11-05 | 2019-11-07 | 2020-11-07 | TRINA | TSM-305DD05A.05 | Solar Panels |  | 0.305 | 8 | 123 | 20 |  | Fixed | Roof
Solar Registration Program | NJSRRE1542952617 | CLARK | 7066 | 10 | 14.95 | Residential | No | Behind the Meter | Infinity Solar Systems | PSE&G | Accepted | 2019-11-05 | 2019-11-07 | 2020-11-07 | TRINA | TSM-305DD05A.05 | Solar Panels |  | 0.305 | 9 | 213 | 15 |  | Fixed | Roof
Solar Registration Program | NJSRRE1542952617 | CLARK | 7066 | 10 | 14.95 | Residential | No | Behind the Meter | Infinity Solar Systems | PSE&G | Accepted | 2019-11-05 | 2019-11-07 | 2020-11-07 | ENPHASE | IQ7-60-X-US | Inverters | 240 |  | 49 |  |  | 0.97 |  | Other | MICROINVERTERS
Solar Registration Program | NJSRRE1542987326 | TUNERSVILLE | 8012 | 14 | 14.95 | Residential | No | Behind the Meter | Sunny Corp | AC Electric | Accepted | 2019-11-05 | 2019-11-07 | 2020-11-07 | PANASONIC | VBHN325KA03 | Solar Panels |  | 0.325 | 34 | 123 | 26 |  | Fixed | Roof
Solar Registration Program | NJSRRE1542987326 | TUNERSVILLE | 8012 | 14 | 14.95 | Residential | No | Behind the Meter | Sunny Corp | AC Electric | Accepted | 2019-11-05 | 2019-11-07 | 2020-11-07 | PANASONIC | VHN325KA03 | Solar Panels |  | 0.325 | 12 | 123 | 26 |  | Fixed | Roof
Solar Registration Program | NJSRRE1543254330 | Califon | 7830 | 4 | 14.95 | Residential | No | Behind the Meter | Maier Solar Engineering dba Solar Me | JCP&L | Accepted | 2019-11-14 | 2019-11-21 | 2020-11-21 | Canadian | CS1H-325MS | Solar Panels |  | 0.325 | 31 | 120 | 34 |  | Fixed | Roof
Solar Registration Program | NJSRRE1543254330 | Califon | 7830 | 4 | 14.95 | Residential | No | Behind the Meter | Maier Solar Engineering dba Solar Me | JCP&L | Accepted | 2019-11-14 | 2019-11-21 | 2020-11-21 | Canadian | CS1H-325MS | Solar Panels |  | 0.325 | 15 | 120 | 34 |  | Fixed | Roof
Solar Registration Program | NJSRRE1543254330 | Califon | 7830 | 4 | 14.95 | Residential | No | Behind the Meter | Maier Solar Engineering dba Solar Me | JCP&L | Accepted | 2019-11-14 | 2019-11-21 | 2020-11-21 | Enphase | IQ7 | Inverters | 240 |  | 46 |  |  | 0.96 |  | Outdoor | Next to meter
Solar Registration Program | NJSRRE1543447445 | Mullica Hill | 8062 | 15 | 14.95 | Residential | No | Behind the Meter | Sunny Corp | AC Electric | Accepted | 2019-12-02 | 2019-12-02 | 2020-12-02 | PANASONIC | VBHN325KA03 | Solar Panels |  | 0.325 | 9 | 228 | 45 |  | Fixed | Roof
Solar Registration Program | NJSRRE1543447445 | Mullica Hill | 8062 | 15 | 14.95 | Residential | No | Behind the Meter | Sunny Corp | AC Electric | Accepted | 2019-12-02 | 2019-12-02 | 2020-12-02 | PANASONIC | VBHN325KA03 | Solar Panels |  | 0.325 | 18 | 138 | 30 |  | Fixed | Roof
Solar Registration Program | NJSRRE1543447445 | Mullica Hill | 8062 | 15 | 14.95 | Residential | No | Behind the Meter | Sunny Corp | AC Electric | Accepted | 2019-12-02 | 2019-12-02 | 2020-12-02 | PANASONIC | VBHN325KA03 | Solar Panels |  | 0.325 | 11 | 138 | 30 |  | Fixed | Roof
Solar Registration Program | NJSRRE1543447445 | Mullica Hill | 8062 | 15 | 14.95 | Residential | No | Behind the Meter | Sunny Corp | AC Electric | Accepted | 2019-12-02 | 2019-12-02 | 2020-12-02 | PANASONIC | VBHN325KA03 | Solar Panels |  | 0.325 | 8 | 138 | 30 |  | Fixed | Roof
Solar Registration Program | NJSRRE1543447445 | Mullica Hill | 8062 | 15 | 14.95 | Residential | No | Behind the Meter | Sunny Corp | AC Electric | Accepted | 2019-12-02 | 2019-12-02 | 2020-12-02 | ENPHASE | IQ7X | Inverters | 1.37 |  | 46 |  |  | 0.1 |  | Outdoor | ON ROOF
Solar Registration Program | NJSRRE1543513272 | Wrightstown | 8562 | 13 | 14.95 | Residential | No | Behind the Meter | Impact Solar LLC | JCP&L | Accepted | 2019-12-11 | 2019-12-16 | 2020-12-16 | panasonic | VBHN325SA17 | Solar Panels |  | 0.325 | 18 | 210 | 23 |  | Fixed | Roof
Solar Registration Program | NJSRRE1543513272 | Wrightstown | 8562 | 13 | 14.95 | Residential | No | Behind the Meter | Impact Solar LLC | JCP&L | Accepted | 2019-12-11 | 2019-12-16 | 2020-12-16 | panasonic | VBHN325SA17 | Solar Panels |  | 0.325 | 28 | 210 | 23 |  | Fixed | Roof
Solar Registration Program | NJSRRE1543513272 | Wrightstown | 8562 | 13 | 14.95 | Residential | No | Behind the Meter | Impact Solar LLC | JCP&L | Accepted | 2019-12-11 | 2019-12-16 | 2020-12-16 | SolarEdge | SE7600H-US | Inverters | 7600 |  | 1 |  |  | 0.96 |  | Indoor | garage
Solar Registration Program | NJSRRE1543513272 | Wrightstown | 8562 | 13 | 14.95 | Residential | No | Behind the Meter | Impact Solar LLC | JCP&L | Accepted | 2019-12-11 | 2019-12-16 | 2020-12-16 | Soalredge | SE5000H-US | Inverters | 5000 |  | 1 |  |  | 0.96 |  | Indoor | garage
Solar Registration Program | NJSRRE1543513272 | Wrightstown | 8562 | 13 | 14.95 | Residential | No | Behind the Meter | Impact Solar LLC | JCP&L | Accepted | 2019-12-11 | 2019-12-16 | 2020-12-16 | solaredge | solaredge direct | Meters |  |  | 2 |  |  |  | Yes | Indoor
Solar Registration Program | NJSRRE1541041125 | Lyndhurst | 7071 | 7 | 14.96 | Residential | No | Behind the Meter | Green Power Energy | PSE&G | Accepted | 2019-05-24 | 2019-05-29 | 2020-05-29 | Panasonic | VBHN340SA17 | Solar Panels |  | 0.34 | 18 | 37 | 30 |  | Fixed | Roof
Solar Registration Program | NJSRRE1541041125 | Lyndhurst | 7071 | 7 | 14.96 | Residential | No | Behind the Meter | Green Power Energy | PSE&G | Accepted | 2019-05-24 | 2019-05-29 | 2020-05-29 | Panasonic | VBHN340SA17 | Solar Panels |  | 0.34 | 6 | 125 | 27 |  | Fixed | Roof
Solar Registration Program | NJSRRE1541041125 | Lyndhurst | 7071 | 7 | 14.96 | Residential | No | Behind the Meter | Green Power Energy | PSE&G | Accepted | 2019-05-24 | 2019-05-29 | 2020-05-29 | Panasonic | VBHN340SA17 | Solar Panels |  | 0.34 | 6 | 305 | 27 |  | Fixed | Roof
Solar Registration Program | NJSRRE1541041125 | Lyndhurst | 7071 | 7 | 14.96 | Residential | No | Behind the Meter | Green Power Energy | PSE&G | Accepted | 2019-05-24 | 2019-05-29 | 2020-05-29 | Panasonic | VBHN340SA17 | Solar Panels |  | 0.34 | 14 | 217 | 30 |  | Fixed | Roof
Solar Registration Program | NJSRRE1541041125 | Lyndhurst | 7071 | 7 | 14.96 | Residential | No | Behind the Meter | Green Power Energy | PSE&G | Accepted | 2019-05-24 | 2019-05-29 | 2020-05-29 | Solar Edge | SE7600H-US | Inverters | 7600 |  | 2 |  |  | 0.97 |  | Outside | next to meter
Solar Registration Program | NJSRRE1541122435 | Bloomfield | 7003 | 9 | 14.96 | Residential | Yes | Behind the Meter | Pro Custom Solar dba Momentum Solar | PSE&G | Accepted | 2019-06-06 | 2019-06-11 | 2020-06-11 | LG | LG 340N1C-A5 | Solar Panels |  | 0.34 | 20 | 189 | 31 |  | Fixed | Roof
Solar Registration Program | NJSRRE1541122435 | Bloomfield | 7003 | 9 | 14.96 | Residential | Yes | Behind the Meter | Pro Custom Solar dba Momentum Solar | PSE&G | Accepted | 2019-06-06 | 2019-06-11 | 2020-06-11 | LG | LG 340N1C-A5 | Solar Panels |  | 0.34 | 12 | 100 | 24 |  | Fixed | Roof
Solar Registration Program | NJSRRE1541122435 | Bloomfield | 7003 | 9 | 14.96 | Residential | Yes | Behind the Meter | Pro Custom Solar dba Momentum Solar | PSE&G | Accepted | 2019-06-06 | 2019-06-11 | 2020-06-11 | LG | LG 340N1C-A5 | Solar Panels |  | 0.34 | 12 | 280 | 24 |  | Fixed | Roof
Solar Registration Program | NJSRRE1541122435 | Bloomfield | 7003 | 9 | 14.96 | Residential | Yes | Behind the Meter | Pro Custom Solar dba Momentum Solar | PSE&G | Accepted | 2019-06-06 | 2019-06-11 | 2020-06-11 | ENPHASE | IQ7-60-2-US | Inverters | 240 |  | 44 |  |  | 0.97 |  | Outdoor | ROOF
Solar Registration Program | NJSRRE1541513091 | Whippany | 7981 | 3 | 14.96 | Commercial | No | Behind the Meter | Antonio L. Dimichino LLC | JCP&L | Accepted | 2019-06-29 | 2019-07-03 | 2020-07-03 | Hanwah Solar One | 345 | Solar Panels |  | 0.34 | 44 | 180 | 10 |  | Fixed | Roof
Solar Registration Program | NJSRRE1541513091 | Whippany | 7981 | 3 | 14.96 | Commercial | No | Behind the Meter | Antonio L. Dimichino LLC | JCP&L | Accepted | 2019-06-29 | 2019-07-03 | 2020-07-03 | Solar Edge | 10000 | Inverters | 10000 |  | 1 |  |  | 0.97 |  | Outside | next to meter
Solar Registration Program | NJSRRE1541721956 | Bernardsville | 7924 | 5 | 14.96 | Residential | Yes | Behind the Meter | Pro Custom Solar dba Momentum Solar | JCP&L | Accepted | 2019-07-31 | 2019-08-05 | 2020-08-05 | LG ELECTRONICS | LG340N1C-V5 | Solar Panels |  | 0.34 | 32 | 87 | 22 |  | Fixed | Roof
Solar Registration Program | NJSRRE1541721956 | Bernardsville | 7924 | 5 | 14.96 | Residential | Yes | Behind the Meter | Pro Custom Solar dba Momentum Solar | JCP&L | Accepted | 2019-07-31 | 2019-08-05 | 2020-08-05 | LG ELECTRONICS | LG340N1C-V5 | Solar Panels |  | 0.34 | 12 | 267 | 22 |  | Fixed | Roof
Solar Registration Program | NJSRRE1542625118 | Milford | 8848 | 4 | 14.96 | Residential | No | Behind the Meter | Green Power energy | JCP&L | Accepted | 2019-10-25 | 2019-10-29 | 2020-10-29 | SolarEdge | SE7600H-US | Inverters | 7600 |  | 2 |  |  | 0.97 |  | Outside | Next to Meter
Solar Registration Program | NJSRRE1542625118 | Milford | 8848 | 4 | 14.96 | Residential | No | Behind the Meter | Green Power energy | JCP&L | Accepted | 2019-10-25 | 2019-10-29 | 2020-10-29 | Panasonic | VBHN340SA17 | Solar Panels |  | 0.34 | 10 | 124 | 10 |  | Fixed | Roof
Solar Registration Program | NJSRRE1542625118 | Milford | 8848 | 4 | 14.96 | Residential | No | Behind the Meter | Green Power energy | JCP&L | Accepted | 2019-10-25 | 2019-10-29 | 2020-10-29 | Panasonic | VBHN340SA17 | Solar Panels |  | 0.34 | 24 | 125 | 34 |  | Fixed | Roof
Solar Registration Program | NJSRRE1542625118 | Milford | 8848 | 4 | 14.96 | Residential | No | Behind the Meter | Green Power energy | JCP&L | Accepted | 2019-10-25 | 2019-10-29 | 2020-10-29 | Panasonic | VBHN340SA17 | Solar Panels |  | 0.34 | 10 | 122 | 30 |  | Fixed | Roof
Solar Registration Program | NJSRRE1543447413 | Mahwah | 7430 | 7 | 14.96 | Residential | No | Behind the Meter | Green Power Energy | Orange Rockland Electric | Accepted | 2019-11-26 | 2019-12-02 | 2020-12-02 | Panasonic | VBHN340SA17 | Solar Panels |  | 0.34 | 2 | 171 | 27 |  | Fixed | Roof
Solar Registration Program | NJSRRE1543447413 | Mahwah | 7430 | 7 | 14.96 | Residential | No | Behind the Meter | Green Power Energy | Orange Rockland Electric | Accepted | 2019-11-26 | 2019-12-02 | 2020-12-02 | Panasonic | VBHN340SA17 | Solar Panels |  | 0.34 | 27 | 176 | 27 |  | Fixed | Roof
Solar Registration Program | NJSRRE1543447413 | Mahwah | 7430 | 7 | 14.96 | Residential | No | Behind the Meter | Green Power Energy | Orange Rockland Electric | Accepted | 2019-11-26 | 2019-12-02 | 2020-12-02 | Panasonic | VBHN340SA17 | Solar Panels |  | 0.34 | 6 | 166 | 27 |  | Fixed | Roof
Solar Registration Program | NJSRRE1543447413 | Mahwah | 7430 | 7 | 14.96 | Residential | No | Behind the Meter | Green Power Energy | Orange Rockland Electric | Accepted | 2019-11-26 | 2019-12-02 | 2020-12-02 | Panasonic | VBHN340SA17 | Solar Panels |  | 0.34 | 9 | 84 | 27 |  | Fixed | Roof
Solar Registration Program | NJSRRE1543447413 | Mahwah | 7430 | 7 | 14.96 | Residential | No | Behind the Meter | Green Power Energy | Orange Rockland Electric | Accepted | 2019-11-26 | 2019-12-02 | 2020-12-02 | SolarEdge | SE7600H-US | Inverters | 7600 |  | 2 |  |  | 0.97 |  | Outside | Next to meter
Solar Registration Program | NJSRRE1540167123 | Bernardsville | 7924 | 5 | 15 | Residential | No | Behind the Meter | Sumintra | JCP&L | Accepted | 2018-12-29 | 2019-01-03 | 2020-07-03 | Jinko | JKM300M-60 | Solar Panels |  | 0.3 | 50 | 180 | 40 |  | Fixed | Ground
Solar Registration Program | NJSRRE1540167123 | Bernardsville | 7924 | 5 | 15 | Residential | No | Behind the Meter | Sumintra | JCP&L | Accepted | 2018-12-29 | 2019-01-03 | 2020-07-03 | SMA | SB7.7-1SP-US-40 | Inverters | 7680 |  | 2 |  |  | 0.972 |  | Indoor | In the basement
Solar Registration Program | NJSRRE1540989301 | Allendale | 7401 | 7 | 15 | Residential | No | Behind the Meter | United Solar LLC | Orange Rockland Electric | Accepted | 2019-05-14 | 2019-05-17 | 2020-05-17 | Hanwha | Q Cell 300 | Solar Panels |  | 0.3 | 25 | 100 | 35 |  | Fixed | Roof
Solar Registration Program | NJSRRE1540989301 | Allendale | 7401 | 7 | 15 | Residential | No | Behind the Meter | United Solar LLC | Orange Rockland Electric | Accepted | 2019-05-14 | 2019-05-17 | 2020-05-17 | Hanwha | Q Cell 300 | Solar Panels |  | 0.3 | 25 | 280 | 35 |  | Fixed | Roof
Solar Registration Program | NJSRRE1540989301 | Allendale | 7401 | 7 | 15 | Residential | No | Behind the Meter | United Solar LLC | Orange Rockland Electric | Accepted | 2019-05-14 | 2019-05-17 | 2020-05-17 | Enphase Energy | IQ6-60-2-US | Inverters | 240 |  | 50 |  |  | 0.97 |  | Outdoor | rooftop
Solar Registration Program | NJSRRE1541038114 | Glenwood | 7418 | 1 | 15 | Residential | No | Behind the Meter | Palmetto Solar LLC | JCP&L | Accepted | 2019-05-23 | 2019-05-29 | 2020-05-29 | Silfab | SLA-M 300w | Solar Panels |  | 0.3 | 50 | 180 | 25 |  | Fixed | Ground
Solar Registration Program | NJSRRE1541038114 | Glenwood | 7418 | 1 | 15 | Residential | No | Behind the Meter | Palmetto Solar LLC | JCP&L | Accepted | 2019-05-23 | 2019-05-29 | 2020-05-29 | SolarEdge | SE7600H-US | Inverters | 7600 |  | 2 |  |  | 0.99 |  | Outside | NA
Solar Registration Program | NJSRRE1541820818 | Toms River | 8755 | 18 | 15 | Farm | No | Behind the Meter | Powerlutions | JCP&L | Accepted | 2019-08-13 | 2019-08-23 | 2020-08-23 | Trina | TSM-375DEG14 | Solar Panels |  | 0.375 | 40 | 171 | 30 |  | Fixed | Roof
Solar Registration Program | NJSRRE1541820818 | Toms River | 8755 | 18 | 15 | Farm | No | Behind the Meter | Powerlutions | JCP&L | Accepted | 2019-08-13 | 2019-08-23 | 2020-08-23 | SolarEdge | SE6000H-US | Inverters | 6 |  | 1 |  |  | 0.99 |  | Outdoor | Near Meter
Solar Registration Program | NJSRRE1541861841 | South Egg Harbor | 8215 | 19 | 15 | Residential | No | Behind the Meter | Palmetto Solar LLC | AC Electric | Accepted | 2019-08-20 | 2019-08-26 | 2020-08-26 | Trina | ALLMAX 300W | Solar Panels |  | 0.3 | 36 | 226 | 31 |  | Fixed | Roof
Solar Registration Program | NJSRRE1541861841 | South Egg Harbor | 8215 | 19 | 15 | Residential | No | Behind the Meter | Palmetto Solar LLC | AC Electric | Accepted | 2019-08-20 | 2019-08-26 | 2020-08-26 | Trina | ALLMAX 300W | Solar Panels |  | 0.3 | 14 | 46 | 31 |  | Fixed | Roof
Solar Registration Program | NJSRRE1541861841 | South Egg Harbor | 8215 | 19 | 15 | Residential | No | Behind the Meter | Palmetto Solar LLC | AC Electric | Accepted | 2019-08-20 | 2019-08-26 | 2020-08-26 | SolarEdge | SE11400H-US | Inverters | 11400 |  | 1 |  |  | 0.99 |  | Outside | Side of the house
Solar Registration Program | NJSRRE1543570742 | NEWARK | 7104 | 9 | 15 | Residential | No | Behind the Meter | UNITED SOLAR | PSE&G | Accepted | 2019-12-19 | 2019-12-23 | 2020-12-23 | TRINA SOLAR | TSM-300DD05A.05 | Solar Panels |  | 0.3 | 50 | 112 | 43 |  | Fixed | Roof
Solar Registration Program | NJSRRE1543570742 | NEWARK | 7104 | 9 | 15 | Residential | No | Behind the Meter | UNITED SOLAR | PSE&G | Accepted | 2019-12-19 | 2019-12-23 | 2020-12-23 | ENPHASE | IQ6-60-2-U5 | Inverters | 0.24 |  | 50 |  |  | 0.97 |  | Outside | ROOF
Solar Registration Program | NJSRRE1543571101 | Holmdel | 7733 | 17 | 15 | Residential | No | Behind the Meter | Bright Planet Solar | JCP&L | Accepted | 2019-12-19 | 2019-12-26 | 2020-12-26 | HANWHA Q-CELLS | Q.PEAK-G4.1 300W | Solar Panels |  | 0.3 | 13 | 325 | 34 |  | Fixed | Roof
Solar Registration Program | NJSRRE1543571101 | Holmdel | 7733 | 17 | 15 | Residential | No | Behind the Meter | Bright Planet Solar | JCP&L | Accepted | 2019-12-19 | 2019-12-26 | 2020-12-26 | HANWHA Q-CELLS | Q.PEAK-G4.1 300W | Solar Panels |  | 0.3 | 37 | 145 | 34 |  | Fixed | Roof
Solar Registration Program | NJSRRE1543571101 | Holmdel | 7733 | 17 | 15 | Residential | No | Behind the Meter | Bright Planet Solar | JCP&L | Accepted | 2019-12-19 | 2019-12-26 | 2020-12-26 | SOLAR EDGE | SE11400H-USRGM | Inverters | 11400 |  | 1 |  |  | 0.98 |  | Outdoor | OUTDOOR
Solar Registration Program | NJSRRE1541862043 | Sicklerville | 8081 | 14 | 15.04 | Residential | Yes | Behind the Meter | SunnyMac LLC | AC Electric | Accepted | 2019-08-21 | 2019-08-26 | 2020-08-26 | SunPower | SPR-E20-327 | Solar Panels |  | 0.327 | 32 | 174 | 26 |  | Fixed | Roof
Solar Registration Program | NJSRRE1541862043 | Sicklerville | 8081 | 14 | 15.04 | Residential | Yes | Behind the Meter | SunnyMac LLC | AC Electric | Accepted | 2019-08-21 | 2019-08-26 | 2020-08-26 | SunPower | SPR-E20-327 | Solar Panels |  | 0.327 | 6 | 264 | 34 |  | Fixed | Roof
Solar Registration Program | NJSRRE1541862043 | Sicklerville | 8081 | 14 | 15.04 | Residential | Yes | Behind the Meter | SunnyMac LLC | AC Electric | Accepted | 2019-08-21 | 2019-08-26 | 2020-08-26 | SunPower | SPR-E20-327 | Solar Panels |  | 0.327 | 8 | 84 | 34 |  | Fixed | Roof
Solar Registration Program | NJSRRE1541862043 | Sicklerville | 8081 | 14 | 15.04 | Residential | Yes | Behind the Meter | SunnyMac LLC | AC Electric | Accepted | 2019-08-21 | 2019-08-26 | 2020-08-26 | Enphase | IQ7XS-96-ACM-US | Inverters | 0.315 |  | 46 |  |  | 0.99 |  | Outdoor | roof
Solar Registration Program | NJSRRE1541945793 | EAST RUTHERFORD | 7073 | 7 | 15.04 | Residential | No | Behind the Meter | Infinity Solar Systems | PSE&G | Accepted | 2019-08-30 | 2019-09-04 | 2020-09-04 | LG | LG-320-N1K-V5 | Solar Panels |  | 0.32 | 6 | 306 | 5 |  | Fixed | Roof
Solar Registration Program | NJSRRE1541945793 | EAST RUTHERFORD | 7073 | 7 | 15.04 | Residential | No | Behind the Meter | Infinity Solar Systems | PSE&G | Accepted | 2019-08-30 | 2019-09-04 | 2020-09-04 | LG | LG-320-N1K-V5 | Solar Panels |  | 0.32 | 34 | 216 | 20 |  | Fixed | Roof
Solar Registration Program | NJSRRE1541945793 | EAST RUTHERFORD | 7073 | 7 | 15.04 | Residential | No | Behind the Meter | Infinity Solar Systems | PSE&G | Accepted | 2019-08-30 | 2019-09-04 | 2020-09-04 | LG | LG-320-N1K-V5 | Solar Panels |  | 0.32 | 7 | 126 | 5 |  | Fixed | Roof
Solar Registration Program | NJSRRE1541945793 | EAST RUTHERFORD | 7073 | 7 | 15.04 | Residential | No | Behind the Meter | Infinity Solar Systems | PSE&G | Accepted | 2019-08-30 | 2019-09-04 | 2020-09-04 | ENPHASE | IQ7-60-X-US | Inverters | 240 |  | 47 |  |  | 0.97 |  | Other | MICROINVERTERS
Solar Registration Program | NJSRRE1541976107 | Cedar Run | 8092 | 18 | 15.04 | Residential | Yes | Behind the Meter | SunnyMac LLC | AC Electric | Accepted | 2019-08-30 | 2019-09-04 | 2020-09-04 | SunPower | SPR-E20-327 | Solar Panels |  | 0.327 | 46 | 215 | 30 |  | Fixed | Roof
Solar Registration Program | NJSRRE1541976107 | Cedar Run | 8092 | 18 | 15.04 | Residential | Yes | Behind the Meter | SunnyMac LLC | AC Electric | Accepted | 2019-08-30 | 2019-09-04 | 2020-09-04 | Enphase | IQ7XS-96-ACM-US | Inverters | 0.315 |  | 46 |  |  | 0.99 |  | Outdoor | roof
Solar Registration Program | NJSRRE1542441869 | Lakewood | 8701 | 18 | 15.04 | Residential | Yes | Behind the Meter | Kamtech Solar Solutions | JCP&L | Accepted | 2019-09-25 | 2019-09-27 | 2020-09-27 | Sunpower Corporation | e20-327-C-AC | Solar Panels |  | 0.327 | 11 | 188 | 40 |  | Fixed | Roof
Solar Registration Program | NJSRRE1542441869 | Lakewood | 8701 | 18 | 15.04 | Residential | Yes | Behind the Meter | Kamtech Solar Solutions | JCP&L | Accepted | 2019-09-25 | 2019-09-27 | 2020-09-27 | Sunpower Corporation | E20-327-C-AC | Solar Panels |  | 0.327 | 35 | 187 | 9 |  | Fixed | Roof
Solar Registration Program | NJSRRE1542441869 | Lakewood | 8701 | 18 | 15.04 | Residential | Yes | Behind the Meter | Kamtech Solar Solutions | JCP&L | Accepted | 2019-09-25 | 2019-09-27 | 2020-09-27 | Enphase Energy | Iq-7x | Inverters | 0.315 |  | 46 |  |  | 0.975 |  | Outdoor | Underneath each module
Solar Registration Program | NJSRRE1542687579 | Cherry Hill | 8003 | 14 | 15.04 | Residential | No | Behind the Meter | Sun Up Zero Down | PSE&G | Accepted | 2019-10-29 | 2019-10-31 | 2020-10-31 | lg | LG320N1K-A5 | Solar Panels |  | 0.32 | 22 | 108 | 18 |  | Fixed | Roof
Solar Registration Program | NJSRRE1542687579 | Cherry Hill | 8003 | 14 | 15.04 | Residential | No | Behind the Meter | Sun Up Zero Down | PSE&G | Accepted | 2019-10-29 | 2019-10-31 | 2020-10-31 | lg | LG320N1K-A5 | Solar Panels |  | 0.32 | 25 | 288 | 18 |  | Fixed | Roof
Solar Registration Program | NJSRRE1542687579 | Cherry Hill | 8003 | 14 | 15.04 | Residential | No | Behind the Meter | Sun Up Zero Down | PSE&G | Accepted | 2019-10-29 | 2019-10-31 | 2020-10-31 | solaredge | SE11400H-US | Inverters | 11400 |  | 1 |  |  | 0.98 |  | Other | outside wall
Solar Registration Program | NJSRRE1542845162 | Pennsville | 8070 | 16 | 15.04 | Residential | Yes | Behind the Meter | Castle Energy, LLC | AC Electric | Accepted | 2019-10-31 | 2019-11-04 | 2020-11-04 | Hanwha Q-Cells | Q.Peak DUO-G5 320 | Solar Panels |  | 0.32 | 17 | 111 | 19 |  | Fixed | Roof
Solar Registration Program | NJSRRE1542845162 | Pennsville | 8070 | 16 | 15.04 | Residential | Yes | Behind the Meter | Castle Energy, LLC | AC Electric | Accepted | 2019-10-31 | 2019-11-04 | 2020-11-04 | Hanwha Q-Cells | Q.Peak DUO-G5 320 | Solar Panels |  | 0.32 | 30 | 201 | 19 |  | Fixed | Roof
Solar Registration Program | NJSRRE1542845162 | Pennsville | 8070 | 16 | 15.04 | Residential | Yes | Behind the Meter | Castle Energy, LLC | AC Electric | Accepted | 2019-10-31 | 2019-11-04 | 2020-11-04 | Enphase Energy | IQ7-60-2-US | Inverters | 240 |  | 47 |  |  | 0.967 |  | Outside | on the rooftop under each solar panel
Solar Registration Program | NJSRRE1542907797 | Willingboro | 8046 | 13 | 15.04 | Residential | No | Behind the Meter | Sunpower Capital LLC | PSE&G | Accepted | 2019-11-04 | 2019-11-06 | 2020-11-06 | SunPower | 327W | Solar Panels |  | 0.327 | 46 | 214 | 20 |  | Fixed | Roof
Solar Registration Program | NJSRRE1542907797 | Willingboro | 8046 | 13 | 15.04 | Residential | No | Behind the Meter | Sunpower Capital LLC | PSE&G | Accepted | 2019-11-04 | 2019-11-06 | 2020-11-06 | SunPower | Type E | Inverters | 320 |  | 46 |  |  | 0.92 |  | Outside | na
Solar Registration Program | NJSRRE1543046585 | Robbinsville Township | 8691 | 12 | 15.04 | Residential | No | Behind the Meter | GenRenew, LLC | JCP&L | Accepted | 2019-11-07 | 2019-11-12 | 2020-11-12 | Sunpower | SPR-E20-327-E-AC | Solar Panels |  | 0.327 | 4 | 221 | 34 |  | Fixed | Roof
Solar Registration Program | NJSRRE1543046585 | Robbinsville Township | 8691 | 12 | 15.04 | Residential | No | Behind the Meter | GenRenew, LLC | JCP&L | Accepted | 2019-11-07 | 2019-11-12 | 2020-11-12 | Sunpower | SPR-E20-327-E-AC | Solar Panels |  | 0.327 | 21 | 221 | 34 |  | Fixed | Roof
Solar Registration Program | NJSRRE1543046585 | Robbinsville Township | 8691 | 12 | 15.04 | Residential | No | Behind the Meter | GenRenew, LLC | JCP&L | Accepted | 2019-11-07 | 2019-11-12 | 2020-11-12 | Sunpower | SPR-E20-327-E-AC | Solar Panels |  | 0.327 | 21 | 41 | 34 |  | Fixed | Roof
Solar Registration Program | NJSRRE1543046585 | Robbinsville Township | 8691 | 12 | 15.04 | Residential | No | Behind the Meter | GenRenew, LLC | JCP&L | Accepted | 2019-11-07 | 2019-11-12 | 2020-11-12 | Sunpower | MI-E-320-US208/240 | Inverters | 320 |  | 46 |  |  | 0.96 |  | Outdoor | microinverters under modules
Solar Registration Program | NJSRRE1543464431 | Barrington | 8007 | 14 | 15.04 | Residential | No | Behind the Meter | GenRenew, LLC | PSE&G | Accepted | 2019-12-02 | 2019-12-04 | 2020-12-04 | Sunpower | SPR-E20-327-E-AC | Solar Panels |  | 0.327 | 14 | 194 | 37 |  | Fixed | Roof
Solar Registration Program | NJSRRE1543464431 | Barrington | 8007 | 14 | 15.04 | Residential | No | Behind the Meter | GenRenew, LLC | PSE&G | Accepted | 2019-12-02 | 2019-12-04 | 2020-12-04 | Sunpower | SPR-E20-327-E-AC | Solar Panels |  | 0.327 | 32 | 14 | 11 |  | Fixed | Roof
Solar Registration Program | NJSRRE1543464431 | Barrington | 8007 | 14 | 15.04 | Residential | No | Behind the Meter | GenRenew, LLC | PSE&G | Accepted | 2019-12-02 | 2019-12-04 | 2020-12-04 | Sunpower | MI-E-320-US208/240 | Inverters | 320 |  | 46 |  |  | 0.96 |  | Outdoor | microinverters under modules
Solar Registration Program | NJSRRE1543547822 | Pedricktown | 8067 | 16 | 15.04 | Residential | Yes | Behind the Meter | Castle Energy, LLC | AC Electric | Accepted | 2019-12-16 | 2019-12-18 | 2020-12-18 | Hanwha Q-Cells | Q.PEAK Duo-G5 320 | Solar Panels |  | 0.32 | 8 | 81 | 22 |  | Fixed | Roof
Solar Registration Program | NJSRRE1543547822 | Pedricktown | 8067 | 16 | 15.04 | Residential | Yes | Behind the Meter | Castle Energy, LLC | AC Electric | Accepted | 2019-12-16 | 2019-12-18 | 2020-12-18 | Hanwha Q-Cells | Q.PEAK Duo-G5 320 | Solar Panels |  | 0.32 | 6 | 261 | 27 |  | Fixed | Roof
Solar Registration Program | NJSRRE1543547822 | Pedricktown | 8067 | 16 | 15.04 | Residential | Yes | Behind the Meter | Castle Energy, LLC | AC Electric | Accepted | 2019-12-16 | 2019-12-18 | 2020-12-18 | Hanwha Q-Cells | Q.PEAK Duo-G5 320 | Solar Panels |  | 0.32 | 5 | 261 | 27 |  | Fixed | Roof
Solar Registration Program | NJSRRE1543547822 | Pedricktown | 8067 | 16 | 15.04 | Residential | Yes | Behind the Meter | Castle Energy, LLC | AC Electric | Accepted | 2019-12-16 | 2019-12-18 | 2020-12-18 | Hanwha Q-Cells | Q.PEAK Duo-G5 320 | Solar Panels |  | 0.32 | 19 | 261 | 22 |  | Fixed | Roof
Solar Registration Program | NJSRRE1543547822 | Pedricktown | 8067 | 16 | 15.04 | Residential | Yes | Behind the Meter | Castle Energy, LLC | AC Electric | Accepted | 2019-12-16 | 2019-12-18 | 2020-12-18 | Hanwha Q-Cells | Q.PEAK Duo-G5 320 | Solar Panels |  | 0.32 | 9 | 170 | 10 |  | Fixed | Roof
Solar Registration Program | NJSRRE1543547822 | Pedricktown | 8067 | 16 | 15.04 | Residential | Yes | Behind the Meter | Castle Energy, LLC | AC Electric | Accepted | 2019-12-16 | 2019-12-18 | 2020-12-18 | Enphase Energy | IQ7-60-2-US | Inverters | 240 |  | 47 |  |  | 0.967 |  | Outside | on the rooftop under each solar panel
Solar Registration Program | NJSRRE1543821928 | CEDAR GROVE | 7009 | 9 | 15.04 | Residential | No | Behind the Meter | SEA BRIGHT SOLAR, LLC | PSE&G | Accepted | 2019-12-26 | 2019-12-31 | 2020-12-31 | SUNPOWER | SPR-E20-327-AC | Solar Panels |  | 0.327 | 11 | 278 | 8 |  | Fixed | Roof | WEST
Solar Registration Program | NJSRRE1543821928 | CEDAR GROVE | 7009 | 9 | 15.04 | Residential | No | Behind the Meter | SEA BRIGHT SOLAR, LLC | PSE&G | Accepted | 2019-12-26 | 2019-12-31 | 2020-12-31 | SUNPOWER | SPR-E20-327-AC | Solar Panels |  | 0.327 | 11 | 98 | 8 |  | Fixed | Roof | EAST
Solar Registration Program | NJSRRE1543821928 | CEDAR GROVE | 7009 | 9 | 15.04 | Residential | No | Behind the Meter | SEA BRIGHT SOLAR, LLC | PSE&G | Accepted | 2019-12-26 | 2019-12-31 | 2020-12-31 | SUNPOWER | SPR-E20-327-AC | Solar Panels |  | 0.327 | 12 | 278 | 8 |  | Fixed | Roof | WEST
Solar Registration Program | NJSRRE1543821928 | CEDAR GROVE | 7009 | 9 | 15.04 | Residential | No | Behind the Meter | SEA BRIGHT SOLAR, LLC | PSE&G | Accepted | 2019-12-26 | 2019-12-31 | 2020-12-31 | SUNPOWER | SPR-E20-327-AC | Solar Panels |  | 0.327 | 12 | 98 | 8 |  | Fixed | Roof | EAST
Solar Registration Program | NJSRRE1543821928 | CEDAR GROVE | 7009 | 9 | 15.04 | Residential | No | Behind the Meter | SEA BRIGHT SOLAR, LLC | PSE&G | Accepted | 2019-12-26 | 2019-12-31 | 2020-12-31 | SUNPOWER | SPR-E20-327-AC | Inverters | 320 |  | 46 |  |  | 0.96 |  | Outside | BENEATH ARRAY
Solar Registration Program | NJSRRE1540418475 | Bridgeton | 8302 | 20 | 15.05 | Residential | Yes | Behind the Meter | Trinity Solar | AC Electric | Accepted | 2019-03-04 | 2019-03-12 | 2020-03-12 | Hanwha 295 | Q.PEAK-BLK G4.1 295 | Solar Panels |  | 0.295 | 29 | 86 | 21 |  | Fixed | Roof
Solar Registration Program | NJSRRE1540418475 | Bridgeton | 8302 | 20 | 15.05 | Residential | Yes | Behind the Meter | Trinity Solar | AC Electric | Accepted | 2019-03-04 | 2019-03-12 | 2020-03-12 | Hanwha 295 | Q.PEAK-BLK G4.1 295 | Solar Panels |  | 0.295 | 22 | 266 | 21 |  | Fixed | Roof
Solar Registration Program | NJSRRE1540418475 | Bridgeton | 8302 | 20 | 15.05 | Residential | Yes | Behind the Meter | Trinity Solar | AC Electric | Accepted | 2019-03-04 | 2019-03-12 | 2020-03-12 | Solar Edge | SE5000H-US | Inverters | 5000 |  | 1 |  |  | 0.97 |  | Outside | Side of home
Solar Registration Program | NJSRRE1540418475 | Bridgeton | 8302 | 20 | 15.05 | Residential | Yes | Behind the Meter | Trinity Solar | AC Electric | Accepted | 2019-03-04 | 2019-03-12 | 2020-03-12 | Solar Edge | SE7600H-US | Inverters | 7600 |  | 1 |  |  | 0.97 |  | Outdoor | Side of home
Solar Registration Program | NJSRRE1540743107 | Stanhope | 7874 | 1 | 15.05 | Residential | Yes | Behind the Meter | Pro Custom Solar dba Momentum Solar | JCP&L | Accepted | 2019-03-27 | 2019-03-28 | 2020-03-28 | HANWHA | Q-CELLS Q.PEAK BLK-G4.1 295 | Solar Panels |  | 0.295 | 17 | 172 | 26 |  | Fixed | Roof
Solar Registration Program | NJSRRE1540743107 | Stanhope | 7874 | 1 | 15.05 | Residential | Yes | Behind the Meter | Pro Custom Solar dba Momentum Solar | JCP&L | Accepted | 2019-03-27 | 2019-03-28 | 2020-03-28 | HANWHA | Q-CELLS Q.PEAK BLK-G4.1 295 | Solar Panels |  | 0.295 | 15 | 171 | 15 |  | Fixed | Roof
Solar Registration Program | NJSRRE1540743107 | Stanhope | 7874 | 1 | 15.05 | Residential | Yes | Behind the Meter | Pro Custom Solar dba Momentum Solar | JCP&L | Accepted | 2019-03-27 | 2019-03-28 | 2020-03-28 | HANWHA | Q-CELLS Q.PEAK BLK-G4.1 295 | Solar Panels |  | 0.295 | 19 | 352 | 30 |  | Fixed | Roof
Solar Registration Program | NJSRRE1540743107 | Stanhope | 7874 | 1 | 15.05 | Residential | Yes | Behind the Meter | Pro Custom Solar dba Momentum Solar | JCP&L | Accepted | 2019-03-27 | 2019-03-28 | 2020-03-28 | ENPHASE | IQ6 | Inverters | 230 |  | 51 |  |  | 0.97 |  | Outside | ROOF
Solar Registration Program | NJSRRE1541844476 | Brick | 8723 | 18 | 15.05 | Residential | Yes | Behind the Meter | Trinity Solar | JCP&L | Accepted | 2019-08-15 | 2019-08-23 | 2020-08-23 | Hanwha 295 | Q.PEAK-BLK G4.1 295 | Solar Panels |  | 0.295 | 33 | 166 | 21 |  | Fixed | Roof
Solar Registration Program | NJSRRE1541844476 | Brick | 8723 | 18 | 15.05 | Residential | Yes | Behind the Meter | Trinity Solar | JCP&L | Accepted | 2019-08-15 | 2019-08-23 | 2020-08-23 | Hanwha 295 | Q.PEAK-BLK G4.1 295 | Solar Panels |  | 0.295 | 18 | 346 | 21 |  | Fixed | Roof
Solar Registration Program | NJSRRE1541844476 | Brick | 8723 | 18 | 15.05 | Residential | Yes | Behind the Meter | Trinity Solar | JCP&L | Accepted | 2019-08-15 | 2019-08-23 | 2020-08-23 | Solar Edge | SE7600H-US000BNC4 | Inverters | 7600 |  | 1 |  |  | 0.97 |  | Outside | Side of home
Solar Registration Program | NJSRRE1541844476 | Brick | 8723 | 18 | 15.05 | Residential | Yes | Behind the Meter | Trinity Solar | JCP&L | Accepted | 2019-08-15 | 2019-08-23 | 2020-08-23 | Solar Edge | SE5000H-US000BNC4 | Inverters | 5000 |  | 1 |  |  | 0.97 |  | Outside | Side of home
Solar Registration Program | NJSRRE1542390587 | MANASQUAN | 8736 | 17 | 15.05 | Residential | No | Behind the Meter | SEA BRIGHT SOLAR, LLC | JCP&L | Accepted | 2019-09-11 | 2019-09-13 | 2020-09-13 | SUNPOWER | SPR-X21-350-BLK-AC | Solar Panels |  | 0.35 | 43 | 220 | 39 |  | Fixed | Roof | SW
Solar Registration Program | NJSRRE1542390587 | MANASQUAN | 8736 | 17 | 15.05 | Residential | No | Behind the Meter | SEA BRIGHT SOLAR, LLC | JCP&L | Accepted | 2019-09-11 | 2019-09-13 | 2020-09-13 | SUNPOWER | SPR-X21-350-BLK-AC | Inverters | 320 |  | 43 |  |  | 0.96 |  | Outside | BENEATH ARRAY
Solar Registration Program | NJSRRE1542390587 | MANASQUAN | 8736 | 17 | 15.05 | Residential | No | Behind the Meter | SEA BRIGHT SOLAR, LLC | JCP&L | Accepted | 2019-09-11 | 2019-09-13 | 2020-09-13 | TESLA | POWERWALL2 | Electric Storage Battery |  |  | 2 |  |  |  | Lithium Ion |  | INSIDE
Solar Registration Program | NJSRRE1542428106 | Cape May Court House | 8210 | 21 | 15.05 | Residential | No | Behind the Meter | OCEAN SOLAR | AC Electric | Accepted | 2019-09-24 | 2019-09-24 | 2020-09-24 | LG | LG 350 mono | Solar Panels |  | 0.35 | 28 | 117 | 36 |  | Fixed | Roof
Solar Registration Program | NJSRRE1542428106 | Cape May Court House | 8210 | 21 | 15.05 | Residential | No | Behind the Meter | OCEAN SOLAR | AC Electric | Accepted | 2019-09-24 | 2019-09-24 | 2020-09-24 | LG | LG 350 mono | Solar Panels |  | 0.35 | 15 | 207 | 26 |  | Fixed | Roof
Solar Registration Program | NJSRRE1542428106 | Cape May Court House | 8210 | 21 | 15.05 | Residential | No | Behind the Meter | OCEAN SOLAR | AC Electric | Accepted | 2019-09-24 | 2019-09-24 | 2020-09-24 | Soalr edge | SE11.4 | Inverters | 114000 |  | 1 |  |  | 0.99 |  | Outside | next to utility meter
Solar Registration Program | NJSRRE1542684393 | Woolwich Township | 8085 | 15 | 15.05 | Residential | Yes | Behind the Meter | Pro Custom Solar dba Momentum Solar | AC Electric | Accepted | 2019-10-28 | 2019-10-30 | 2020-10-30 | LG ELECTRONICS | LG 350N1C-V5 | Solar Panels |  | 0.35 | 12 | 264 | 37 |  | Fixed | Roof
Solar Registration Program | NJSRRE1542684393 | Woolwich Township | 8085 | 15 | 15.05 | Residential | Yes | Behind the Meter | Pro Custom Solar dba Momentum Solar | AC Electric | Accepted | 2019-10-28 | 2019-10-30 | 2020-10-30 | LG ELECTRONICS | LG 350N1C-V5 | Solar Panels |  | 0.35 | 18 | 264 | 30 |  | Fixed | Roof
Solar Registration Program | NJSRRE1542684393 | Woolwich Township | 8085 | 15 | 15.05 | Residential | Yes | Behind the Meter | Pro Custom Solar dba Momentum Solar | AC Electric | Accepted | 2019-10-28 | 2019-10-30 | 2020-10-30 | LG ELECTRONICS | LG 350N1C-V5 | Solar Panels |  | 0.35 | 13 | 174 | 43 |  | Fixed | Roof
Solar Registration Program | NJSRRE1542684393 | Woolwich Township | 8085 | 15 | 15.05 | Residential | Yes | Behind the Meter | Pro Custom Solar dba Momentum Solar | AC Electric | Accepted | 2019-10-28 | 2019-10-30 | 2020-10-30 | Enphase Energy | IQ7Plus-72-2-US | Inverters | 295 |  | 43 |  |  | 0.97 |  | Outdoor | Roof
Solar Registration Program | NJSRRE1543065261 | Warren | 7059 | 5 | 15.05 | Residential | No | Behind the Meter | Pro Custom Solar dba Momentum Solar | JCP&L | Accepted | 2019-11-11 | 2019-11-13 | 2020-11-13 | LG ELECTRONICS | LG 350N1C-V5 | Solar Panels |  | 0.35 | 24 | 174 | 30 |  | Fixed | Roof
Solar Registration Program | NJSRRE1543065261 | Warren | 7059 | 5 | 15.05 | Residential | No | Behind the Meter | Pro Custom Solar dba Momentum Solar | JCP&L | Accepted | 2019-11-11 | 2019-11-13 | 2020-11-13 | LG ELECTRONICS | LG 350N1C-V5 | Solar Panels |  | 0.35 | 5 | 264 | 13 |  | Fixed | Roof
Solar Registration Program | NJSRRE1543065261 | Warren | 7059 | 5 | 15.05 | Residential | No | Behind the Meter | Pro Custom Solar dba Momentum Solar | JCP&L | Accepted | 2019-11-11 | 2019-11-13 | 2020-11-13 | LG ELECTRONICS | LG 350N1C-V5 | Solar Panels |  | 0.35 | 14 | 264 | 28 |  | Fixed | Roof
Solar Registration Program | NJSRRE1543065261 | Warren | 7059 | 5 | 15.05 | Residential | No | Behind the Meter | Pro Custom Solar dba Momentum Solar | JCP&L | Accepted | 2019-11-11 | 2019-11-13 | 2020-11-13 | Enphase Energy | IQ7Plus-72-2-US | Inverters | 295 |  | 43 |  |  | 0.97 |  | Outdoor | Roof
Solar Registration Program | NJSRRE1543123205 | Caldwell | 7006 | 9 | 15.05 | Residential | No | Behind the Meter | Seabright Solar | PSE&G | Accepted | 2019-11-12 | 2019-11-15 | 2020-11-15 | Sunpower | SPR-X21-350 | Solar Panels |  | 0.35 | 13 | 122 | 37 |  | Fixed | Roof
Solar Registration Program | NJSRRE1543123205 | Caldwell | 7006 | 9 | 15.05 | Residential | No | Behind the Meter | Seabright Solar | PSE&G | Accepted | 2019-11-12 | 2019-11-15 | 2020-11-15 | Sunpower | SPR-X21-350 | Solar Panels |  | 0.35 | 21 | 122 | 37 |  | Fixed | Roof
Solar Registration Program | NJSRRE1543123205 | Caldwell | 7006 | 9 | 15.05 | Residential | No | Behind the Meter | Seabright Solar | PSE&G | Accepted | 2019-11-12 | 2019-11-15 | 2020-11-15 | Sunpower | SPR-X21-350 | Solar Panels |  | 0.35 | 9 | 212 | 37 |  | Fixed | Roof
Solar Registration Program | NJSRRE1543123205 | Caldwell | 7006 | 9 | 15.05 | Residential | No | Behind the Meter | Seabright Solar | PSE&G | Accepted | 2019-11-12 | 2019-11-15 | 2020-11-15 | Sunpower | SPR-X21-350 | Inverters | 0.32 |  | 43 |  |  | 0.99 |  | Outside | Roof
Solar Registration Program | NJSRRE1537884942 | Greenwich | 8323 | 20 | 15.08 | Residential | Yes | Behind the Meter | Code Green Solar, LLC | AC Electric | As-Built Incomplete | 2018-04-23 | 2018-04-26 | 2019-04-26 | Q-Cells | Q.PEAK BLK G4 290 | Solar Panels |  | 0.29 | 14 | 258 | 19 |  | Fixed | Roof
Solar Registration Program | NJSRRE1537884942 | Greenwich | 8323 | 20 | 15.08 | Residential | Yes | Behind the Meter | Code Green Solar, LLC | AC Electric | As-Built Incomplete | 2018-04-23 | 2018-04-26 | 2019-04-26 | Q-Cells | Q.PEAK BLK G4 290 | Solar Panels |  | 0.29 | 22 | 258 | 19 |  | Fixed | Roof
Solar Registration Program | NJSRRE1537884942 | Greenwich | 8323 | 20 | 15.08 | Residential | Yes | Behind the Meter | Code Green Solar, LLC | AC Electric | As-Built Incomplete | 2018-04-23 | 2018-04-26 | 2019-04-26 | Q-Cells | Q.PEAK BLK G4 290 | Solar Panels |  | 0.29 | 16 | 258 | 9 |  | Fixed | Roof
Solar Registration Program | NJSRRE1537884942 | Greenwich | 8323 | 20 | 15.08 | Residential | Yes | Behind the Meter | Code Green Solar, LLC | AC Electric | As-Built Incomplete | 2018-04-23 | 2018-04-26 | 2019-04-26 | Enphase Energy | M250-72-2LL-S22 | Inverters | 0.25 |  | 52 |  |  | 0.965 |  | Outdoor | outside
Solar Registration Program | NJSRRE1537884942 | Greenwich | 8323 | 20 | 15.08 | Residential | Yes | Behind the Meter | Code Green Solar, LLC | AC Electric | As-Built Incomplete | 2018-04-23 | 2018-04-26 | 2019-04-26 | Enphase | Envoy | Meters |  |  | 1 |  |  |  |  | Outdoor
Solar Registration Program | NJSRRE1540387909 | Cream Ridge | 8514 | 17 | 15.08 | Residential | No | Behind the Meter | Exact Solar | JCP&L | Accepted | 2019-02-22 | 2019-02-26 | 2020-02-26 | LG | LG335N1C-A5 | Solar Panels |  | 0.335 | 45 | 118 | 35 |  | Fixed | Roof
Solar Registration Program | NJSRRE1540387909 | Cream Ridge | 8514 | 17 | 15.08 | Residential | No | Behind the Meter | Exact Solar | JCP&L | Accepted | 2019-02-22 | 2019-02-26 | 2020-02-26 | SolarEdge | SE7600H | Inverters | 7600 |  | 2 |  |  | 0.99 |  | Indoor | basement
Solar Registration Program | NJSRRE1540474397 | West Tuckerton | 8087 | 18 | 15.08 | Residential | Yes | Behind the Meter | Sunrun Installation Services, Inc. | AC Electric | Accepted | 2019-03-11 | 2019-03-13 | 2020-03-13 | REC Solar | REC290TP2 BLK | Solar Panels |  | 0.29 | 52 | 183 | 30 |  | Fixed | Roof
Solar Registration Program | NJSRRE1540474397 | West Tuckerton | 8087 | 18 | 15.08 | Residential | Yes | Behind the Meter | Sunrun Installation Services, Inc. | AC Electric | Accepted | 2019-03-11 | 2019-03-13 | 2020-03-13 | SMA America | SB7.7-1SP-US-40 | Inverters | 7680 |  | 1 |  |  | 0.96 |  | Outdoor | Next To Meter
Solar Registration Program | NJSRRE1540474397 | West Tuckerton | 8087 | 18 | 15.08 | Residential | Yes | Behind the Meter | Sunrun Installation Services, Inc. | AC Electric | Accepted | 2019-03-11 | 2019-03-13 | 2020-03-13 | SMA America | SB5.0-1SP-US-40 | Inverters | 5000 |  | 1 |  |  | 0.96 |  | Outdoor | Next To Meter
Solar Registration Program | NJSRRE1540855941 | Somerset | 8873 | 5 | 15.08 | Residential | Yes | Behind the Meter | Pro Custom Solar dba Momentum Solar | PSE&G | Accepted | 2019-04-16 | 2019-04-17 | 2020-04-17 | LG | LG 335N1C-A5 | Solar Panels |  | 0.335 | 11 | 218 | 19 |  | Fixed | Roof
Solar Registration Program | NJSRRE1540855941 | Somerset | 8873 | 5 | 15.08 | Residential | Yes | Behind the Meter | Pro Custom Solar dba Momentum Solar | PSE&G | Accepted | 2019-04-16 | 2019-04-17 | 2020-04-17 | LG | LG 335N1C-A5 | Solar Panels |  | 0.335 | 9 | 218 | 19 |  | Fixed | Roof
Solar Registration Program | NJSRRE1540855941 | Somerset | 8873 | 5 | 15.08 | Residential | Yes | Behind the Meter | Pro Custom Solar dba Momentum Solar | PSE&G | Accepted | 2019-04-16 | 2019-04-17 | 2020-04-17 | LG | LG 335N1C-A5 | Solar Panels |  | 0.335 | 25 | 128 | 9 |  | Fixed | Roof
Solar Registration Program | NJSRRE1540855941 | Somerset | 8873 | 5 | 15.08 | Residential | Yes | Behind the Meter | Pro Custom Solar dba Momentum Solar | PSE&G | Accepted | 2019-04-16 | 2019-04-17 | 2020-04-17 | ENPHASE | IQ7-60-2-US | Inverters | 250 |  | 45 |  |  | 0.97 |  | Outdoor | ROOF
Solar Registration Program | NJSRRE1540983561 | Spotswood | 8884 | 11 | 15.08 | Residential | Yes | Behind the Meter | Pro Custom Solar dba Momentum Solar | JCP&L | Accepted | 2019-05-13 | 2019-05-16 | 2020-05-16 | LG | LG 335N1C-A5 | Solar Panels |  | 0.335 | 10 | 119 | 23 |  | Fixed | Roof
Solar Registration Program | NJSRRE1540983561 | Spotswood | 8884 | 11 | 15.08 | Residential | Yes | Behind the Meter | Pro Custom Solar dba Momentum Solar | JCP&L | Accepted | 2019-05-13 | 2019-05-16 | 2020-05-16 | LG | LG 335N1C-A5 | Solar Panels |  | 0.335 | 12 | 299 | 23 |  | Fixed | Roof
Solar Registration Program | NJSRRE1540983561 | Spotswood | 8884 | 11 | 15.08 | Residential | Yes | Behind the Meter | Pro Custom Solar dba Momentum Solar | JCP&L | Accepted | 2019-05-13 | 2019-05-16 | 2020-05-16 | LG | LG 335N1C-A5 | Solar Panels |  | 0.335 | 11 | 119 | 21 |  | Fixed | Roof
Solar Registration Program | NJSRRE1540983561 | Spotswood | 8884 | 11 | 15.08 | Residential | Yes | Behind the Meter | Pro Custom Solar dba Momentum Solar | JCP&L | Accepted | 2019-05-13 | 2019-05-16 | 2020-05-16 | LG | LG 335N1C-A5 | Solar Panels |  | 0.335 | 12 | 299 | 20 |  | Fixed | Roof
Solar Registration Program | NJSRRE1540983561 | Spotswood | 8884 | 11 | 15.08 | Residential | Yes | Behind the Meter | Pro Custom Solar dba Momentum Solar | JCP&L | Accepted | 2019-05-13 | 2019-05-16 | 2020-05-16 | ENPHASE | IQ7-60-2-US | Inverters | 250 |  | 45 |  |  | 0.97 |  | Outdoor | ROOF
Solar Registration Program | NJSRRE1541060095 | Port Monmouth | 7758 | 17 | 15.08 | Residential | Yes | Behind the Meter | Sunrun Installation Services, Inc. | JCP&L | Accepted | 2019-05-30 | 2019-06-04 | 2020-06-04 | REC Solar | REC290TP2 BLK | Solar Panels |  | 0.29 | 13 | 115 | 14 |  | Fixed | Roof
Solar Registration Program | NJSRRE1541060095 | Port Monmouth | 7758 | 17 | 15.08 | Residential | Yes | Behind the Meter | Sunrun Installation Services, Inc. | JCP&L | Accepted | 2019-05-30 | 2019-06-04 | 2020-06-04 | REC Solar | REC290TP2 BLK | Solar Panels |  | 0.29 | 7 | 116 | 34 |  | Fixed | Roof
Solar Registration Program | NJSRRE1541060095 | Port Monmouth | 7758 | 17 | 15.08 | Residential | Yes | Behind the Meter | Sunrun Installation Services, Inc. | JCP&L | Accepted | 2019-05-30 | 2019-06-04 | 2020-06-04 | REC Solar | REC290TP2 BLK | Solar Panels |  | 0.29 | 7 | 116 | 34 |  | Fixed | Roof
Solar Registration Program | NJSRRE1541060095 | Port Monmouth | 7758 | 17 | 15.08 | Residential | Yes | Behind the Meter | Sunrun Installation Services, Inc. | JCP&L | Accepted | 2019-05-30 | 2019-06-04 | 2020-06-04 | REC Solar | REC290TP2 BLK | Solar Panels |  | 0.29 | 25 | 115 | 14 |  | Fixed | Roof
Solar Registration Program | NJSRRE1541060095 | Port Monmouth | 7758 | 17 | 15.08 | Residential | Yes | Behind the Meter | Sunrun Installation Services, Inc. | JCP&L | Accepted | 2019-05-30 | 2019-06-04 | 2020-06-04 | SMA America | SB7.7-1SP-US-40 | Inverters | 7680 |  | 1 |  |  | 0.96 |  | Outdoor | Next To Meter
Solar Registration Program | NJSRRE1541060095 | Port Monmouth | 7758 | 17 | 15.08 | Residential | Yes | Behind the Meter | Sunrun Installation Services, Inc. | JCP&L | Accepted | 2019-05-30 | 2019-06-04 | 2020-06-04 | SMA America | SB7.7-1SP-US-40 | Inverters | 7680 |  | 1 |  |  | 0.96 |  | Outdoor | Next To Meter
Solar Registration Program | NJSRRE1541609179 | Highland Park | 8904 | 11 | 15.08 | Residential | Yes | Behind the Meter | Sunrun Installation Services, Inc. | PSE&G | Accepted | 2019-07-03 | 2019-07-09 | 2020-07-09 | REC Solar | REC290TP2 BLK | Solar Panels |  | 0.29 | 7 | 253 | 40 |  | Fixed | Roof
Solar Registration Program | NJSRRE1541609179 | Highland Park | 8904 | 11 | 15.08 | Residential | Yes | Behind the Meter | Sunrun Installation Services, Inc. | PSE&G | Accepted | 2019-07-03 | 2019-07-09 | 2020-07-09 | REC Solar | REC290TP2 BLK | Solar Panels |  | 0.29 | 18 | 253 | 18 |  | Fixed | Roof
Solar Registration Program | NJSRRE1541609179 | Highland Park | 8904 | 11 | 15.08 | Residential | Yes | Behind the Meter | Sunrun Installation Services, Inc. | PSE&G | Accepted | 2019-07-03 | 2019-07-09 | 2020-07-09 | REC Solar | REC290TP2 BLK | Solar Panels |  | 0.29 | 27 | 73 | 18 |  | Fixed | Roof
Solar Registration Program | NJSRRE1541609179 | Highland Park | 8904 | 11 | 15.08 | Residential | Yes | Behind the Meter | Sunrun Installation Services, Inc. | PSE&G | Accepted | 2019-07-03 | 2019-07-09 | 2020-07-09 | Ningbo Ginlong Technologies | Solis-1P6K-4G-US | Inverters | 6000 |  | 1 |  |  | 0.96 |  | Outdoor | Next To Meter
Solar Registration Program | NJSRRE1541609179 | Highland Park | 8904 | 11 | 15.08 | Residential | Yes | Behind the Meter | Sunrun Installation Services, Inc. | PSE&G | Accepted | 2019-07-03 | 2019-07-09 | 2020-07-09 | Ningbo Ginlong Technologies | Solis-1P10K-4G-US | Inverters | 10000 |  | 1 |  |  | 0.96 |  | Outdoor | Next To Meter
Solar Registration Program | NJSRRE1541703006 | Lincoln Park | 7035 | 3 | 15.08 | Residential | Yes | Behind the Meter | Sunrun Installation Services, Inc. | JCP&L | Accepted | 2019-07-25 | 2019-07-30 | 2020-07-30 | REC Solar | REC290TP2 BLK | Solar Panels |  | 0.29 | 29 | 237 | 18 |  | Fixed | Roof
Solar Registration Program | NJSRRE1541703006 | Lincoln Park | 7035 | 3 | 15.08 | Residential | Yes | Behind the Meter | Sunrun Installation Services, Inc. | JCP&L | Accepted | 2019-07-25 | 2019-07-30 | 2020-07-30 | REC Solar | REC290TP2 BLK | Solar Panels |  | 0.29 | 23 | 58 | 18 |  | Fixed | Roof
Solar Registration Program | NJSRRE1541703006 | Lincoln Park | 7035 | 3 | 15.08 | Residential | Yes | Behind the Meter | Sunrun Installation Services, Inc. | JCP&L | Accepted | 2019-07-25 | 2019-07-30 | 2020-07-30 | Ningbo Ginlong Technologies | Solis-1P10K-4G-US | Inverters | 10000 |  | 1 |  |  | 0.96 |  | Outdoor | Next To Meter
Solar Registration Program | NJSRRE1541703006 | Lincoln Park | 7035 | 3 | 15.08 | Residential | Yes | Behind the Meter | Sunrun Installation Services, Inc. | JCP&L | Accepted | 2019-07-25 | 2019-07-30 | 2020-07-30 | Ningbo Ginlong Technologies | Solis-1P5K-4G-US | Inverters | 5000 |  | 1 |  |  | 0.96 |  | Outdoor | Next To Meter
Solar Registration Program | NJSRRE1541703062 | Manalapan | 7726 | 17 | 15.08 | Residential | Yes | Behind the Meter | Pro Custom Solar dba Momentum Solar | JCP&L | Accepted | 2019-07-25 | 2019-07-30 | 2020-07-30 | LG ELECTRONICS | LG 335N1C-A5 | Solar Panels |  | 0.335 | 9 | 218 | 20 |  | Fixed | Roof
Solar Registration Program | NJSRRE1541703062 | Manalapan | 7726 | 17 | 15.08 | Residential | Yes | Behind the Meter | Pro Custom Solar dba Momentum Solar | JCP&L | Accepted | 2019-07-25 | 2019-07-30 | 2020-07-30 | LG ELECTRONICS | LG 335N1C-A5 | Solar Panels |  | 0.335 | 9 | 128 | 20 |  | Fixed | Roof
Solar Registration Program | NJSRRE1541703062 | Manalapan | 7726 | 17 | 15.08 | Residential | Yes | Behind the Meter | Pro Custom Solar dba Momentum Solar | JCP&L | Accepted | 2019-07-25 | 2019-07-30 | 2020-07-30 | LG ELECTRONICS | LG 335N1C-A5 | Solar Panels |  | 0.335 | 9 | 128 | 30 |  | Fixed | Roof
Solar Registration Program | NJSRRE1541703062 | Manalapan | 7726 | 17 | 15.08 | Residential | Yes | Behind the Meter | Pro Custom Solar dba Momentum Solar | JCP&L | Accepted | 2019-07-25 | 2019-07-30 | 2020-07-30 | LG ELECTRONICS | LG 335N1C-A5 | Solar Panels |  | 0.335 | 18 | 308 | 20 |  | Fixed | Roof
Solar Registration Program | NJSRRE1541703062 | Manalapan | 7726 | 17 | 15.08 | Residential | Yes | Behind the Meter | Pro Custom Solar dba Momentum Solar | JCP&L | Accepted | 2019-07-25 | 2019-07-30 | 2020-07-30 | ENPHASE ENERGY | IQ7-60-2-US | Inverters | 250 |  | 45 |  |  | 0.97 |  | Outdoor | Roof
Solar Registration Program | NJSRRE1542346152 | Whiting | 8759 | 18 | 15.08 | Residential | Yes | Behind the Meter | Sunrun Installation Services, Inc. | JCP&L | Accepted | 2019-09-06 | 2019-09-11 | 2020-09-11 | REC Solar | REC290TP2 BLK | Solar Panels |  | 0.29 | 8 | 33 | 23 |  | Fixed | Roof
Solar Registration Program | NJSRRE1542346152 | Whiting | 8759 | 18 | 15.08 | Residential | Yes | Behind the Meter | Sunrun Installation Services, Inc. | JCP&L | Accepted | 2019-09-06 | 2019-09-11 | 2020-09-11 | REC Solar | REC290TP2 BLK | Solar Panels |  | 0.29 | 44 | 213 | 23 |  | Fixed | Roof
Solar Registration Program | NJSRRE1542346152 | Whiting | 8759 | 18 | 15.08 | Residential | Yes | Behind the Meter | Sunrun Installation Services, Inc. | JCP&L | Accepted | 2019-09-06 | 2019-09-11 | 2020-09-11 | Ningbo Ginlong Technologies | Solis-1P3.6K-4G-US | Inverters | 3600 |  | 1 |  |  | 0.96 |  | Outdoor | Next To Meter
Solar Registration Program | NJSRRE1542346152 | Whiting | 8759 | 18 | 15.08 | Residential | Yes | Behind the Meter | Sunrun Installation Services, Inc. | JCP&L | Accepted | 2019-09-06 | 2019-09-11 | 2020-09-11 | Ningbo Ginlong Technologies | Solis-1P10K-4G-US | Inverters | 10000 |  | 1 |  |  | 0.96 |  | Outdoor | Next To Meter
Solar Registration Program | NJSRRE1542501281 | Ocean View | 8230 | 21 | 15.08 | Residential | No | Behind the Meter | Public Service Solar | AC Electric | Accepted | 2019-10-03 | 2019-10-08 | 2020-10-08 | LG | LG335N1K-V5 | Solar Panels |  | 0.335 | 45 | 133 | 35 |  | Fixed | Roof
Solar Registration Program | NJSRRE1542501281 | Ocean View | 8230 | 21 | 15.08 | Residential | No | Behind the Meter | Public Service Solar | AC Electric | Accepted | 2019-10-03 | 2019-10-08 | 2020-10-08 | Enphase Energy | IQ7+ | Inverters | 0.335 |  | 45 |  |  | 0.96 |  | Outside | Under panels
Solar Registration Program | NJSRRE1542578561 | Millburn | 7041 | 9 | 15.08 | Residential | No | Behind the Meter | Maier Solar Engineering dba Solar Me | JCP&L | Accepted | 2019-10-23 | 2019-10-25 | 2020-10-25 | LG | LG335N1C-A5 | Solar Panels |  | 0.335 | 5 | 305 | 20 |  | Fixed | Roof
Solar Registration Program | NJSRRE1542578561 | Millburn | 7041 | 9 | 15.08 | Residential | No | Behind the Meter | Maier Solar Engineering dba Solar Me | JCP&L | Accepted | 2019-10-23 | 2019-10-25 | 2020-10-25 | LG | LG335N1C-A5 | Solar Panels |  | 0.335 | 2 | 215 | 20 |  | Fixed | Roof
Solar Registration Program | NJSRRE1542578561 | Millburn | 7041 | 9 | 15.08 | Residential | No | Behind the Meter | Maier Solar Engineering dba Solar Me | JCP&L | Accepted | 2019-10-23 | 2019-10-25 | 2020-10-25 | LG | LG335N1C-A5 | Solar Panels |  | 0.335 | 4 | 215 | 22 |  | Fixed | Roof
Solar Registration Program | NJSRRE1542578561 | Millburn | 7041 | 9 | 15.08 | Residential | No | Behind the Meter | Maier Solar Engineering dba Solar Me | JCP&L | Accepted | 2019-10-23 | 2019-10-25 | 2020-10-25 | LG | LG335N1C-A5 | Solar Panels |  | 0.335 | 6 | 125 | 20 |  | Fixed | Roof
Solar Registration Program | NJSRRE1542578561 | Millburn | 7041 | 9 | 15.08 | Residential | No | Behind the Meter | Maier Solar Engineering dba Solar Me | JCP&L | Accepted | 2019-10-23 | 2019-10-25 | 2020-10-25 | LG | LG335N1C-A5 | Solar Panels |  | 0.335 | 6 | 305 | 20 |  | Fixed | Roof
Solar Registration Program | NJSRRE1542578561 | Millburn | 7041 | 9 | 15.08 | Residential | No | Behind the Meter | Maier Solar Engineering dba Solar Me | JCP&L | Accepted | 2019-10-23 | 2019-10-25 | 2020-10-25 | LG | LG335N1C-A5 | Solar Panels |  | 0.335 | 5 | 125 | 15 |  | Fixed | Roof
Solar Registration Program | NJSRRE1542578561 | Millburn | 7041 | 9 | 15.08 | Residential | No | Behind the Meter | Maier Solar Engineering dba Solar Me | JCP&L | Accepted | 2019-10-23 | 2019-10-25 | 2020-10-25 | LG | LG335N1C-A5 | Solar Panels |  | 0.335 | 8 | 215 | 15 |  | Fixed | Roof
Solar Registration Program | NJSRRE1542578561 | Millburn | 7041 | 9 | 15.08 | Residential | No | Behind the Meter | Maier Solar Engineering dba Solar Me | JCP&L | Accepted | 2019-10-23 | 2019-10-25 | 2020-10-25 | LG | LG335N1C-A5 | Solar Panels |  | 0.335 | 8 | 35 | 15 |  | Fixed | Roof
Solar Registration Program | NJSRRE1542578561 | Millburn | 7041 | 9 | 15.08 | Residential | No | Behind the Meter | Maier Solar Engineering dba Solar Me | JCP&L | Accepted | 2019-10-23 | 2019-10-25 | 2020-10-25 | LG | LG335N1C-A5 | Solar Panels |  | 0.335 | 1 | 215 | 20 |  | Fixed | Roof
Solar Registration Program | NJSRRE1542578561 | Millburn | 7041 | 9 | 15.08 | Residential | No | Behind the Meter | Maier Solar Engineering dba Solar Me | JCP&L | Accepted | 2019-10-23 | 2019-10-25 | 2020-10-25 | Enphase | IQ7 | Inverters | 240 |  | 240 |  |  | 0.96 |  | Outdoor | Next to meter
Solar Registration Program | NJSRRE1542839891 | Montgomery Township | 8844 | 5 | 15.08 | Residential | No | Behind the Meter | Green House Solar | PSE&G | Accepted | 2019-10-31 | 2019-11-04 | 2020-11-04 | Sunpower | SPR-X21-335-E-AC | Solar Panels |  | 0.335 | 2 | 124 | 30 |  | Fixed | Roof
Solar Registration Program | NJSRRE1542839891 | Montgomery Township | 8844 | 5 | 15.08 | Residential | No | Behind the Meter | Green House Solar | PSE&G | Accepted | 2019-10-31 | 2019-11-04 | 2020-11-04 | Sunpower | SPR-X21-335-E-AC | Solar Panels |  | 0.335 | 6 | 214 | 30 |  | Fixed | Roof
Solar Registration Program | NJSRRE1542839891 | Montgomery Township | 8844 | 5 | 15.08 | Residential | No | Behind the Meter | Green House Solar | PSE&G | Accepted | 2019-10-31 | 2019-11-04 | 2020-11-04 | Sunpower | SPR-X21-335-E-AC | Solar Panels |  | 0.335 | 7 | 305 | 30 |  | Fixed | Roof
Solar Registration Program | NJSRRE1542839891 | Montgomery Township | 8844 | 5 | 15.08 | Residential | No | Behind the Meter | Green House Solar | PSE&G | Accepted | 2019-10-31 | 2019-11-04 | 2020-11-04 | Sunpower | SPR-X21-335-E-AC | Solar Panels |  | 0.335 | 10 | 35 | 30 |  | Fixed | Roof
Solar Registration Program | NJSRRE1542839891 | Montgomery Township | 8844 | 5 | 15.08 | Residential | No | Behind the Meter | Green House Solar | PSE&G | Accepted | 2019-10-31 | 2019-11-04 | 2020-11-04 | Sunpower | SPR-X21-335-E-AC | Solar Panels |  | 0.335 | 13 | 215 | 30 |  | Fixed | Roof
Solar Registration Program | NJSRRE1542839891 | Montgomery Township | 8844 | 5 | 15.08 | Residential | No | Behind the Meter | Green House Solar | PSE&G | Accepted | 2019-10-31 | 2019-11-04 | 2020-11-04 | Sunpower | SPR-X21-335-E-AC | Solar Panels |  | 0.335 | 7 | 125 | 30 |  | Fixed | Roof
Solar Registration Program | NJSRRE1542839891 | Montgomery Township | 8844 | 5 | 15.08 | Residential | No | Behind the Meter | Green House Solar | PSE&G | Accepted | 2019-10-31 | 2019-11-04 | 2020-11-04 | Sunpower | SPR-X21-335-E-AC | Inverters | 315 |  | 45 |  |  | 0.975 |  | Other | Panel Mounted
Solar Registration Program | NJSRRE1542909083 | SUCCASUNNA | 7876 | 3 | 15.08 | Residential | Yes | Behind the Meter | Sunrun Installation Services, Inc. | JCP&L | Accepted | 2019-11-04 | 2019-11-06 | 2020-11-06 | REC Solar | REC290TP2 BLK | Solar Panels |  | 0.29 | 12 | 51 | 23 |  | Fixed | Roof
Solar Registration Program | NJSRRE1542909083 | SUCCASUNNA | 7876 | 3 | 15.08 | Residential | Yes | Behind the Meter | Sunrun Installation Services, Inc. | JCP&L | Accepted | 2019-11-04 | 2019-11-06 | 2020-11-06 | REC Solar | REC290TP2 BLK | Solar Panels |  | 0.29 | 26 | 231 | 23 |  | Fixed | Roof
Solar Registration Program | NJSRRE1542909083 | SUCCASUNNA | 7876 | 3 | 15.08 | Residential | Yes | Behind the Meter | Sunrun Installation Services, Inc. | JCP&L | Accepted | 2019-11-04 | 2019-11-06 | 2020-11-06 | REC Solar | REC290TP2 BLK | Solar Panels |  | 0.29 | 14 | 231 | 23 |  | Fixed | Roof
Solar Registration Program | NJSRRE1542909083 | SUCCASUNNA | 7876 | 3 | 15.08 | Residential | Yes | Behind the Meter | Sunrun Installation Services, Inc. | JCP&L | Accepted | 2019-11-04 | 2019-11-06 | 2020-11-06 | Delta Electronics | M4-TL-US | Inverters | 3840 |  | 1 |  |  | 0.96 |  | Outdoor | Next To Meter
Solar Registration Program | NJSRRE1542909083 | SUCCASUNNA | 7876 | 3 | 15.08 | Residential | Yes | Behind the Meter | Sunrun Installation Services, Inc. | JCP&L | Accepted | 2019-11-04 | 2019-11-06 | 2020-11-06 | Delta Electronics | M10-TL-US | Inverters | 9600 |  | 1 |  |  | 0.96 |  | Outdoor | Next To Meter
Solar Registration Program | NJSRRE1543066239 | Linden City | 7036 | 10 | 15.08 | Residential | Yes | Behind the Meter | Sunrun Installation Services, Inc. | PSE&G | Accepted | 2019-11-11 | 2019-11-14 | 2020-11-14 | REC Solar | REC290TP2 BLK | Solar Panels |  | 0.29 | 23 | 146 | 37 |  | Fixed | Roof
Solar Registration Program | NJSRRE1543066239 | Linden City | 7036 | 10 | 15.08 | Residential | Yes | Behind the Meter | Sunrun Installation Services, Inc. | PSE&G | Accepted | 2019-11-11 | 2019-11-14 | 2020-11-14 | REC Solar | REC290TP2 BLK | Solar Panels |  | 0.29 | 29 | 326 | 37 |  | Fixed | Roof
Solar Registration Program | NJSRRE1543066239 | Linden City | 7036 | 10 | 15.08 | Residential | Yes | Behind the Meter | Sunrun Installation Services, Inc. | PSE&G | Accepted | 2019-11-11 | 2019-11-14 | 2020-11-14 | Enphase Energy | IQ7-60-x-US (240V) | Inverters | 240 |  | 52 |  |  | 0.96 |  | Outdoor | Rooftop
Solar Registration Program | NJSRRE1543497732 | Toms River | 8755 | 18 | 15.08 | Residential | Yes | Behind the Meter | Sunrun Installation Services, Inc. | JCP&L | Accepted | 2019-12-06 | 2019-12-10 | 2020-12-10 | REC Solar | REC290TP2 BLK | Solar Panels |  | 0.29 | 24 | 163 | 18 |  | Fixed | Roof
Solar Registration Program | NJSRRE1543497732 | Toms River | 8755 | 18 | 15.08 | Residential | Yes | Behind the Meter | Sunrun Installation Services, Inc. | JCP&L | Accepted | 2019-12-06 | 2019-12-10 | 2020-12-10 | REC Solar | REC290TP2 BLK | Solar Panels |  | 0.29 | 10 | 163 | 18 |  | Fixed | Roof
Solar Registration Program | NJSRRE1543497732 | Toms River | 8755 | 18 | 15.08 | Residential | Yes | Behind the Meter | Sunrun Installation Services, Inc. | JCP&L | Accepted | 2019-12-06 | 2019-12-10 | 2020-12-10 | REC Solar | REC290TP2 BLK | Solar Panels |  | 0.29 | 18 | 343 | 18 |  | Fixed | Roof
Solar Registration Program | NJSRRE1543497732 | Toms River | 8755 | 18 | 15.08 | Residential | Yes | Behind the Meter | Sunrun Installation Services, Inc. | JCP&L | Accepted | 2019-12-06 | 2019-12-10 | 2020-12-10 | Delta Electronics | M4-TL-US | Inverters | 3840 |  | 1 |  |  | 0.96 |  | Outdoor | Next To Meter
Solar Registration Program | NJSRRE1543497732 | Toms River | 8755 | 18 | 15.08 | Residential | Yes | Behind the Meter | Sunrun Installation Services, Inc. | JCP&L | Accepted | 2019-12-06 | 2019-12-10 | 2020-12-10 | Delta Electronics | M10-TL-US | Inverters | 9600 |  | 1 |  |  | 0.96 |  | Outdoor | Next To Meter
Solar Registration Program | NJSRRE1543514714 | Sicklerville | 8081 | 14 | 15.08 | Residential | Yes | Behind the Meter | Complete Solar | PSE&G | Accepted | 2019-12-27 | 2019-12-27 | 2020-12-27 | LONGI SOLAR | LR6-60HPB-305M | Solar Panels |  | 0.29 | 52 | 242.5 | 30 |  | Fixed | Roof
Solar Registration Program | NJSRRE1543514714 | Sicklerville | 8081 | 14 | 15.08 | Residential | Yes | Behind the Meter | Complete Solar | PSE&G | Accepted | 2019-12-27 | 2019-12-27 | 2020-12-27 | SOLAREDGE TECHNOLOGIES | SE3000H-US RGM | Inverters | 3000 |  | 1 |  |  | 0.97 |  | Outdoor | BY MSP
Solar Registration Program | NJSRRE1543514714 | Sicklerville | 8081 | 14 | 15.08 | Residential | Yes | Behind the Meter | Complete Solar | PSE&G | Accepted | 2019-12-27 | 2019-12-27 | 2020-12-27 | SOLAREDGE TECHNOLOGIES | SE11400H-US RGM | Inverters | 11400 |  | 1 |  |  | 0.97 |  | Outdoor | BY MSP
Solar Registration Program | NJSRRE1539804618 | Ringoes | 8551 | 4 | 15.12 | Residential | No | Behind the Meter | Trinity Solar | JCP&L | Accepted | 2018-11-13 | 2018-11-16 | 2020-05-16 | Hanwha 315 | Q.PEAK DUO BLK-G5 315 | Solar Panels |  | 0.315 | 48 | 180 | 30 |  | Fixed | Ground
Solar Registration Program | NJSRRE1539804618 | Ringoes | 8551 | 4 | 15.12 | Residential | No | Behind the Meter | Trinity Solar | JCP&L | Accepted | 2018-11-13 | 2018-11-16 | 2020-05-16 | Solar Edge | SE11400A-US | Inverters | 11400 |  | 1 |  |  | 0.97 |  | Outside | Behind panels
Solar Registration Program | NJSRRE1539940533 | Moorestown | 8057 | 13 | 15.12 | Residential | No | Behind the Meter | Evoke Solar, Inc | PSE&G | Accepted | 2019-01-09 | 2019-01-11 | 2020-01-11 | SunPower | SPR-X21-360-C-AC | Solar Panels |  | 0.36 | 42 | 177 | 34 |  | Fixed | Roof
Solar Registration Program | NJSRRE1539940533 | Moorestown | 8057 | 13 | 15.12 | Residential | No | Behind the Meter | Evoke Solar, Inc | PSE&G | Accepted | 2019-01-09 | 2019-01-11 | 2020-01-11 | SunPower | SPR-X21-360-C-AC | Inverters | 320 |  | 42 |  |  | 0.96 |  | Outside | back of each panel
Solar Registration Program | NJSRRE1540219977 | Springfield | 7081 | 10 | 15.12 | Residential | Yes | Behind the Meter | Pro Custom Solar dba Momentum Solar | JCP&L | Accepted | 2019-01-09 | 2019-01-11 | 2020-01-11 | HANWHA | Q.PEAK DUO BLK-G5 315 | Solar Panels |  | 0.315 | 15 | 30 | 25 |  | Fixed | Roof
Solar Registration Program | NJSRRE1540219977 | Springfield | 7081 | 10 | 15.12 | Residential | Yes | Behind the Meter | Pro Custom Solar dba Momentum Solar | JCP&L | Accepted | 2019-01-09 | 2019-01-11 | 2020-01-11 | HANWHA | Q.PEAK DUO BLK-G5 315 | Solar Panels |  | 0.315 | 9 | 300 | 25 |  | Fixed | Roof
Solar Registration Program | NJSRRE1540219977 | Springfield | 7081 | 10 | 15.12 | Residential | Yes | Behind the Meter | Pro Custom Solar dba Momentum Solar | JCP&L | Accepted | 2019-01-09 | 2019-01-11 | 2020-01-11 | HANWHA | Q.PEAK DUO BLK-G5 315 | Solar Panels |  | 0.315 | 8 | 120 | 25 |  | Fixed | Roof
Solar Registration Program | NJSRRE1540219977 | Springfield | 7081 | 10 | 15.12 | Residential | Yes | Behind the Meter | Pro Custom Solar dba Momentum Solar | JCP&L | Accepted | 2019-01-09 | 2019-01-11 | 2020-01-11 | HANWHA | Q.PEAK DUO BLK-G5 315 | Solar Panels |  | 0.315 | 16 | 210 | 25 |  | Fixed | Roof
Solar Registration Program | NJSRRE1540219977 | Springfield | 7081 | 10 | 15.12 | Residential | Yes | Behind the Meter | Pro Custom Solar dba Momentum Solar | JCP&L | Accepted | 2019-01-09 | 2019-01-11 | 2020-01-11 | ENPHASE | IQ7-60-2-US | Inverters | 250 |  | 48 |  |  | 0.97 |  | Outdoor | ROOF
Solar Registration Program | NJSRRE1540740012 | Keyport | 7735 | 17 | 15.12 | Residential | Yes | Behind the Meter | Vivint Solar Developer, LLC | JCP&L | Accepted | 2019-03-27 | 2019-03-28 | 2020-03-28 | Hanwha Solar | Q.PEAK DUO BLK-G5 315 | Solar Panels |  | 0.315 | 20 | 237 | 36 |  | Fixed | Roof
Solar Registration Program | NJSRRE1540740012 | Keyport | 7735 | 17 | 15.12 | Residential | Yes | Behind the Meter | Vivint Solar Developer, LLC | JCP&L | Accepted | 2019-03-27 | 2019-03-28 | 2020-03-28 | Hanwha Solar | Q.PEAK DUO BLK-G5 315 | Solar Panels |  | 0.315 | 11 | 57 | 36 |  | Fixed | Roof
Solar Registration Program | NJSRRE1540740012 | Keyport | 7735 | 17 | 15.12 | Residential | Yes | Behind the Meter | Vivint Solar Developer, LLC | JCP&L | Accepted | 2019-03-27 | 2019-03-28 | 2020-03-28 | Hanwha Solar | Q.PEAK DUO BLK-G5 315 | Solar Panels |  | 0.315 | 8 | 237 | 23 |  | Fixed | Roof
Solar Registration Program | NJSRRE1540740012 | Keyport | 7735 | 17 | 15.12 | Residential | Yes | Behind the Meter | Vivint Solar Developer, LLC | JCP&L | Accepted | 2019-03-27 | 2019-03-28 | 2020-03-28 | Hanwha Solar | Q.PEAK DUO BLK-G5 315 | Solar Panels |  | 0.315 | 9 | 57 | 23 |  | Fixed | Roof
Solar Registration Program | NJSRRE1540740012 | Keyport | 7735 | 17 | 15.12 | Residential | Yes | Behind the Meter | Vivint Solar Developer, LLC | JCP&L | Accepted | 2019-03-27 | 2019-03-28 | 2020-03-28 | Solar Edge | SE10000H-US | Inverters | 10000 |  | 1 |  |  | 0.992 |  | Outdoor | Near the Utility Meter
Solar Registration Program | NJSRRE1540908442 | Edison | 8837 | 11 | 15.12 | Residential | Yes | Behind the Meter | Pro Custom Solar dba Momentum Solar | PSE&G | Accepted | 2019-04-30 | 2019-05-02 | 2020-05-02 | HANWHA | Q.PEAK DUO BLK-G5 315 | Solar Panels |  | 0.315 | 4 | 88 | 44 |  | Fixed | Roof
Solar Registration Program | NJSRRE1540908442 | Edison | 8837 | 11 | 15.12 | Residential | Yes | Behind the Meter | Pro Custom Solar dba Momentum Solar | PSE&G | Accepted | 2019-04-30 | 2019-05-02 | 2020-05-02 | HANWHA | Q.PEAK DUO BLK-G5 315 | Solar Panels |  | 0.315 | 4 | 268 | 44 |  | Fixed | Roof
Solar Registration Program | NJSRRE1540908442 | Edison | 8837 | 11 | 15.12 | Residential | Yes | Behind the Meter | Pro Custom Solar dba Momentum Solar | PSE&G | Accepted | 2019-04-30 | 2019-05-02 | 2020-05-02 | HANWHA | Q.PEAK DUO BLK-G5 315 | Solar Panels |  | 0.315 | 25 | 357 | 37 |  | Fixed | Roof
Solar Registration Program | NJSRRE1540908442 | Edison | 8837 | 11 | 15.12 | Residential | Yes | Behind the Meter | Pro Custom Solar dba Momentum Solar | PSE&G | Accepted | 2019-04-30 | 2019-05-02 | 2020-05-02 | HANWHA | Q.PEAK DUO BLK-G5 315 | Solar Panels |  | 0.315 | 6 | 177 | 37 |  | Fixed | Roof
Solar Registration Program | NJSRRE1540908442 | Edison | 8837 | 11 | 15.12 | Residential | Yes | Behind the Meter | Pro Custom Solar dba Momentum Solar | PSE&G | Accepted | 2019-04-30 | 2019-05-02 | 2020-05-02 | HANWHA | Q.PEAK DUO BLK-G5 315 | Solar Panels |  | 0.315 | 9 | 178 | 37 |  | Fixed | Roof
Solar Registration Program | NJSRRE1540908442 | Edison | 8837 | 11 | 15.12 | Residential | Yes | Behind the Meter | Pro Custom Solar dba Momentum Solar | PSE&G | Accepted | 2019-04-30 | 2019-05-02 | 2020-05-02 | ENPHASE | IQ7-60-2-US | Inverters | 250 |  | 48 |  |  | 0.97 |  | Outdoor | ROOF
Solar Registration Program | NJSRRE1541128371 | Lawerance Township | 8648 | 12 | 15.12 | Residential | No | Behind the Meter | Green Power Solution | PSE&G | Accepted | 2019-06-14 | 2019-06-14 | 2020-06-14 | TRINA | TSM-280-PA14 | Solar Panels |  | 0.28 | 54 | 300 | 22.5 |  | Fixed | Roof
Solar Registration Program | NJSRRE1541128371 | Lawerance Township | 8648 | 12 | 15.12 | Residential | No | Behind the Meter | Green Power Solution | PSE&G | Accepted | 2019-06-14 | 2019-06-14 | 2020-06-14 | SMA | SB7000TL-US-22 | Inverters | 7000 |  | 2 |  |  | 0.98 |  | Outdoor | E.SIDE OF HOME
Solar Registration Program | NJSRRE1541308698 | Randolph | 7869 | 3 | 15.12 | Residential | Yes | Behind the Meter | Pro Custom Solar dba Momentum Solar | JCP&L | Accepted | 2019-06-13 | 2019-06-18 | 2020-06-18 | HANWHA | Q.PEAK DUO BLK-G5 315 | Solar Panels |  | 0.315 | 12 | 137 | 25 |  | Fixed | Roof
Solar Registration Program | NJSRRE1541308698 | Randolph | 7869 | 3 | 15.12 | Residential | Yes | Behind the Meter | Pro Custom Solar dba Momentum Solar | JCP&L | Accepted | 2019-06-13 | 2019-06-18 | 2020-06-18 | HANWHA | Q.PEAK DUO BLK-G5 315 | Solar Panels |  | 0.315 | 9 | 227 | 34 |  | Fixed | Roof
Solar Registration Program | NJSRRE1541308698 | Randolph | 7869 | 3 | 15.12 | Residential | Yes | Behind the Meter | Pro Custom Solar dba Momentum Solar | JCP&L | Accepted | 2019-06-13 | 2019-06-18 | 2020-06-18 | HANWHA | Q.PEAK DUO BLK-G5 315 | Solar Panels |  | 0.315 | 5 | 227 | 34 |  | Fixed | Roof
Solar Registration Program | NJSRRE1541308698 | Randolph | 7869 | 3 | 15.12 | Residential | Yes | Behind the Meter | Pro Custom Solar dba Momentum Solar | JCP&L | Accepted | 2019-06-13 | 2019-06-18 | 2020-06-18 | HANWHA | Q.PEAK DUO BLK-G5 315 | Solar Panels |  | 0.315 | 12 | 137 | 25 |  | Fixed | Roof
Solar Registration Program | NJSRRE1541308698 | Randolph | 7869 | 3 | 15.12 | Residential | Yes | Behind the Meter | Pro Custom Solar dba Momentum Solar | JCP&L | Accepted | 2019-06-13 | 2019-06-18 | 2020-06-18 | HANWHA | Q.PEAK DUO BLK-G5 315 | Solar Panels |  | 0.315 | 10 | 137 | 25 |  | Fixed | Roof
Solar Registration Program | NJSRRE1541308698 | Randolph | 7869 | 3 | 15.12 | Residential | Yes | Behind the Meter | Pro Custom Solar dba Momentum Solar | JCP&L | Accepted | 2019-06-13 | 2019-06-18 | 2020-06-18 | ENPHASE | IQ7-60-2-US | Inverters | 250 |  | 48 |  |  | 0.97 |  | Outdoor | ROOF
Solar Registration Program | NJSRRE1541859555 | Pittsgrove Township | 8318 | 16 | 15.12 | Residential | No | Behind the Meter | Pro Custom Solar dba Momentum Solar | AC Electric | Accepted | 2019-08-19 | 2019-08-23 | 2020-08-23 | Hanwha | Q.PEAK DUO BLK-G5 315 | Solar Panels |  | 0.315 | 48 | 180 | 20 |  | Fixed | Roof
Solar Registration Program | NJSRRE1541859555 | Pittsgrove Township | 8318 | 16 | 15.12 | Residential | No | Behind the Meter | Pro Custom Solar dba Momentum Solar | AC Electric | Accepted | 2019-08-19 | 2019-08-23 | 2020-08-23 | Enphase Energy | IQ6-60-2-US | Inverters | 240 |  | 48 |  |  | 0.97 |  | Outdoor | Roof
Solar Registration Program | NJSRRE1541883863 | Waretown | 8758 | 18 | 15.12 | Residential | Yes | Behind the Meter | Vivint Solar Developer, LLC | JCP&L | Accepted | 2019-09-05 | 2019-09-05 | 2020-09-05 | Hanwha Solar | Q.PEAK BLK-G5 315 | Solar Panels |  | 0.315 | 16 | 304 | 17 |  | Fixed | Roof
Solar Registration Program | NJSRRE1541883863 | Waretown | 8758 | 18 | 15.12 | Residential | Yes | Behind the Meter | Vivint Solar Developer, LLC | JCP&L | Accepted | 2019-09-05 | 2019-09-05 | 2020-09-05 | Hanwha Solar | Q.PEAK BLK-G5 315 | Solar Panels |  | 0.315 | 15 | 124 | 17 |  | Fixed | Roof
Solar Registration Program | NJSRRE1541883863 | Waretown | 8758 | 18 | 15.12 | Residential | Yes | Behind the Meter | Vivint Solar Developer, LLC | JCP&L | Accepted | 2019-09-05 | 2019-09-05 | 2020-09-05 | Hanwha Solar | Q.PEAK BLK-G5 315 | Solar Panels |  | 0.315 | 4 | 124 | 17 |  | Fixed | Roof
Solar Registration Program | NJSRRE1541883863 | Waretown | 8758 | 18 | 15.12 | Residential | Yes | Behind the Meter | Vivint Solar Developer, LLC | JCP&L | Accepted | 2019-09-05 | 2019-09-05 | 2020-09-05 | Hanwha Solar | Q.PEAK BLK-G5 315 | Solar Panels |  | 0.315 | 13 | 304 | 18 |  | Fixed | Roof
Solar Registration Program | NJSRRE1541883863 | Waretown | 8758 | 18 | 15.12 | Residential | Yes | Behind the Meter | Vivint Solar Developer, LLC | JCP&L | Accepted | 2019-09-05 | 2019-09-05 | 2020-09-05 | Solar Edge | SE10000H-US | Inverters | 10000 |  | 1 |  |  | 0.992 |  | Outdoor | Near the Utility Meter
Solar Registration Program | NJSRRE1541887930 | Egg Harbor Township | 8234 | 19 | 15.12 | Residential | No | Behind the Meter | Trinity Solar | AC Electric | Accepted | 2019-08-27 | 2019-08-29 | 2020-08-29 | Hanwha | Q.PEAK DUO BLK-G5 315 | Solar Panels |  | 0.315 | 10 | 80 | 34 |  | Fixed | Roof
Solar Registration Program | NJSRRE1541887930 | Egg Harbor Township | 8234 | 19 | 15.12 | Residential | No | Behind the Meter | Trinity Solar | AC Electric | Accepted | 2019-08-27 | 2019-08-29 | 2020-08-29 | Hanwha | Q.PEAK DUO BLK-G5 315 | Solar Panels |  | 0.315 | 16 | 260 | 34 |  | Fixed | Roof
Solar Registration Program | NJSRRE1541887930 | Egg Harbor Township | 8234 | 19 | 15.12 | Residential | No | Behind the Meter | Trinity Solar | AC Electric | Accepted | 2019-08-27 | 2019-08-29 | 2020-08-29 | Hanwha | Q.PEAK DUO BLK-G5 315 | Solar Panels |  | 0.315 | 8 | 80 | 34 |  | Fixed | Roof
Solar Registration Program | NJSRRE1541887930 | Egg Harbor Township | 8234 | 19 | 15.12 | Residential | No | Behind the Meter | Trinity Solar | AC Electric | Accepted | 2019-08-27 | 2019-08-29 | 2020-08-29 | Hanwha | Q.PEAK DUO BLK-G5 315 | Solar Panels |  | 0.315 | 5 | 260 | 34 |  | Fixed | Roof
Solar Registration Program | NJSRRE1541887930 | Egg Harbor Township | 8234 | 19 | 15.12 | Residential | No | Behind the Meter | Trinity Solar | AC Electric | Accepted | 2019-08-27 | 2019-08-29 | 2020-08-29 | Hanwha | Q.PEAK DUO BLK-G5 315 | Solar Panels |  | 0.315 | 4 | 170 | 40 |  | Fixed | Roof
Solar Registration Program | NJSRRE1541887930 | Egg Harbor Township | 8234 | 19 | 15.12 | Residential | No | Behind the Meter | Trinity Solar | AC Electric | Accepted | 2019-08-27 | 2019-08-29 | 2020-08-29 | Hanwha | Q.PEAK DUO BLK-G5 315 | Solar Panels |  | 0.315 | 5 | 169 | 27 |  | Fixed | Roof
Solar Registration Program | NJSRRE1541887930 | Egg Harbor Township | 8234 | 19 | 15.12 | Residential | No | Behind the Meter | Trinity Solar | AC Electric | Accepted | 2019-08-27 | 2019-08-29 | 2020-08-29 | Solar Edge | SE11400 | Inverters | 11400 |  | 1 |  |  | 0.97 |  | Outside | side of home
Solar Registration Program | NJSRRE1541989844 | Keyport | 7735 | 17 | 15.12 | Residential | Yes | Behind the Meter | Vivint Solar Developer, LLC | JCP&L | Accepted | 2019-09-04 | 2019-09-06 | 2020-09-06 | Hanwha | Q.PEAK BLK-G5 315w | Solar Panels |  | 0.315 | 4 | 174 | 18 |  | Fixed | Roof
Solar Registration Program | NJSRRE1541989844 | Keyport | 7735 | 17 | 15.12 | Residential | Yes | Behind the Meter | Vivint Solar Developer, LLC | JCP&L | Accepted | 2019-09-04 | 2019-09-06 | 2020-09-06 | Hanwha | Q.PEAK BLK-G5 315w | Solar Panels |  | 0.315 | 17 | 264 | 18 |  | Fixed | Roof
Solar Registration Program | NJSRRE1541989844 | Keyport | 7735 | 17 | 15.12 | Residential | Yes | Behind the Meter | Vivint Solar Developer, LLC | JCP&L | Accepted | 2019-09-04 | 2019-09-06 | 2020-09-06 | Hanwha | Q.PEAK BLK-G5 315w | Solar Panels |  | 0.315 | 14 | 84 | 10 |  | Fixed | Roof
Solar Registration Program | NJSRRE1541989844 | Keyport | 7735 | 17 | 15.12 | Residential | Yes | Behind the Meter | Vivint Solar Developer, LLC | JCP&L | Accepted | 2019-09-04 | 2019-09-06 | 2020-09-06 | Hanwha | Q.PEAK BLK-G5 315w | Solar Panels |  | 0.315 | 13 | 84 | 18 |  | Fixed | Roof
Solar Registration Program | NJSRRE1541989844 | Keyport | 7735 | 17 | 15.12 | Residential | Yes | Behind the Meter | Vivint Solar Developer, LLC | JCP&L | Accepted | 2019-09-04 | 2019-09-06 | 2020-09-06 | Solar Edge | SE10000H-US000BNC4 | Inverters | 1000 |  | 1 |  |  | 0.992 |  | Outdoor | Near the Utility Meter
Solar Registration Program | NJSRRE1542394355 | PENNSAUKEN | 8110 | 14 | 15.12 | Residential | Yes | Behind the Meter | Vivint Solar Developer, LLC | PSE&G | Accepted | 2019-09-18 | 2019-09-18 | 2020-09-18 | HANWHA SOLAR | Q.PEAK BLK-G5 315 | Solar Panels |  | 0.315 | 6 | 237 | 23 |  | Fixed | Roof
Solar Registration Program | NJSRRE1542394355 | PENNSAUKEN | 8110 | 14 | 15.12 | Residential | Yes | Behind the Meter | Vivint Solar Developer, LLC | PSE&G | Accepted | 2019-09-18 | 2019-09-18 | 2020-09-18 | HANWHA SOLAR | Q.PEAK BLK-G5 315 | Solar Panels |  | 0.315 | 11 | 237 | 23 |  | Fixed | Roof
Solar Registration Program | NJSRRE1542394355 | PENNSAUKEN | 8110 | 14 | 15.12 | Residential | Yes | Behind the Meter | Vivint Solar Developer, LLC | PSE&G | Accepted | 2019-09-18 | 2019-09-18 | 2020-09-18 | HANWHA SOLAR | Q.PEAK BLK-G5 315 | Solar Panels |  | 0.315 | 9 | 327 | 23 |  | Fixed | Roof
Solar Registration Program | NJSRRE1542394355 | PENNSAUKEN | 8110 | 14 | 15.12 | Residential | Yes | Behind the Meter | Vivint Solar Developer, LLC | PSE&G | Accepted | 2019-09-18 | 2019-09-18 | 2020-09-18 | HANWHA SOLAR | Q.PEAK BLK-G5 315 | Solar Panels |  | 0.315 | 9 | 237 | 23 |  | Fixed | Roof
Solar Registration Program | NJSRRE1542394355 | PENNSAUKEN | 8110 | 14 | 15.12 | Residential | Yes | Behind the Meter | Vivint Solar Developer, LLC | PSE&G | Accepted | 2019-09-18 | 2019-09-18 | 2020-09-18 | HANWHA SOLAR | Q.PEAK BLK-G5 315 | Solar Panels |  | 0.315 | 13 | 57 | 23 |  | Fixed | Roof
Solar Registration Program | NJSRRE1542394355 | PENNSAUKEN | 8110 | 14 | 15.12 | Residential | Yes | Behind the Meter | Vivint Solar Developer, LLC | PSE&G | Accepted | 2019-09-18 | 2019-09-18 | 2020-09-18 | SOLAREDGE | SE10000H-US000BNC4 | Inverters | 10000 |  | 1 |  |  | 0.992 |  | Outdoor | Near The Utility Meter
Solar Registration Program | NJSRRE1542887918 | Swedesboro | 8085 | 15 | 15.12 | Residential | Yes | Behind the Meter | All Season Solar | AC Electric | Accepted | 2019-11-01 | 2019-11-05 | 2020-11-05 | Hanwha | HSL72P6-PC-3-315Q 315W | Solar Panels |  | 0.315 | 48 | 180 | 25 |  | Fixed | Ground
Solar Registration Program | NJSRRE1542887918 | Swedesboro | 8085 | 15 | 15.12 | Residential | Yes | Behind the Meter | All Season Solar | AC Electric | Accepted | 2019-11-01 | 2019-11-05 | 2020-11-05 | Enphase | IQ7 Plus | Inverters | 290 |  | 48 |  |  | 0.97 |  | Outdoor | Under Module
Solar Registration Program | NJSRRE1542971422 | Elwood | 8217 | 19 | 15.12 | Residential | Yes | Behind the Meter | All Season Solar | AC Electric | Accepted | 2019-11-05 | 2019-11-07 | 2020-11-07 | Hanwha | HSL72P6-PC-3-315Q 315W | Solar Panels |  | 0.315 | 48 | 180 | 25 |  | Fixed | Ground
Solar Registration Program | NJSRRE1542971422 | Elwood | 8217 | 19 | 15.12 | Residential | Yes | Behind the Meter | All Season Solar | AC Electric | Accepted | 2019-11-05 | 2019-11-07 | 2020-11-07 | Enphase | IQ7 Plus | Inverters | 290 |  | 48 |  |  | 0.97 |  | Outdoor | Under Module
Solar Registration Program | NJSRRE1543046378 | Williamstown | 8094 | 15 | 15.12 | Residential | Yes | Behind the Meter | Trinity Solar | AC Electric | Accepted | 2019-11-07 | 2019-11-11 | 2020-11-11 | Hanwha | Q.PEAK DUO BLK-G5 315 | Solar Panels |  | 0.315 | 28 | 74 | 34 |  | Fixed | Roof
Solar Registration Program | NJSRRE1543046378 | Williamstown | 8094 | 15 | 15.12 | Residential | Yes | Behind the Meter | Trinity Solar | AC Electric | Accepted | 2019-11-07 | 2019-11-11 | 2020-11-11 | Hanwha | Q.PEAK DUO BLK-G5 315 | Solar Panels |  | 0.315 | 12 | 164 | 34 |  | Fixed | Roof
Solar Registration Program | NJSRRE1543046378 | Williamstown | 8094 | 15 | 15.12 | Residential | Yes | Behind the Meter | Trinity Solar | AC Electric | Accepted | 2019-11-07 | 2019-11-11 | 2020-11-11 | Hanwha | Q.PEAK DUO BLK-G5 315 | Solar Panels |  | 0.315 | 8 | 164 | 45 |  | Fixed | Roof
Solar Registration Program | NJSRRE1543046378 | Williamstown | 8094 | 15 | 15.12 | Residential | Yes | Behind the Meter | Trinity Solar | AC Electric | Accepted | 2019-11-07 | 2019-11-11 | 2020-11-11 | Solar Edge | SE11400 | Inverters | 11400 |  | 1 |  |  | 0.97 |  | Outside | side of home
Solar Registration Program | NJSRRE1543253861 | Atlantic Highlands | 7716 | 17 | 15.12 | Residential | No | Behind the Meter | Trinity Solar | JCP&L | Accepted | 2019-11-14 | 2019-11-18 | 2020-11-18 | Hanwha | Q.PEAK DUO BLK-G5 315 | Solar Panels |  | 0.315 | 12 | 108 | 34 |  | Fixed | Roof
Solar Registration Program | NJSRRE1543253861 | Atlantic Highlands | 7716 | 17 | 15.12 | Residential | No | Behind the Meter | Trinity Solar | JCP&L | Accepted | 2019-11-14 | 2019-11-18 | 2020-11-18 | Hanwha | Q.PEAK DUO BLK-G5 315 | Solar Panels |  | 0.315 | 12 | 288 | 34 |  | Fixed | Roof
Solar Registration Program | NJSRRE1543253861 | Atlantic Highlands | 7716 | 17 | 15.12 | Residential | No | Behind the Meter | Trinity Solar | JCP&L | Accepted | 2019-11-14 | 2019-11-18 | 2020-11-18 | Hanwha | Q.PEAK DUO BLK-G5 315 | Solar Panels |  | 0.315 | 11 | 198 | 27 |  | Fixed | Roof
Solar Registration Program | NJSRRE1543253861 | Atlantic Highlands | 7716 | 17 | 15.12 | Residential | No | Behind the Meter | Trinity Solar | JCP&L | Accepted | 2019-11-14 | 2019-11-18 | 2020-11-18 | Hanwha | Q.PEAK DUO BLK-G5 315 | Solar Panels |  | 0.315 | 13 | 18 | 25 |  | Fixed | Roof
Solar Registration Program | NJSRRE1543253861 | Atlantic Highlands | 7716 | 17 | 15.12 | Residential | No | Behind the Meter | Trinity Solar | JCP&L | Accepted | 2019-11-14 | 2019-11-18 | 2020-11-18 | Solar Edge | SE11400 | Inverters | 11400 |  | 1 |  |  | 0.97 |  | Outside | side of home
Solar Registration Program | NJSRRE1543418037 | lindenwold | 8021 | 14 | 15.12 | Residential | No | Behind the Meter | Vision Solar LLC | AC Electric | Accepted | 2019-11-18 | 2019-12-03 | 2020-12-03 | hanwa q cells | q peak duo-g5 315 | Solar Panels |  | 0.315 | 21 | 146 | 34 |  | Fixed | Roof
Solar Registration Program | NJSRRE1543418037 | lindenwold | 8021 | 14 | 15.12 | Residential | No | Behind the Meter | Vision Solar LLC | AC Electric | Accepted | 2019-11-18 | 2019-12-03 | 2020-12-03 | hanwa q cells | q peak duo-g5 315 | Solar Panels |  | 0.315 | 8 | 146 | 34 |  | Fixed | Roof
Solar Registration Program | NJSRRE1543418037 | lindenwold | 8021 | 14 | 15.12 | Residential | No | Behind the Meter | Vision Solar LLC | AC Electric | Accepted | 2019-11-18 | 2019-12-03 | 2020-12-03 | hanwa q cells | q peak duo-g5 315 | Solar Panels |  | 0.315 | 19 | 326 | 34 |  | Fixed | Roof
Solar Registration Program | NJSRRE1543418037 | lindenwold | 8021 | 14 | 15.12 | Residential | No | Behind the Meter | Vision Solar LLC | AC Electric | Accepted | 2019-11-18 | 2019-12-03 | 2020-12-03 | enphase | iq7-60-2-us | Inverters | 0.25 |  | 48 |  |  | 0.96 |  | Other | behind panels
Solar Registration Program | NJSRRE1543421616 | Brick | 8724 | 18 | 15.12 | Residential | Yes | Behind the Meter | Trinity Solar | JCP&L | Accepted | 2019-11-19 | 2019-11-21 | 2020-11-21 | HANWHA | Q.PEAK DUO BLK-G5 315 | Solar Panels |  | 0.315 | 9 | 324 | 25 |  | Fixed | Roof
Solar Registration Program | NJSRRE1543421616 | Brick | 8724 | 18 | 15.12 | Residential | Yes | Behind the Meter | Trinity Solar | JCP&L | Accepted | 2019-11-19 | 2019-11-21 | 2020-11-21 | HANWHA | Q.PEAK DUO BLK-G5 315 | Solar Panels |  | 0.315 | 24 | 144 | 26 |  | Fixed | Roof
Solar Registration Program | NJSRRE1543421616 | Brick | 8724 | 18 | 15.12 | Residential | Yes | Behind the Meter | Trinity Solar | JCP&L | Accepted | 2019-11-19 | 2019-11-21 | 2020-11-21 | HANWHA | Q.PEAK DUO BLK-G5 315 | Solar Panels |  | 0.315 | 15 | 144 | 24 |  | Fixed | Roof
Solar Registration Program | NJSRRE1543421616 | Brick | 8724 | 18 | 15.12 | Residential | Yes | Behind the Meter | Trinity Solar | JCP&L | Accepted | 2019-11-19 | 2019-11-21 | 2020-11-21 | Solar Edge | SE11400H-US000BNC4 | Inverters | 11400 |  | 1 |  |  | 0.97 |  | Outdoor | side of home
Solar Registration Program | NJSRRE1543488977 | Cliffside Park | 7010 | 7 | 15.12 | Residential | Yes | Behind the Meter | Trinity Solar | PSE&G | Accepted | 2019-12-06 | 2019-12-10 | 2020-12-10 | YINGLI 315 | YL315D-30b | Solar Panels |  | 0.315 | 15 | 302 | 23 |  | Fixed | Roof
Solar Registration Program | NJSRRE1543488977 | Cliffside Park | 7010 | 7 | 15.12 | Residential | Yes | Behind the Meter | Trinity Solar | PSE&G | Accepted | 2019-12-06 | 2019-12-10 | 2020-12-10 | YINGLI 315 | YL315D-30b | Solar Panels |  | 0.315 | 22 | 122 | 23 |  | Fixed | Roof
Solar Registration Program | NJSRRE1543488977 | Cliffside Park | 7010 | 7 | 15.12 | Residential | Yes | Behind the Meter | Trinity Solar | PSE&G | Accepted | 2019-12-06 | 2019-12-10 | 2020-12-10 | YINGLI 315 | 11 | Solar Panels |  | 0.315 | 11 | 212 | 23 |  | Fixed | Roof
Solar Registration Program | NJSRRE1543488977 | Cliffside Park | 7010 | 7 | 15.12 | Residential | Yes | Behind the Meter | Trinity Solar | PSE&G | Accepted | 2019-12-06 | 2019-12-10 | 2020-12-10 | Solar Edge | SE11400H-US000BNC4 | Inverters | 11400 |  | 1 |  |  | 0.97 |  | Outdoor | side of home
Solar Registration Program | NJSRRE1543513114 | CLIFFWOOD BEACH | 7735 | 17 | 15.12 | Residential | No | Behind the Meter | Tesla Energy Operations | JCP&L | Accepted | 2019-12-11 | 2019-12-16 | 2020-12-16 | Hanwha Q-Cells | Q.Peak DUO BLK-G5/SC315 | Solar Panels |  | 0.315 | 12 | 307 | 40 |  | Fixed | Roof
Solar Registration Program | NJSRRE1543513114 | CLIFFWOOD BEACH | 7735 | 17 | 15.12 | Residential | No | Behind the Meter | Tesla Energy Operations | JCP&L | Accepted | 2019-12-11 | 2019-12-16 | 2020-12-16 | Hanwha Q-Cell | Q.Peak DUO BLK-G5/SC315 | Solar Panels |  | 0.315 | 20 | 188 | 34 |  | Fixed | Roof
Solar Registration Program | NJSRRE1543513114 | CLIFFWOOD BEACH | 7735 | 17 | 15.12 | Residential | No | Behind the Meter | Tesla Energy Operations | JCP&L | Accepted | 2019-12-11 | 2019-12-16 | 2020-12-16 | Hanwha Q-Cells | Q.Peak DUO BLK-G5/SC315 | Solar Panels |  | 0.315 | 11 | 188 | 34 |  | Fixed | Roof
Solar Registration Program | NJSRRE1543513114 | CLIFFWOOD BEACH | 7735 | 17 | 15.12 | Residential | No | Behind the Meter | Tesla Energy Operations | JCP&L | Accepted | 2019-12-11 | 2019-12-16 | 2020-12-16 | Hanwha Q-Cells | Q.Peak DUO BLK-G5/SC315 | Solar Panels |  | 0.315 | 5 | 517 | 40 |  | Fixed | Roof
Solar Registration Program | NJSRRE1543513114 | CLIFFWOOD BEACH | 7735 | 17 | 15.12 | Residential | No | Behind the Meter | Tesla Energy Operations | JCP&L | Accepted | 2019-12-11 | 2019-12-16 | 2020-12-16 | SOLAREDGE | SE11400H-US000SNC2 | Inverters | 11400 |  | 1 |  |  | 0.975 |  | Outdoor | Outdoor
Solar Registration Program | NJSRRE1543821851 | PENNINGTON | 8534 | 12 | 15.12 | Residential | No | Behind the Meter | SEA BRIGHT SOLAR, LLC | PSE&G | Accepted | 2019-12-26 | 2019-12-31 | 2020-12-31 | SUNPOWER | SPR-X22-360-AC | Solar Panels |  | 0.36 | 12 | 181 | 38 |  | Fixed | Roof | SOUTH
Solar Registration Program | NJSRRE1543821851 | PENNINGTON | 8534 | 12 | 15.12 | Residential | No | Behind the Meter | SEA BRIGHT SOLAR, LLC | PSE&G | Accepted | 2019-12-26 | 2019-12-31 | 2020-12-31 | SUNPOWER | SPR-X22-360-AC | Solar Panels |  | 0.36 | 2 | 181 | 38 |  | Fixed | Roof | SOUTH
Solar Registration Program | NJSRRE1543821851 | PENNINGTON | 8534 | 12 | 15.12 | Residential | No | Behind the Meter | SEA BRIGHT SOLAR, LLC | PSE&G | Accepted | 2019-12-26 | 2019-12-31 | 2020-12-31 | SUNPOWER | SPR-X22-360-AC | Solar Panels |  | 0.36 | 14 | 89 | 30 |  | Fixed | Roof | BARN
Solar Registration Program | NJSRRE1543821851 | PENNINGTON | 8534 | 12 | 15.12 | Residential | No | Behind the Meter | SEA BRIGHT SOLAR, LLC | PSE&G | Accepted | 2019-12-26 | 2019-12-31 | 2020-12-31 | SUNPOWER | SPR-X22-360-AC | Solar Panels |  | 0.36 | 14 | 89 | 12 |  | Fixed | Roof | BARN
Solar Registration Program | NJSRRE1543821851 | PENNINGTON | 8534 | 12 | 15.12 | Residential | No | Behind the Meter | SEA BRIGHT SOLAR, LLC | PSE&G | Accepted | 2019-12-26 | 2019-12-31 | 2020-12-31 | SUNPOWER | SPR-X22-360-AC | Inverters | 320 |  | 42 |  |  | 0.96 |  | Outside | BENEATH ARRAY
Solar Registration Program | NJSRRE1543821851 | PENNINGTON | 8534 | 12 | 15.12 | Residential | No | Behind the Meter | SEA BRIGHT SOLAR, LLC | PSE&G | Accepted | 2019-12-26 | 2019-12-31 | 2020-12-31 | TESLA | POWERWALL 2 | Electric Storage Battery |  |  | 3 |  |  |  | Lithium Ion |  | INSIDE - BASEMENT
Solar Registration Program | NJSRRE1540292470 | West Long Branch | 7764 | 17 | 15.18 | Residential | Yes | Behind the Meter | Sunrun Installation Services, Inc. | JCP&L | Accepted | 2019-01-28 | 2019-01-30 | 2020-01-30 | LG Electronics | LG330N1C-A5 | Solar Panels |  | 0.33 | 8 | 180 | 14 |  | Fixed | Roof
Solar Registration Program | NJSRRE1540292470 | West Long Branch | 7764 | 17 | 15.18 | Residential | Yes | Behind the Meter | Sunrun Installation Services, Inc. | JCP&L | Accepted | 2019-01-28 | 2019-01-30 | 2020-01-30 | LG Electronics | LG330N1C-A5 | Solar Panels |  | 0.33 | 14 | 181 | 9 |  | Fixed | Roof
Solar Registration Program | NJSRRE1540292470 | West Long Branch | 7764 | 17 | 15.18 | Residential | Yes | Behind the Meter | Sunrun Installation Services, Inc. | JCP&L | Accepted | 2019-01-28 | 2019-01-30 | 2020-01-30 | LG Electronics | LG330N1C-A5 | Solar Panels |  | 0.33 | 24 | 1 | 14 |  | Fixed | Roof
Solar Registration Program | NJSRRE1540292470 | West Long Branch | 7764 | 17 | 15.18 | Residential | Yes | Behind the Meter | Sunrun Installation Services, Inc. | JCP&L | Accepted | 2019-01-28 | 2019-01-30 | 2020-01-30 | SMA America | SB7.7-1SP-US-40 | Inverters | 7680 |  | 1 |  |  | 0.96 |  | Outdoor | Next To Meter
Solar Registration Program | NJSRRE1540292470 | West Long Branch | 7764 | 17 | 15.18 | Residential | Yes | Behind the Meter | Sunrun Installation Services, Inc. | JCP&L | Accepted | 2019-01-28 | 2019-01-30 | 2020-01-30 | SMA America | SB5.0-1SP-US-40 | Inverters | 5000 |  | 1 |  |  | 0.96 |  | Outdoor | Next To Meter
Solar Registration Program | NJSRRE1540479749 | Pittstown | 8867 | 4 | 15.18 | Residential | No | Behind the Meter | Green Power Energy | JCP&L | Accepted | 2019-03-13 | 2019-03-14 | 2020-03-14 | Panasonic | VBHN330SA17 | Solar Panels |  | 0.33 | 18 | 221 | 27 |  | Fixed | Roof
Solar Registration Program | NJSRRE1540479749 | Pittstown | 8867 | 4 | 15.18 | Residential | No | Behind the Meter | Green Power Energy | JCP&L | Accepted | 2019-03-13 | 2019-03-14 | 2020-03-14 | Panasonic | VBHN330SA17 | Solar Panels |  | 0.33 | 28 | 131 | 27 |  | Fixed | Roof
Solar Registration Program | NJSRRE1540479749 | Pittstown | 8867 | 4 | 15.18 | Residential | No | Behind the Meter | Green Power Energy | JCP&L | Accepted | 2019-03-13 | 2019-03-14 | 2020-03-14 | Solar Edge | SE7600H-US | Inverters | 7600 |  | 2 |  |  | 0.97 |  | Outside | next to meter
Solar Registration Program | NJSRRE1540858990 | Sparta | 7871 | 1 | 15.18 | Residential | Yes | Behind the Meter | Sunrun Installation Services, Inc. | JCP&L | Accepted | 2019-04-17 | 2019-04-18 | 2020-04-18 | LG Electronics | LG330N1C-A5 | Solar Panels |  | 0.33 | 41 | 122 | 23 |  | Fixed | Roof
Solar Registration Program | NJSRRE1540858990 | Sparta | 7871 | 1 | 15.18 | Residential | Yes | Behind the Meter | Sunrun Installation Services, Inc. | JCP&L | Accepted | 2019-04-17 | 2019-04-18 | 2020-04-18 | LG Electronics | LG330N1C-A5 | Solar Panels |  | 0.33 | 5 | 302 | 23 |  | Fixed | Roof
Solar Registration Program | NJSRRE1540858990 | Sparta | 7871 | 1 | 15.18 | Residential | Yes | Behind the Meter | Sunrun Installation Services, Inc. | JCP&L | Accepted | 2019-04-17 | 2019-04-18 | 2020-04-18 | SolarEdge Technologies | SE3000H-USRGM | Inverters | 3000 |  | 1 |  |  | 0.96 |  | Outdoor | Next To Meter
Solar Registration Program | NJSRRE1540858990 | Sparta | 7871 | 1 | 15.18 | Residential | Yes | Behind the Meter | Sunrun Installation Services, Inc. | JCP&L | Accepted | 2019-04-17 | 2019-04-18 | 2020-04-18 | SolarEdge Technologies | SE11400H-USRGM | Inverters | 11400 |  | 1 |  |  | 0.96 |  | Outdoor | Next To Meter
Solar Registration Program | NJSRRE1540896885 | Hillsborough | 8844 | 5 | 15.18 | Residential | Yes | Behind the Meter | Panatec Corporation | PSE&G | Accepted | 2019-04-30 | 2019-05-01 | 2020-05-01 | Panasonic | VBHN330SA17E | Solar Panels |  | 0.33 | 46 | 180 | 25 |  | Fixed | Roof
Solar Registration Program | NJSRRE1540896885 | Hillsborough | 8844 | 5 | 15.18 | Residential | Yes | Behind the Meter | Panatec Corporation | PSE&G | Accepted | 2019-04-30 | 2019-05-01 | 2020-05-01 | Enphase | IQ7X | Inverters | 330 |  | 46 |  |  | 0.975 |  | Outdoor | Outdoor
Solar Registration Program | NJSRRE1540980030 | Chatham | 7928 | 3 | 15.18 | Residential | No | Behind the Meter | Green Power Energy | JCP&L | Accepted | 2019-05-10 | 2019-05-14 | 2020-05-14 | Panasonic | VBHN330SA17 | Solar Panels |  | 0.33 | 3 | 181 | 27 |  | Fixed | Roof
Solar Registration Program | NJSRRE1540980030 | Chatham | 7928 | 3 | 15.18 | Residential | No | Behind the Meter | Green Power Energy | JCP&L | Accepted | 2019-05-10 | 2019-05-14 | 2020-05-14 | Panasonic | VBHN330SA17 | Solar Panels |  | 0.33 | 8 | 270 | 27 |  | Fixed | Roof
Solar Registration Program | NJSRRE1540980030 | Chatham | 7928 | 3 | 15.18 | Residential | No | Behind the Meter | Green Power Energy | JCP&L | Accepted | 2019-05-10 | 2019-05-14 | 2020-05-14 | Panasonic | VBHN330SA17 | Solar Panels |  | 0.33 | 2 | 1 | 27 |  | Fixed | Roof
Solar Registration Program | NJSRRE1540980030 | Chatham | 7928 | 3 | 15.18 | Residential | No | Behind the Meter | Green Power Energy | JCP&L | Accepted | 2019-05-10 | 2019-05-14 | 2020-05-14 | Panasonic | VBHN330SA17 | Solar Panels |  | 0.33 | 6 | 0 | 27 |  | Fixed | Roof
Solar Registration Program | NJSRRE1540980030 | Chatham | 7928 | 3 | 15.18 | Residential | No | Behind the Meter | Green Power Energy | JCP&L | Accepted | 2019-05-10 | 2019-05-14 | 2020-05-14 | Panasonic | VBHN330SA17 | Solar Panels |  | 0.33 | 13 | 266 | 27 |  | Fixed | Roof
Solar Registration Program | NJSRRE1540980030 | Chatham | 7928 | 3 | 15.18 | Residential | No | Behind the Meter | Green Power Energy | JCP&L | Accepted | 2019-05-10 | 2019-05-14 | 2020-05-14 | Panasonic | VBHN330SA17 | Solar Panels |  | 0.33 | 2 | 267 | 27 |  | Fixed | Roof
Solar Registration Program | NJSRRE1540980030 | Chatham | 7928 | 3 | 15.18 | Residential | No | Behind the Meter | Green Power Energy | JCP&L | Accepted | 2019-05-10 | 2019-05-14 | 2020-05-14 | Panasonic | VBHN330SA17 | Solar Panels |  | 0.33 | 8 | 269 | 27 |  | Fixed | Roof
Solar Registration Program | NJSRRE1540980030 | Chatham | 7928 | 3 | 15.18 | Residential | No | Behind the Meter | Green Power Energy | JCP&L | Accepted | 2019-05-10 | 2019-05-14 | 2020-05-14 | Panasonic | VBHN330SA17 | Solar Panels |  | 0.33 | 3 | 177 | 27 |  | Fixed | Roof
Solar Registration Program | NJSRRE1540980030 | Chatham | 7928 | 3 | 15.18 | Residential | No | Behind the Meter | Green Power Energy | JCP&L | Accepted | 2019-05-10 | 2019-05-14 | 2020-05-14 | Panasonic | VBHN330SA17 | Solar Panels |  | 0.33 | 1 | 357 | 27 |  | Fixed | Roof
Solar Registration Program | NJSRRE1540980030 | Chatham | 7928 | 3 | 15.18 | Residential | No | Behind the Meter | Green Power Energy | JCP&L | Accepted | 2019-05-10 | 2019-05-14 | 2020-05-14 | Solar Edge | SE7600H-US | Inverters | 7600 |  | 2 |  |  | 0.97 |  | Outside | next to meter
Solar Registration Program | NJSRRE1542161792 | Fair Lawn | 7410 | 7 | 15.18 | Residential | No | Behind the Meter | Green Power Energy | PSE&G | Accepted | 2019-09-04 | 2019-09-06 | 2020-09-06 | Panasonic | VBHN330SA17 | Solar Panels |  | 0.33 | 9 | 194 | 27 |  | Fixed | Roof
Solar Registration Program | NJSRRE1542161792 | Fair Lawn | 7410 | 7 | 15.18 | Residential | No | Behind the Meter | Green Power Energy | PSE&G | Accepted | 2019-09-04 | 2019-09-06 | 2020-09-06 | Panasonic | VBHN330SA17 | Solar Panels |  | 0.33 | 16 | 258 | 18 |  | Fixed | Roof
Solar Registration Program | NJSRRE1542161792 | Fair Lawn | 7410 | 7 | 15.18 | Residential | No | Behind the Meter | Green Power Energy | PSE&G | Accepted | 2019-09-04 | 2019-09-06 | 2020-09-06 | Panasonic | VBHN330SA17 | Solar Panels |  | 0.33 | 14 | 285 | 27 |  | Fixed | Roof
Solar Registration Program | NJSRRE1542161792 | Fair Lawn | 7410 | 7 | 15.18 | Residential | No | Behind the Meter | Green Power Energy | PSE&G | Accepted | 2019-09-04 | 2019-09-06 | 2020-09-06 | Panasonic | VBHN330SA17 | Solar Panels |  | 0.33 | 7 | 108 | 27 |  | Fixed | Roof
Solar Registration Program | NJSRRE1542161792 | Fair Lawn | 7410 | 7 | 15.18 | Residential | No | Behind the Meter | Green Power Energy | PSE&G | Accepted | 2019-09-04 | 2019-09-06 | 2020-09-06 | Solar Edge | SE7600H-US | Inverters | 7600 |  | 2 |  |  | 0.97 |  | Outside | next to meter
Solar Registration Program | NJSRRE1542335139 | Wenonah | 8090 | 15 | 15.18 | Residential | No | Behind the Meter | Kaitanna Solar, LLC | PSE&G | Accepted | 2019-09-06 | 2019-09-10 | 2020-09-10 | Canadian Solar | CSU-330 | Solar Panels |  | 0.33 | 18 | 102 | 7 |  | Fixed | Roof
Solar Registration Program | NJSRRE1542335139 | Wenonah | 8090 | 15 | 15.18 | Residential | No | Behind the Meter | Kaitanna Solar, LLC | PSE&G | Accepted | 2019-09-06 | 2019-09-10 | 2020-09-10 | Canadian Solar | CSU-330 | Solar Panels |  | 0.33 | 10 | 102 | 17 |  | Fixed | Roof
Solar Registration Program | NJSRRE1542335139 | Wenonah | 8090 | 15 | 15.18 | Residential | No | Behind the Meter | Kaitanna Solar, LLC | PSE&G | Accepted | 2019-09-06 | 2019-09-10 | 2020-09-10 | Canadian Solar | CSU-330 | Solar Panels |  | 0.33 | 18 | 103 | 20 |  | Fixed | Roof
Solar Registration Program | NJSRRE1542335139 | Wenonah | 8090 | 15 | 15.18 | Residential | No | Behind the Meter | Kaitanna Solar, LLC | PSE&G | Accepted | 2019-09-06 | 2019-09-10 | 2020-09-10 | Enphase | IQ7+ | Inverters | 0.29 |  | 46 |  |  | 0.97 |  | Outdoor | Under Module
Solar Registration Program | NJSRRE1542335139 | Wenonah | 8090 | 15 | 15.18 | Residential | No | Behind the Meter | Kaitanna Solar, LLC | PSE&G | Accepted | 2019-09-06 | 2019-09-10 | 2020-09-10 | Enphase | Envoy | Meters |  |  | 1 |  |  |  | Yes
Solar Registration Program | NJSRRE1542503408 | North Arlington | 7031 | 7 | 15.18 | Residential | No | Behind the Meter | NJ Solar Power, LLC | PSE&G | Accepted | 2019-10-03 | 2019-10-08 | 2020-10-08 | Panasonic | VBHN330SA17 | Solar Panels |  | 0.33 | 22 | 217 | 18 |  | Fixed | Roof
Solar Registration Program | NJSRRE1542503408 | North Arlington | 7031 | 7 | 15.18 | Residential | No | Behind the Meter | NJ Solar Power, LLC | PSE&G | Accepted | 2019-10-03 | 2019-10-08 | 2020-10-08 | Panasonic | VBHN330SA17 | Solar Panels |  | 0.33 | 24 | 37 | 18 |  | Fixed | Roof
Solar Registration Program | NJSRRE1542503408 | North Arlington | 7031 | 7 | 15.18 | Residential | No | Behind the Meter | NJ Solar Power, LLC | PSE&G | Accepted | 2019-10-03 | 2019-10-08 | 2020-10-08 | Solaredge | SE7600H-US | Inverters | 15200 |  | 2 |  |  | 0.99 |  | Indoor | garage
Solar Registration Program | NJSRRE1543553348 | Franklinville | 8322 | 15 | 15.18 | Residential | No | Behind the Meter | NJ Solar Power, LLC | AC Electric | Accepted | 2019-12-16 | 2019-12-19 | 2020-12-19 | Panasonic | VBHN330SA17 | Solar Panels |  | 0.33 | 9 | 271 | 27 |  | Fixed | Roof
Solar Registration Program | NJSRRE1543553348 | Franklinville | 8322 | 15 | 15.18 | Residential | No | Behind the Meter | NJ Solar Power, LLC | AC Electric | Accepted | 2019-12-16 | 2019-12-19 | 2020-12-19 | Panasonic | VBHN330SA17 | Solar Panels |  | 0.33 | 37 | 271 | 27 |  | Fixed | Roof
Solar Registration Program | NJSRRE1543553348 | Franklinville | 8322 | 15 | 15.18 | Residential | No | Behind the Meter | NJ Solar Power, LLC | AC Electric | Accepted | 2019-12-16 | 2019-12-19 | 2020-12-19 | SolarEdge | SE6000H-US | Inverters | 6000 |  | 1 |  |  | 0.99 |  | Indoor | garage
Solar Registration Program | NJSRRE1541672119 | Vineland | 8360 | 20 | 15.19 | Residential | No | Behind the Meter | Suntuity Solar LLC | Vineland Muni Electric | Accepted | 2019-07-16 | 2019-07-17 | 2020-07-17 | Yingli Green Energy | YL310D-30b | Solar Panels |  | 0.31 | 30 | 169 | 18 |  | Fixed | Roof
Solar Registration Program | NJSRRE1541672119 | Vineland | 8360 | 20 | 15.19 | Residential | No | Behind the Meter | Suntuity Solar LLC | Vineland Muni Electric | Accepted | 2019-07-16 | 2019-07-17 | 2020-07-17 | Yingli Green Energy | YL310D-30b | Solar Panels |  | 0.31 | 10 | 349 | 18 |  | Fixed | Roof
Solar Registration Program | NJSRRE1541672119 | Vineland | 8360 | 20 | 15.19 | Residential | No | Behind the Meter | Suntuity Solar LLC | Vineland Muni Electric | Accepted | 2019-07-16 | 2019-07-17 | 2020-07-17 | Yingli Green Energy | YL310D-30b | Solar Panels |  | 0.31 | 9 | 169 | 3 |  | Fixed | Roof
Solar Registration Program | NJSRRE1541672119 | Vineland | 8360 | 20 | 15.19 | Residential | No | Behind the Meter | Suntuity Solar LLC | Vineland Muni Electric | Accepted | 2019-07-16 | 2019-07-17 | 2020-07-17 | Enphase Energy | IQ7-60-2-US | Inverters | 240 |  | 49 |  |  | 0.97 |  | Outdoor | Behind the PV Modules
Solar Registration Program | NJSRRE1542443590 | Absecon | 8201 | 19 | 15.19 | Residential | No | Behind the Meter | Sun Up Zero Down | AC Electric | Final As-Built Received | 2019-09-26 | 2019-09-30 | 2020-09-30 | Trina | TSM-310 DD05A.05 (II) | Solar Panels |  | 0.31 | 9 | 291 | 18 |  | Fixed | Roof
Solar Registration Program | NJSRRE1542443590 | Absecon | 8201 | 19 | 15.19 | Residential | No | Behind the Meter | Sun Up Zero Down | AC Electric | Final As-Built Received | 2019-09-26 | 2019-09-30 | 2020-09-30 | Trina | TSM-310 DD05A.05 (II) | Solar Panels |  | 0.31 | 20 | 111 | 18 |  | Fixed | Roof
Solar Registration Program | NJSRRE1542443590 | Absecon | 8201 | 19 | 15.19 | Residential | No | Behind the Meter | Sun Up Zero Down | AC Electric | Final As-Built Received | 2019-09-26 | 2019-09-30 | 2020-09-30 | Trina | TSM-310 DD05A.05 (II) | Solar Panels |  | 0.31 | 20 | 291 | 18 |  | Fixed | Roof
Solar Registration Program | NJSRRE1542443590 | Absecon | 8201 | 19 | 15.19 | Residential | No | Behind the Meter | Sun Up Zero Down | AC Electric | Final As-Built Received | 2019-09-26 | 2019-09-30 | 2020-09-30 | Solaredge | SE6000H-US | Inverters | 6000 |  | 1 |  |  | 0.983 |  | Other | outside wall
Solar Registration Program | NJSRRE1542443590 | Absecon | 8201 | 19 | 15.19 | Residential | No | Behind the Meter | Sun Up Zero Down | AC Electric | Final As-Built Received | 2019-09-26 | 2019-09-30 | 2020-09-30 | Solaredge | SE5000H-US | Inverters | 5000 |  | 1 |  |  | 0.974 |  | Other | outside wall
Solar Registration Program | NJSRRE1542575989 | Logan Township | 8014 | 15 | 15.19 | Residential | Yes | Behind the Meter | Orbit Energy & Power, LLC | AC Electric | Accepted | 2019-10-22 | 2019-10-24 | 2020-10-24 | trina | tsm 310 | Solar Panels |  | 0.31 | 40 | 85 | 20 |  | Fixed | Roof
Solar Registration Program | NJSRRE1542575989 | Logan Township | 8014 | 15 | 15.19 | Residential | Yes | Behind the Meter | Orbit Energy & Power, LLC | AC Electric | Accepted | 2019-10-22 | 2019-10-24 | 2020-10-24 | trina | tsm 310 | Solar Panels |  | 0.31 | 9 | 265 | 20 |  | Fixed | Roof
Solar Registration Program | NJSRRE1542575989 | Logan Township | 8014 | 15 | 15.19 | Residential | Yes | Behind the Meter | Orbit Energy & Power, LLC | AC Electric | Accepted | 2019-10-22 | 2019-10-24 | 2020-10-24 | enphase | iq7 | Inverters | 240 |  | 49 |  |  | 0.986 |  | Outside | panel
Solar Registration Program | NJSRRE1542584354 | Deptford | 8096 | 15 | 15.19 | Residential | Yes | Behind the Meter | Orbit Energy & Power, LLC | PSE&G | Accepted | 2019-10-25 | 2019-10-28 | 2020-10-28 | trina | tsm 310 | Solar Panels |  | 0.31 | 5 | 46 | 24 |  | Fixed | Roof
Solar Registration Program | NJSRRE1542584354 | Deptford | 8096 | 15 | 15.19 | Residential | Yes | Behind the Meter | Orbit Energy & Power, LLC | PSE&G | Accepted | 2019-10-25 | 2019-10-28 | 2020-10-28 | trina | tsm 310 | Solar Panels |  | 0.31 | 18 | 46 | 32 |  | Fixed | Roof
Solar Registration Program | NJSRRE1542584354 | Deptford | 8096 | 15 | 15.19 | Residential | Yes | Behind the Meter | Orbit Energy & Power, LLC | PSE&G | Accepted | 2019-10-25 | 2019-10-28 | 2020-10-28 | trina | tsm 310 | Solar Panels |  | 0.31 | 15 | 226 | 24 |  | Fixed | Roof
Solar Registration Program | NJSRRE1542584354 | Deptford | 8096 | 15 | 15.19 | Residential | Yes | Behind the Meter | Orbit Energy & Power, LLC | PSE&G | Accepted | 2019-10-25 | 2019-10-28 | 2020-10-28 | trina | tsm 310 | Solar Panels |  | 0.31 | 11 | 226 | 32 |  | Fixed | Roof
Solar Registration Program | NJSRRE1542584354 | Deptford | 8096 | 15 | 15.19 | Residential | Yes | Behind the Meter | Orbit Energy & Power, LLC | PSE&G | Accepted | 2019-10-25 | 2019-10-28 | 2020-10-28 | enphase | iq7 | Inverters | 240 |  | 49 |  |  | 0.986 |  | Outside | panel
Solar Registration Program | NJSRRE1542941388 | Hammonton | 8037 | 19 | 15.19 | Residential | Yes | Behind the Meter | Sun Up Zero Down | AC Electric | Accepted | 2019-11-05 | 2019-11-06 | 2020-11-06 | trina | TSM-310 DD05A.05 (II) | Solar Panels |  | 0.31 | 10 | 126 | 23 |  | Fixed | Roof
Solar Registration Program | NJSRRE1542941388 | Hammonton | 8037 | 19 | 15.19 | Residential | Yes | Behind the Meter | Sun Up Zero Down | AC Electric | Accepted | 2019-11-05 | 2019-11-06 | 2020-11-06 | trina | TSM-310 DD05A.05 (II) | Solar Panels |  | 0.31 | 23 | 126 | 23 |  | Fixed | Roof
Solar Registration Program | NJSRRE1542941388 | Hammonton | 8037 | 19 | 15.19 | Residential | Yes | Behind the Meter | Sun Up Zero Down | AC Electric | Accepted | 2019-11-05 | 2019-11-06 | 2020-11-06 | trina | TSM-310 DD05A.05 (II) | Solar Panels |  | 0.31 | 16 | 125 | 23 |  | Fixed | Roof
Solar Registration Program | NJSRRE1542941388 | Hammonton | 8037 | 19 | 15.19 | Residential | Yes | Behind the Meter | Sun Up Zero Down | AC Electric | Accepted | 2019-11-05 | 2019-11-06 | 2020-11-06 | enphase | IQ7-60-2-US | Inverters | 310 |  | 49 |  |  | 0.976 |  | Other | outisde wall
Solar Registration Program | NJSRRE1543422120 | Mount Laurel | 8054 | 13 | 15.19 | Residential | Yes | Behind the Meter | Solar Energy World | PSE&G | Accepted | 2019-11-19 | 2019-11-22 | 2020-11-22 | LONGi Green Energy Technology | LR6-60PE-310M | Solar Panels |  | 0.31 | 49 | 214 | 30 |  | Fixed | Roof
Solar Registration Program | NJSRRE1543422120 | Mount Laurel | 8054 | 13 | 15.19 | Residential | Yes | Behind the Meter | Solar Energy World | PSE&G | Accepted | 2019-11-19 | 2019-11-22 | 2020-11-22 | Enphase | IQ7-60-x-US | Inverters | 310 |  | 49 |  |  | 0.976 |  | Outdoor | on roof with panels
Solar Registration Program | NJSRRE1543474291 | Rio Grande | 8242 | 21 | 15.19 | Residential | Yes | Behind the Meter | All Season Solar | AC Electric | Accepted | 2019-12-03 | 2019-12-05 | 2020-12-05 | Trina | TSM DD05H.05II 310W AUG 2019 | Solar Panels |  | 0.31 | 12 | 118 | 18 |  | Fixed | Roof
Solar Registration Program | NJSRRE1543474291 | Rio Grande | 8242 | 21 | 15.19 | Residential | Yes | Behind the Meter | All Season Solar | AC Electric | Accepted | 2019-12-03 | 2019-12-05 | 2020-12-05 | Trina | TSM DD05H.05II 310W AUG 2019 | Solar Panels |  | 0.31 | 6 | 208 | 18 |  | Fixed | Roof
Solar Registration Program | NJSRRE1543474291 | Rio Grande | 8242 | 21 | 15.19 | Residential | Yes | Behind the Meter | All Season Solar | AC Electric | Accepted | 2019-12-03 | 2019-12-05 | 2020-12-05 | Trina | TSM DD05H.05II 310W AUG 2019 | Solar Panels |  | 0.31 | 31 | 208 | 18 |  | Fixed | Roof
Solar Registration Program | NJSRRE1543474291 | Rio Grande | 8242 | 21 | 15.19 | Residential | Yes | Behind the Meter | All Season Solar | AC Electric | Accepted | 2019-12-03 | 2019-12-05 | 2020-12-05 | Enphase | IQ7 | Inverters | 240 |  | 49 |  |  | 0.97 |  | Outdoor | Under Module
Solar Registration Program | NJSRRE1543506088 | Woolwich | 8085 | 15 | 15.19 | Residential | No | Behind the Meter | RCL Enterprises Inc. | AC Electric | Accepted | 2019-12-10 | 2019-12-13 | 2020-12-13 | trina | TSM-310DD05H.05 | Solar Panels |  | 0.31 | 24 | 209 | 10 |  | Fixed | Roof
Solar Registration Program | NJSRRE1543506088 | Woolwich | 8085 | 15 | 15.19 | Residential | No | Behind the Meter | RCL Enterprises Inc. | AC Electric | Accepted | 2019-12-10 | 2019-12-13 | 2020-12-13 | trina | TSM-310DD05H.05 | Solar Panels |  | 0.31 | 25 | 209 | 40 |  | Fixed | Roof
Solar Registration Program | NJSRRE1543506088 | Woolwich | 8085 | 15 | 15.19 | Residential | No | Behind the Meter | RCL Enterprises Inc. | AC Electric | Accepted | 2019-12-10 | 2019-12-13 | 2020-12-13 | enphase | iq7 | Inverters | 5760 |  | 24 |  |  | 0.96 |  | Outside | under panel
Solar Registration Program | NJSRRE1543506088 | Woolwich | 8085 | 15 | 15.19 | Residential | No | Behind the Meter | RCL Enterprises Inc. | AC Electric | Accepted | 2019-12-10 | 2019-12-13 | 2020-12-13 | enphase | iq7 | Inverters | 6000 |  | 25 |  |  | 0.96 |  | Outside | under panels
Solar Registration Program | NJSRRE1540904745 | Penns Grove | 8069 | 16 | 15.2 | Commercial | Yes | Behind the Meter | Solar Renewable Energy, LLC | AC Electric | Accepted | 2019-05-15 | 2019-06-17 | 2020-06-17 | HT SAAE | HT 72 156 M (380W) | Solar Panels |  | 0.38 | 40 | Landscape | 22 |  | Fixed | Roof
Solar Registration Program | NJSRRE1540904745 | Penns Grove | 8069 | 16 | 15.2 | Commercial | Yes | Behind the Meter | Solar Renewable Energy, LLC | AC Electric | Accepted | 2019-05-15 | 2019-06-17 | 2020-06-17 | Solar Edge | SE11400 | Inverters | 11400 |  | 1 |  |  | 0.996 |  | Outside | Roof
Solar Registration Program | NJSRRE1540904745 | Penns Grove | 8069 | 16 | 15.2 | Commercial | Yes | Behind the Meter | Solar Renewable Energy, LLC | AC Electric | Accepted | 2019-05-15 | 2019-06-17 | 2020-06-17 | Solar Edge | SE RWND 3D 480 MB | Meters |  |  | 1 |  |  |  |  | Outdoor
Solar Registration Program | NJSRRE1540894689 | Lindenwold | 8021 | 14 | 15.25 | Residential | No | Behind the Meter | Advanced Renewable Solutions LLC | AC Electric | Accepted | 2019-04-25 | 2019-05-03 | 2020-05-03 | TRINA SOLAR | TSM-DD05A.05 305 | Solar Panels |  | 0.305 | 50 | 167347 | 25 |  | Fixed | Roof
Solar Registration Program | NJSRRE1540894689 | Lindenwold | 8021 | 14 | 15.25 | Residential | No | Behind the Meter | Advanced Renewable Solutions LLC | AC Electric | Accepted | 2019-04-25 | 2019-05-03 | 2020-05-03 | SOLAR EDGE | SE10000H-000N-NC2 | Inverters | 10000 |  | 1 |  |  | 0.99 |  | Outdoor | Wall mounted adjacent to Utility Meter and Disconnect
Solar Registration Program | NJSRRE1542389934 | Audubon Boro | 8106 | 14 | 15.25 | Residential | Yes | Behind the Meter | 1st Light Energy Inc | PSE&G | Final As-Built Received | 2019-09-11 | 2019-09-13 | 2020-09-13 | Trina | TSM-305DD05A.05 | Solar Panels |  | 0.305 | 16 | 51 | 27 |  | Fixed | Roof
Solar Registration Program | NJSRRE1542389934 | Audubon Boro | 8106 | 14 | 15.25 | Residential | Yes | Behind the Meter | 1st Light Energy Inc | PSE&G | Final As-Built Received | 2019-09-11 | 2019-09-13 | 2020-09-13 | Trina | TSM-305DD05A.05 | Solar Panels |  | 0.305 | 34 | 231 | 27 |  | Fixed | Roof
Solar Registration Program | NJSRRE1542389934 | Audubon Boro | 8106 | 14 | 15.25 | Residential | Yes | Behind the Meter | 1st Light Energy Inc | PSE&G | Final As-Built Received | 2019-09-11 | 2019-09-13 | 2020-09-13 | SMA | SB 3.8-US | Inverters | 3800 |  | 1 |  |  | 0.98 |  | Outside | within 10 feet of meter
Solar Registration Program | NJSRRE1542389934 | Audubon Boro | 8106 | 14 | 15.25 | Residential | Yes | Behind the Meter | 1st Light Energy Inc | PSE&G | Final As-Built Received | 2019-09-11 | 2019-09-13 | 2020-09-13 | SMA | SB 7.7-US | Inverters | 7700 |  | 1 |  |  | 0.98 |  | Outside | within 10 feet of meter
Solar Registration Program | NJSRRE1542498199 | Villas | 8251 | 21 | 15.25 | Residential | No | Behind the Meter | All Season Solar | AC Electric | Accepted | 2019-10-02 | 2019-10-08 | 2020-10-08 | Trina | TSM DD05A.05II 305W MAR 2019 | Solar Panels |  | 0.305 | 14 | 296 | 24 |  | Fixed | Roof
Solar Registration Program | NJSRRE1542498199 | Villas | 8251 | 21 | 15.25 | Residential | No | Behind the Meter | All Season Solar | AC Electric | Accepted | 2019-10-02 | 2019-10-08 | 2020-10-08 | Trina | TSM DD05A.05II 305W MAR 2019 | Solar Panels |  | 0.305 | 36 | 116 | 11 |  | Fixed | Roof
Solar Registration Program | NJSRRE1542498199 | Villas | 8251 | 21 | 15.25 | Residential | No | Behind the Meter | All Season Solar | AC Electric | Accepted | 2019-10-02 | 2019-10-08 | 2020-10-08 | Enphase | IQ7 | Inverters | 240 |  | 50 |  |  | 0.97 |  | Outdoor | Under Module
Solar Registration Program | NJSRRE1540530722 | Woodcliff Lake | 7677 | 7 | 15.28 | Residential | No | Behind the Meter | Green Power Energy | PSE&G | Final As-Built Received | 2019-03-22 | 2019-03-25 | 2020-03-25 | Panasonic | VBHN325KA03 | Solar Panels |  | 0.325 | 11 | 183 | 27 |  | Fixed | Roof
Solar Registration Program | NJSRRE1540530722 | Woodcliff Lake | 7677 | 7 | 15.28 | Residential | No | Behind the Meter | Green Power Energy | PSE&G | Final As-Built Received | 2019-03-22 | 2019-03-25 | 2020-03-25 | Panasonic | VBHN325KA03 | Solar Panels |  | 0.325 | 12 | 93 | 27 |  | Fixed | Roof
Solar Registration Program | NJSRRE1540530722 | Woodcliff Lake | 7677 | 7 | 15.28 | Residential | No | Behind the Meter | Green Power Energy | PSE&G | Final As-Built Received | 2019-03-22 | 2019-03-25 | 2020-03-25 | Panasonic | VBHN325KA03 | Solar Panels |  | 0.325 | 24 | 182 | 27 |  | Fixed | Roof
Solar Registration Program | NJSRRE1540530722 | Woodcliff Lake | 7677 | 7 | 15.28 | Residential | No | Behind the Meter | Green Power Energy | PSE&G | Final As-Built Received | 2019-03-22 | 2019-03-25 | 2020-03-25 | Solar Edge | SE7600H-US | Inverters | 7600 |  | 2 |  |  | 0.97 |  | Outside | next to meter
Solar Registration Program | NJSRRE1540530722 | Woodcliff Lake | 7677 | 7 | 15.28 | Residential | No | Behind the Meter | Green Power Energy | PSE&G | Final As-Built Received | 2019-03-22 | 2019-03-25 | 2020-03-25 | Itron | CL200 | Meters |  |  | 1 |  |  |  | Yes | Outdoor
Solar Registration Program | NJSRRE1540719028 | Willingboro | 8046 | 13 | 15.28 | Residential | No | Behind the Meter | Maier Solar Engineering dba Solar Me | PSE&G | Accepted | 2019-03-25 | 2019-03-26 | 2020-03-26 | Hanwha | Q.Peak DUO-G5.1 325W | Solar Panels |  | 0.325 | 13 | 179 | 17 |  | Fixed | Roof
Solar Registration Program | NJSRRE1540719028 | Willingboro | 8046 | 13 | 15.28 | Residential | No | Behind the Meter | Maier Solar Engineering dba Solar Me | PSE&G | Accepted | 2019-03-25 | 2019-03-26 | 2020-03-26 | Hanwha | Q. Peak DUO-G5.1 325W | Solar Panels |  | 0.325 | 19 | 179 | 26 |  | Fixed | Roof
Solar Registration Program | NJSRRE1540719028 | Willingboro | 8046 | 13 | 15.28 | Residential | No | Behind the Meter | Maier Solar Engineering dba Solar Me | PSE&G | Accepted | 2019-03-25 | 2019-03-26 | 2020-03-26 | Hanwha | Q.Peaj DUO-G5.1 325W | Solar Panels |  | 0.325 | 15 | 359 | 26 |  | Fixed | Roof
Solar Registration Program | NJSRRE1540719028 | Willingboro | 8046 | 13 | 15.28 | Residential | No | Behind the Meter | Maier Solar Engineering dba Solar Me | PSE&G | Accepted | 2019-03-25 | 2019-03-26 | 2020-03-26 | Enphase | IQ7+ | Inverters | 290 |  | 47 |  |  | 0.96 |  | Outside | Next to meter
Solar Registration Program | NJSRRE1541627511 | Montgomery Township | 8502 | 5 | 15.28 | Residential | No | Behind the Meter | Green Power Energy | PSE&G | Accepted | 2019-07-10 | 2019-07-12 | 2020-07-12 | Hanwha | Q.PEAK DUO-G5 325 | Solar Panels |  | 0.325 | 28 | 194 | 18 |  | Fixed | Roof
Solar Registration Program | NJSRRE1541627511 | Montgomery Township | 8502 | 5 | 15.28 | Residential | No | Behind the Meter | Green Power Energy | PSE&G | Accepted | 2019-07-10 | 2019-07-12 | 2020-07-12 | Hanwha | Q.PEAK DUO-G5 325 | Solar Panels |  | 0.325 | 19 | 195 | 23 |  | Fixed | Roof
Solar Registration Program | NJSRRE1541627511 | Montgomery Township | 8502 | 5 | 15.28 | Residential | No | Behind the Meter | Green Power Energy | PSE&G | Accepted | 2019-07-10 | 2019-07-12 | 2020-07-12 | Solar Edge | SE7600H-US | Inverters | 7600 |  | 2 |  |  | 0.97 |  | Outside | next to meter
Solar Registration Program | NJSRRE1543058638 | Union Beach | 7736 |  | 15.28 | Residential | No | Behind the Meter | Maier Solar Engineering dba Solar Me | JCP&L | Accepted | 2019-11-08 | 2019-11-12 | 2020-11-12 | Canadian | CS1H-325MS | Solar Panels |  | 0.325 | 15 | 176 | 22 |  | Fixed | Roof
Solar Registration Program | NJSRRE1543058638 | Union Beach | 7736 |  | 15.28 | Residential | No | Behind the Meter | Maier Solar Engineering dba Solar Me | JCP&L | Accepted | 2019-11-08 | 2019-11-12 | 2020-11-12 | Canadian | CS1H-325MS | Solar Panels |  | 0.325 | 8 | 176 | 22 |  | Fixed | Roof
Solar Registration Program | NJSRRE1543058638 | Union Beach | 7736 |  | 15.28 | Residential | No | Behind the Meter | Maier Solar Engineering dba Solar Me | JCP&L | Accepted | 2019-11-08 | 2019-11-12 | 2020-11-12 | Canadian | CS1H-325MS | Solar Panels |  | 0.325 | 14 | 356 | 22 |  | Fixed | Roof
Solar Registration Program | NJSRRE1543058638 | Union Beach | 7736 |  | 15.28 | Residential | No | Behind the Meter | Maier Solar Engineering dba Solar Me | JCP&L | Accepted | 2019-11-08 | 2019-11-12 | 2020-11-12 | Canadian | CS1H-325MS | Solar Panels |  | 0.325 | 7 | 176 | 22 |  | Fixed | Roof
Solar Registration Program | NJSRRE1543058638 | Union Beach | 7736 |  | 15.28 | Residential | No | Behind the Meter | Maier Solar Engineering dba Solar Me | JCP&L | Accepted | 2019-11-08 | 2019-11-12 | 2020-11-12 | Canadian | CS1H-325MS | Solar Panels |  | 0.325 | 3 | 356 | 22 |  | Fixed | Roof
Solar Registration Program | NJSRRE1543058638 | Union Beach | 7736 |  | 15.28 | Residential | No | Behind the Meter | Maier Solar Engineering dba Solar Me | JCP&L | Accepted | 2019-11-08 | 2019-11-12 | 2020-11-12 | Enphase | IQ7 | Inverters | 240 |  | 47 |  |  | 0.96 |  | Outdoor | Next to meter
Solar Registration Program | NJSRRE1543178043 | Franklinville | 8322 | 15 | 15.28 | Residential | No | Behind the Meter | Sunny Corp | AC Electric | Accepted | 2019-11-15 | 2019-11-18 | 2020-11-18 | PANASONIC | VBHN325KA03 | Solar Panels |  | 0.325 | 9 | 240 | 31 |  | Fixed | Roof
Solar Registration Program | NJSRRE1543178043 | Franklinville | 8322 | 15 | 15.28 | Residential | No | Behind the Meter | Sunny Corp | AC Electric | Accepted | 2019-11-15 | 2019-11-18 | 2020-11-18 | PANASONIC | VBHN325KA03 | Solar Panels |  | 0.325 | 4 | 141 | 32 |  | Fixed | Roof
Solar Registration Program | NJSRRE1543178043 | Franklinville | 8322 | 15 | 15.28 | Residential | No | Behind the Meter | Sunny Corp | AC Electric | Accepted | 2019-11-15 | 2019-11-18 | 2020-11-18 | PANASONIC | VBHN325KA03 | Solar Panels |  | 0.325 | 2 | 150 | 27 |  | Fixed | Roof
Solar Registration Program | NJSRRE1543178043 | Franklinville | 8322 | 15 | 15.28 | Residential | No | Behind the Meter | Sunny Corp | AC Electric | Accepted | 2019-11-15 | 2019-11-18 | 2020-11-18 | PANASONIC | VBHN325KA03 | Solar Panels |  | 0.325 | 4 | 150 | 40 |  | Fixed | Roof
Solar Registration Program | NJSRRE1543178043 | Franklinville | 8322 | 15 | 15.28 | Residential | No | Behind the Meter | Sunny Corp | AC Electric | Accepted | 2019-11-15 | 2019-11-18 | 2020-11-18 | PANASONIC | VBHN325KA03 | Solar Panels |  | 0.325 | 11 | 60 | 32 |  | Fixed | Roof
Solar Registration Program | NJSRRE1543178043 | Franklinville | 8322 | 15 | 15.28 | Residential | No | Behind the Meter | Sunny Corp | AC Electric | Accepted | 2019-11-15 | 2019-11-18 | 2020-11-18 | PANASONIC | VBHN325KA03 | Solar Panels |  | 0.325 | 12 | 61 | 30 |  | Fixed | Roof
Solar Registration Program | NJSRRE1543178043 | Franklinville | 8322 | 15 | 15.28 | Residential | No | Behind the Meter | Sunny Corp | AC Electric | Accepted | 2019-11-15 | 2019-11-18 | 2020-11-18 | PANASONIC | VBHN325KA03 | Solar Panels |  | 0.325 | 5 | 331 | 40 |  | Fixed | Roof
Solar Registration Program | NJSRRE1543178043 | Franklinville | 8322 | 15 | 15.28 | Residential | No | Behind the Meter | Sunny Corp | AC Electric | Accepted | 2019-11-15 | 2019-11-18 | 2020-11-18 | SOLAREDGE | SE10000H-US | Inverters | 10000 |  | 1 |  |  | 0.992 |  | Outdoor | GARAGE
Solar Registration Program | NJSRRE1543426708 | Jackson | 8527 | 18 | 15.28 | Residential | No | Behind the Meter | Accord Power Inc | JCP&L | Accepted | 2019-11-20 | 2019-11-25 | 2020-11-25 | Hanwah | Q.Cell 325 | Solar Panels |  | 0.325 | 16 | 308 | 31 |  | Fixed | Roof
Solar Registration Program | NJSRRE1543426708 | Jackson | 8527 | 18 | 15.28 | Residential | No | Behind the Meter | Accord Power Inc | JCP&L | Accepted | 2019-11-20 | 2019-11-25 | 2020-11-25 | Hanwah | Q.Cell 325 | Solar Panels |  | 0.325 | 21 | 128 | 35 |  | Fixed | Roof
Solar Registration Program | NJSRRE1543426708 | Jackson | 8527 | 18 | 15.28 | Residential | No | Behind the Meter | Accord Power Inc | JCP&L | Accepted | 2019-11-20 | 2019-11-25 | 2020-11-25 | Hanwah | Q.Cell 325 | Solar Panels |  | 0.325 | 5 | 220 | 35 |  | Fixed | Roof
Solar Registration Program | NJSRRE1543426708 | Jackson | 8527 | 18 | 15.28 | Residential | No | Behind the Meter | Accord Power Inc | JCP&L | Accepted | 2019-11-20 | 2019-11-25 | 2020-11-25 | Hanwah | Q.Cell 325 | Solar Panels |  | 0.325 | 5 | 219 | 35 |  | Fixed | Roof
Solar Registration Program | NJSRRE1543426708 | Jackson | 8527 | 18 | 15.28 | Residential | No | Behind the Meter | Accord Power Inc | JCP&L | Accepted | 2019-11-20 | 2019-11-25 | 2020-11-25 | AP System | YC600 | Inverters | 600 |  | 24 |  |  | 0.967 |  | Outdoor | roof
Solar Registration Program | NJSRRE1543557207 | Princeton | 8540 | 12 | 15.28 | Residential | No | Behind the Meter | Green Power Energy | PSE&G | Accepted | 2019-12-17 | 2019-12-20 | 2020-12-20 | Panasonic | VBHN325KA03 | Solar Panels |  | 0.325 | 20 | 65 | 23 |  | Fixed | Roof
Solar Registration Program | NJSRRE1543557207 | Princeton | 8540 | 12 | 15.28 | Residential | No | Behind the Meter | Green Power Energy | PSE&G | Accepted | 2019-12-17 | 2019-12-20 | 2020-12-20 | Panasonic | VBHN325KA03 | Solar Panels |  | 0.325 | 2 | 66 | 23 |  | Fixed | Roof
Solar Registration Program | NJSRRE1543557207 | Princeton | 8540 | 12 | 15.28 | Residential | No | Behind the Meter | Green Power Energy | PSE&G | Accepted | 2019-12-17 | 2019-12-20 | 2020-12-20 | Panasonic | VBHN325KA03 | Solar Panels |  | 0.325 | 7 | 154 | 30 |  | Fixed | Roof
Solar Registration Program | NJSRRE1543557207 | Princeton | 8540 | 12 | 15.28 | Residential | No | Behind the Meter | Green Power Energy | PSE&G | Accepted | 2019-12-17 | 2019-12-20 | 2020-12-20 | Panasonic | VBHN325KA03 | Solar Panels |  | 0.325 | 18 | 245 | 23 |  | Fixed | Roof
Solar Registration Program | NJSRRE1543557207 | Princeton | 8540 | 12 | 15.28 | Residential | No | Behind the Meter | Green Power Energy | PSE&G | Accepted | 2019-12-17 | 2019-12-20 | 2020-12-20 | SolarEdge | SE7600H-US | Inverters | 7600 |  | 2 |  |  | 0.97 |  | Outside | Next to meter
Solar Registration Program | NJSRRE1540502251 | Columbus (Mansfield Twp.) | 8022 | 13 | 15.3 | Residential | Yes | Behind the Meter | Kopp Electric Company | PSE&G | Accepted | 2019-03-20 | 2019-03-21 | 2020-03-21 | Trina | TSM300DD5A.05 | Solar Panels |  | 0.3 | 17 | 298 | 38 |  | Fixed | Roof
Solar Registration Program | NJSRRE1540502251 | Columbus (Mansfield Twp.) | 8022 | 13 | 15.3 | Residential | Yes | Behind the Meter | Kopp Electric Company | PSE&G | Accepted | 2019-03-20 | 2019-03-21 | 2020-03-21 | Trina | TSM300DD5A.05 | Solar Panels |  | 0.3 | 22 | 118 | 38 |  | Fixed | Roof
Solar Registration Program | NJSRRE1540502251 | Columbus (Mansfield Twp.) | 8022 | 13 | 15.3 | Residential | Yes | Behind the Meter | Kopp Electric Company | PSE&G | Accepted | 2019-03-20 | 2019-03-21 | 2020-03-21 | Trina | TSM300DD5A.05 | Solar Panels |  | 0.3 | 12 | 255 | 38 |  | Fixed | Roof
Solar Registration Program | NJSRRE1540502251 | Columbus (Mansfield Twp.) | 8022 | 13 | 15.3 | Residential | Yes | Behind the Meter | Kopp Electric Company | PSE&G | Accepted | 2019-03-20 | 2019-03-21 | 2020-03-21 | Solar Edge | SE10000H-US | Inverters | 10000 |  | 1 |  |  | 0.975 |  | Outdoor | next to meter
Solar Registration Program | NJSRRE1540502251 | Columbus (Mansfield Twp.) | 8022 | 13 | 15.3 | Residential | Yes | Behind the Meter | Kopp Electric Company | PSE&G | Accepted | 2019-03-20 | 2019-03-21 | 2020-03-21 | Solar Edge | SE3000H-US | Inverters | 3000 |  | 1 |  |  | 0.975 |  | Outdoor | Next to meter
Solar Registration Program | NJSRRE1542431631 | Bridgeton | 8302 | 20 | 15.3 | Residential | Yes | Behind the Meter | Bright Planet Solar | AC Electric | Final As-Built Received | 2019-09-24 | 2019-09-26 | 2020-09-26 | HANWHA Q-CELLS | Q.PEAK-G4.1 300W | Solar Panels |  | 0.3 | 26 | 304 | 20 |  | Fixed | Roof
Solar Registration Program | NJSRRE1542431631 | Bridgeton | 8302 | 20 | 15.3 | Residential | Yes | Behind the Meter | Bright Planet Solar | AC Electric | Final As-Built Received | 2019-09-24 | 2019-09-26 | 2020-09-26 | HANWHA Q-CELLS | Q.PEAK-G4.1 300W | Solar Panels |  | 0.3 | 25 | 124 | 20 |  | Fixed | Roof
Solar Registration Program | NJSRRE1542431631 | Bridgeton | 8302 | 20 | 15.3 | Residential | Yes | Behind the Meter | Bright Planet Solar | AC Electric | Final As-Built Received | 2019-09-24 | 2019-09-26 | 2020-09-26 | SOLAR EDGE | SE5000H-USRGM | Inverters | 5000 |  | 1 |  |  | 0.98 |  | Outdoor | OUTSIDE
Solar Registration Program | NJSRRE1542431631 | Bridgeton | 8302 | 20 | 15.3 | Residential | Yes | Behind the Meter | Bright Planet Solar | AC Electric | Final As-Built Received | 2019-09-24 | 2019-09-26 | 2020-09-26 | SOLAR EDGE | SE7600H-USRGM | Inverters | 7600 |  | 1 |  |  | 0.98 |  | Outdoor | OUTSIDE
Solar Registration Program | NJSRRE1540169231 | Manalapan | 7726 | 17 | 15.36 | Residential | No | Behind the Meter | Green Power Energy | JCP&L | Accepted | 2018-12-31 | 2019-01-04 | 2020-07-04 | Panasonic | VBHN320KA03 | Solar Panels |  | 0.32 | 17 | 225 | 37 |  | Fixed | Roof
Solar Registration Program | NJSRRE1540169231 | Manalapan | 7726 | 17 | 15.36 | Residential | No | Behind the Meter | Green Power Energy | JCP&L | Accepted | 2018-12-31 | 2019-01-04 | 2020-07-04 | Panasonic | VBHN320KA03 | Solar Panels |  | 0.32 | 20 | 137 | 37 |  | Fixed | Roof
Solar Registration Program | NJSRRE1540169231 | Manalapan | 7726 | 17 | 15.36 | Residential | No | Behind the Meter | Green Power Energy | JCP&L | Accepted | 2018-12-31 | 2019-01-04 | 2020-07-04 | Panasonic | VBHN320KA03 | Solar Panels |  | 0.32 | 6 | 135 | 37 |  | Fixed | Roof
Solar Registration Program | NJSRRE1540169231 | Manalapan | 7726 | 17 | 15.36 | Residential | No | Behind the Meter | Green Power Energy | JCP&L | Accepted | 2018-12-31 | 2019-01-04 | 2020-07-04 | Panasonic | VBHN320KA03 | Solar Panels |  | 0.32 | 5 | 228 | 37 |  | Fixed | Roof
Solar Registration Program | NJSRRE1540169231 | Manalapan | 7726 | 17 | 15.36 | Residential | No | Behind the Meter | Green Power Energy | JCP&L | Accepted | 2018-12-31 | 2019-01-04 | 2020-07-04 | SolarEdge | SE7600H-US | Inverters | 7600 |  | 2 |  |  | 0.97 |  | Outside | next to meter
Solar Registration Program | NJSRRE1540239813 | LITTLE FALLS TWP | 7424 | 6 | 15.37 | Residential | No | Behind the Meter | Sunrun Installation Services, Inc. | PSE&G | Accepted | 2019-01-14 | 2019-01-17 | 2020-01-17 | REC Solar | REC290TP2 BLK | Solar Panels |  | 0.29 | 5 | 224 | 34 |  | Fixed | Roof
Solar Registration Program | NJSRRE1540239813 | LITTLE FALLS TWP | 7424 | 6 | 15.37 | Residential | No | Behind the Meter | Sunrun Installation Services, Inc. | PSE&G | Accepted | 2019-01-14 | 2019-01-17 | 2020-01-17 | REC Solar | REC290TP2 BLK | Solar Panels |  | 0.29 | 11 | 314 | 14 |  | Fixed | Roof
Solar Registration Program | NJSRRE1540239813 | LITTLE FALLS TWP | 7424 | 6 | 15.37 | Residential | No | Behind the Meter | Sunrun Installation Services, Inc. | PSE&G | Accepted | 2019-01-14 | 2019-01-17 | 2020-01-17 | REC Solar | REC290TP2 BLK | Solar Panels |  | 0.29 | 20 | 44 | 34 |  | Fixed | Roof
Solar Registration Program | NJSRRE1540239813 | LITTLE FALLS TWP | 7424 | 6 | 15.37 | Residential | No | Behind the Meter | Sunrun Installation Services, Inc. | PSE&G | Accepted | 2019-01-14 | 2019-01-17 | 2020-01-17 | REC Solar | REC290TP2 BLK | Solar Panels |  | 0.29 | 17 | 134 | 36 |  | Fixed | Roof
Solar Registration Program | NJSRRE1540239813 | LITTLE FALLS TWP | 7424 | 6 | 15.37 | Residential | No | Behind the Meter | Sunrun Installation Services, Inc. | PSE&G | Accepted | 2019-01-14 | 2019-01-17 | 2020-01-17 | SolarEdge Technologies | SE7600H-USRGM | Inverters | 7600 |  | 1 |  |  | 0.96 |  | Outdoor | Next To Meter
Solar Registration Program | NJSRRE1540239813 | LITTLE FALLS TWP | 7424 | 6 | 15.37 | Residential | No | Behind the Meter | Sunrun Installation Services, Inc. | PSE&G | Accepted | 2019-01-14 | 2019-01-17 | 2020-01-17 | SolarEdge Technologies | SE6000H-USRGM | Inverters | 6000 |  | 1 |  |  | 0.96 |  | Outdoor | Next To Meter
Solar Registration Program | NJSRRE1540820433 | Piscataway Township | 8854 | 11 | 15.37 | Residential | No | Behind the Meter | Sunrun Installation Services, Inc. | PSE&G | Accepted | 2019-04-04 | 2019-04-05 | 2020-04-05 | REC Solar | REC290TP2 BLK | Solar Panels |  | 0.29 | 53 | 145 | 18 |  | Fixed | Roof
Solar Registration Program | NJSRRE1540820433 | Piscataway Township | 8854 | 11 | 15.37 | Residential | No | Behind the Meter | Sunrun Installation Services, Inc. | PSE&G | Accepted | 2019-04-04 | 2019-04-05 | 2020-04-05 | SMA America | SB 5.0-1SP-US-40 | Inverters | 5000 |  | 1 |  |  | 0.96 |  | Outdoor | Near Main Panel
Solar Registration Program | NJSRRE1540820433 | Piscataway Township | 8854 | 11 | 15.37 | Residential | No | Behind the Meter | Sunrun Installation Services, Inc. | PSE&G | Accepted | 2019-04-04 | 2019-04-05 | 2020-04-05 | SMA America | SB 7.7ΓÇô1SPΓÇôUSΓÇô40 | Inverters | 7700 |  | 1 |  |  | 0.96 |  | Outdoor | Near Main Panel
Solar Registration Program | NJSRRE1540866455 | Blairstown | 7825 | 2 | 15.37 | Residential | Yes | Behind the Meter | Sunrun Installation Services, Inc. | JCP&L | Accepted | 2019-04-19 | 2019-04-22 | 2020-04-22 | REC Solar | REC290TP2 BLK | Solar Panels |  | 0.29 | 39 | 126 | 23 |  | Fixed | Roof
Solar Registration Program | NJSRRE1540866455 | Blairstown | 7825 | 2 | 15.37 | Residential | Yes | Behind the Meter | Sunrun Installation Services, Inc. | JCP&L | Accepted | 2019-04-19 | 2019-04-22 | 2020-04-22 | REC Solar | REC290TP2 BLK | Solar Panels |  | 0.29 | 14 | 306 | 23 |  | Fixed | Roof
Solar Registration Program | NJSRRE1540866455 | Blairstown | 7825 | 2 | 15.37 | Residential | Yes | Behind the Meter | Sunrun Installation Services, Inc. | JCP&L | Accepted | 2019-04-19 | 2019-04-22 | 2020-04-22 | SMA America | SB7.7-1SP-US-40 | Inverters | 7680 |  | 1 |  |  | 0.96 |  | Outdoor | Next To Meter
Solar Registration Program | NJSRRE1540866455 | Blairstown | 7825 | 2 | 15.37 | Residential | Yes | Behind the Meter | Sunrun Installation Services, Inc. | JCP&L | Accepted | 2019-04-19 | 2019-04-22 | 2020-04-22 | SMA America | SB5.0-1SP-US-40 | Inverters | 5000 |  | 1 |  |  | 0.96 |  | Outdoor | Next To Meter
Solar Registration Program | NJSRRE1541580138 | Burlington | 8016 | 13 | 15.37 | Residential | Yes | Behind the Meter | SunnyMac LLC | PSE&G | Accepted | 2019-07-08 | 2019-07-08 | 2020-07-08 | SunPower, | SPR-E20-327 | Solar Panels |  | 0.327 | 32 | 213 | 30 |  | Fixed | Roof
Solar Registration Program | NJSRRE1541580138 | Burlington | 8016 | 13 | 15.37 | Residential | Yes | Behind the Meter | SunnyMac LLC | PSE&G | Accepted | 2019-07-08 | 2019-07-08 | 2020-07-08 | SunPower, | SPR-E20-327 | Solar Panels |  | 0.327 | 15 | 213 | 30 |  | Fixed | Roof
Solar Registration Program | NJSRRE1541580138 | Burlington | 8016 | 13 | 15.37 | Residential | Yes | Behind the Meter | SunnyMac LLC | PSE&G | Accepted | 2019-07-08 | 2019-07-08 | 2020-07-08 | Enphase | IQ7XS-96-ACM-US | Inverters | 0.32 |  | 47 |  |  | 0.99 |  | Outdoor | roof
Solar Registration Program | NJSRRE1542429041 | Whiting | 8759 | 18 | 15.37 | Residential | Yes | Behind the Meter | Sunrun Installation Services, Inc. | JCP&L | Accepted | 2019-09-23 | 2019-09-25 | 2020-09-25 | REC Solar | REC290TP2 BLK | Solar Panels |  | 0.29 | 9 | 51 | 34 |  | Fixed | Roof
Solar Registration Program | NJSRRE1542429041 | Whiting | 8759 | 18 | 15.37 | Residential | Yes | Behind the Meter | Sunrun Installation Services, Inc. | JCP&L | Accepted | 2019-09-23 | 2019-09-25 | 2020-09-25 | REC Solar | REC290TP2 BLK | Solar Panels |  | 0.29 | 18 | 231 | 34 |  | Fixed | Roof
Solar Registration Program | NJSRRE1542429041 | Whiting | 8759 | 18 | 15.37 | Residential | Yes | Behind the Meter | Sunrun Installation Services, Inc. | JCP&L | Accepted | 2019-09-23 | 2019-09-25 | 2020-09-25 | REC Solar | REC290TP2 BLK | Solar Panels |  | 0.29 | 15 | 231 | 34 |  | Fixed | Roof
Solar Registration Program | NJSRRE1542429041 | Whiting | 8759 | 18 | 15.37 | Residential | Yes | Behind the Meter | Sunrun Installation Services, Inc. | JCP&L | Accepted | 2019-09-23 | 2019-09-25 | 2020-09-25 | REC Solar | REC290TP2 BLK | Solar Panels |  | 0.29 | 11 | 142 | 45 |  | Fixed | Roof
Solar Registration Program | NJSRRE1542429041 | Whiting | 8759 | 18 | 15.37 | Residential | Yes | Behind the Meter | Sunrun Installation Services, Inc. | JCP&L | Accepted | 2019-09-23 | 2019-09-25 | 2020-09-25 | Ningbo Ginlong Technologies | Solis-1P10K-4G-US | Inverters | 10000 |  | 1 |  |  | 0.96 |  | Outdoor | Next To Meter
Solar Registration Program | NJSRRE1542429041 | Whiting | 8759 | 18 | 15.37 | Residential | Yes | Behind the Meter | Sunrun Installation Services, Inc. | JCP&L | Accepted | 2019-09-23 | 2019-09-25 | 2020-09-25 | Ningbo Ginlong Technologies | Solis-1P6K-4G-US | Inverters | 6000 |  | 1 |  |  | 0.96 |  | Outdoor | Next To Meter
Solar Registration Program | NJSRRE1542543736 | Hamilton Township | 8690 | 12 | 15.37 | Residential | Yes | Behind the Meter | SunnyMac LLC | PSE&G | Accepted | 2019-10-15 | 2019-10-17 | 2020-10-17 | SunPower | SPR-E20-327 | Solar Panels |  | 0.327 | 34 | 257 | 23 |  | Fixed | Roof
Solar Registration Program | NJSRRE1542543736 | Hamilton Township | 8690 | 12 | 15.37 | Residential | Yes | Behind the Meter | SunnyMac LLC | PSE&G | Accepted | 2019-10-15 | 2019-10-17 | 2020-10-17 | SunPower | SPR-E20-327 | Solar Panels |  | 0.327 | 13 | 167 | 19 |  | Fixed | Roof
Solar Registration Program | NJSRRE1542543736 | Hamilton Township | 8690 | 12 | 15.37 | Residential | Yes | Behind the Meter | SunnyMac LLC | PSE&G | Accepted | 2019-10-15 | 2019-10-17 | 2020-10-17 | Enphase | IQ7XS96-ACM-US | Inverters | 0.315 |  | 47 |  |  | 0.99 |  | Outdoor | roof
Solar Registration Program | NJSRRE1542548497 | Franklin Township | 8873 | 5 | 15.37 | Residential | Yes | Behind the Meter | Sunrun Installation Services, Inc. | PSE&G | Accepted | 2019-10-16 | 2019-10-18 | 2020-10-18 | REC Solar | REC290TP2 BLK | Solar Panels |  | 0.29 | 3 | 63 | 47 |  | Fixed | Roof
Solar Registration Program | NJSRRE1542548497 | Franklin Township | 8873 | 5 | 15.37 | Residential | Yes | Behind the Meter | Sunrun Installation Services, Inc. | PSE&G | Accepted | 2019-10-16 | 2019-10-18 | 2020-10-18 | REC Solar | REC290TP2 BLK | Solar Panels |  | 0.29 | 7 | 243 | 45 |  | Fixed | Roof
Solar Registration Program | NJSRRE1542548497 | Franklin Township | 8873 | 5 | 15.37 | Residential | Yes | Behind the Meter | Sunrun Installation Services, Inc. | PSE&G | Accepted | 2019-10-16 | 2019-10-18 | 2020-10-18 | REC Solar | REC290TP2 BLK | Solar Panels |  | 0.29 | 11 | 333 | 40 |  | Fixed | Roof
Solar Registration Program | NJSRRE1542548497 | Franklin Township | 8873 | 5 | 15.37 | Residential | Yes | Behind the Meter | Sunrun Installation Services, Inc. | PSE&G | Accepted | 2019-10-16 | 2019-10-18 | 2020-10-18 | REC Solar | REC290TP2 BLK | Solar Panels |  | 0.29 | 32 | 153 | 40 |  | Fixed | Roof
Solar Registration Program | NJSRRE1542548497 | Franklin Township | 8873 | 5 | 15.37 | Residential | Yes | Behind the Meter | Sunrun Installation Services, Inc. | PSE&G | Accepted | 2019-10-16 | 2019-10-18 | 2020-10-18 | SolarEdge Technologies | SE11400H-USRGM | Inverters | 11400 |  | 1 |  |  | 0.96 |  | Outdoor | Next To Meter
Solar Registration Program | NJSRRE1542548497 | Franklin Township | 8873 | 5 | 15.37 | Residential | Yes | Behind the Meter | Sunrun Installation Services, Inc. | PSE&G | Accepted | 2019-10-16 | 2019-10-18 | 2020-10-18 | SolarEdge Technologies | SE3000H-USRGM | Inverters | 3000 |  | 1 |  |  | 0.96 |  | Outdoor | Next To Meter
Solar Registration Program | NJSRRE1542554024 | Monroe Township | 8831 | 11 | 15.37 | Residential | No | Behind the Meter | GenRenew, LLC | JCP&L | Accepted | 2019-10-17 | 2019-10-21 | 2020-10-21 | Sunpower | SPR-E20-327-E-AC | Solar Panels |  | 0.327 | 3 | 197 | 40 |  | Fixed | Roof
Solar Registration Program | NJSRRE1542554024 | Monroe Township | 8831 | 11 | 15.37 | Residential | No | Behind the Meter | GenRenew, LLC | JCP&L | Accepted | 2019-10-17 | 2019-10-21 | 2020-10-21 | Sunpower | SPR-E20-327-E-AC | Solar Panels |  | 0.327 | 3 | 197 | 40 |  | Fixed | Roof
Solar Registration Program | NJSRRE1542554024 | Monroe Township | 8831 | 11 | 15.37 | Residential | No | Behind the Meter | GenRenew, LLC | JCP&L | Accepted | 2019-10-17 | 2019-10-21 | 2020-10-21 | Sunpower | SPR-E20-327-E-AC | Solar Panels |  | 0.327 | 4 | 107 | 34 |  | Fixed | Roof
Solar Registration Program | NJSRRE1542554024 | Monroe Township | 8831 | 11 | 15.37 | Residential | No | Behind the Meter | GenRenew, LLC | JCP&L | Accepted | 2019-10-17 | 2019-10-21 | 2020-10-21 | Sunpower | SPR-E20-327-E-AC | Solar Panels |  | 0.327 | 9 | 17 | 40 |  | Fixed | Roof
Solar Registration Program | NJSRRE1542554024 | Monroe Township | 8831 | 11 | 15.37 | Residential | No | Behind the Meter | GenRenew, LLC | JCP&L | Accepted | 2019-10-17 | 2019-10-21 | 2020-10-21 | Sunpower | SPR-E20-327-E-AC | Solar Panels |  | 0.327 | 7 | 107 | 34 |  | Fixed | Roof
Solar Registration Program | NJSRRE1542554024 | Monroe Township | 8831 | 11 | 15.37 | Residential | No | Behind the Meter | GenRenew, LLC | JCP&L | Accepted | 2019-10-17 | 2019-10-21 | 2020-10-21 | Sunpower | SPR-E20-327-E-AC | Solar Panels |  | 0.327 | 10 | 287 | 34 |  | Fixed | Roof
Solar Registration Program | NJSRRE1542554024 | Monroe Township | 8831 | 11 | 15.37 | Residential | No | Behind the Meter | GenRenew, LLC | JCP&L | Accepted | 2019-10-17 | 2019-10-21 | 2020-10-21 | Sunpower | SPR-E20-327-E-AC | Solar Panels |  | 0.327 | 3 | 287 | 34 |  | Fixed | Roof
Solar Registration Program | NJSRRE1542554024 | Monroe Township | 8831 | 11 | 15.37 | Residential | No | Behind the Meter | GenRenew, LLC | JCP&L | Accepted | 2019-10-17 | 2019-10-21 | 2020-10-21 | Sunpower | SPR-E20-327-E-AC | Solar Panels |  | 0.327 | 8 | 287 | 34 |  | Fixed | Roof
Solar Registration Program | NJSRRE1542554024 | Monroe Township | 8831 | 11 | 15.37 | Residential | No | Behind the Meter | GenRenew, LLC | JCP&L | Accepted | 2019-10-17 | 2019-10-21 | 2020-10-21 | Sunpower | MI-E-320-US208/240 | Inverters | 320 |  | 47 |  |  | 0.96 |  | Outdoor | microinverters under modules
Solar Registration Program | NJSRRE1542568688 | Freehold | 7728 | 17 | 15.37 | Residential | Yes | Behind the Meter | SunPower Corporation, Systems | JCP&L | Accepted | 2019-10-21 | 2019-10-23 | 2020-10-23 | SUNPOWER | SPR-E20-327-E-AC | Solar Panels |  | 0.327 | 24 | 265 | 25 |  | Fixed | Roof
Solar Registration Program | NJSRRE1542568688 | Freehold | 7728 | 17 | 15.37 | Residential | Yes | Behind the Meter | SunPower Corporation, Systems | JCP&L | Accepted | 2019-10-21 | 2019-10-23 | 2020-10-23 | SUNPOWER | SPR-E20-327-E-AC | Solar Panels |  | 0.327 | 23 | 85 | 25 |  | Fixed | Roof
Solar Registration Program | NJSRRE1542568688 | Freehold | 7728 | 17 | 15.37 | Residential | Yes | Behind the Meter | SunPower Corporation, Systems | JCP&L | Accepted | 2019-10-21 | 2019-10-23 | 2020-10-23 | SUNPOWER | SPR-E20-327-E-AC | Inverters | 320 |  | 47 |  |  | 0.96 |  | Other | under each panel
Solar Registration Program | NJSRRE1543066055 | Sicklerville | 8081 | 14 | 15.37 | Residential | Yes | Behind the Meter | Ad Energy | AC Electric | Accepted | 2019-11-11 | 2019-11-14 | 2020-11-14 | SunPower | SPR-E20-327-E-AC | Solar Panels |  | 0.327 | 17 | 179 | 26 |  | Fixed | Roof
Solar Registration Program | NJSRRE1543066055 | Sicklerville | 8081 | 14 | 15.37 | Residential | Yes | Behind the Meter | Ad Energy | AC Electric | Accepted | 2019-11-11 | 2019-11-14 | 2020-11-14 | SunPower | SPR-E20-327-E-AC | Solar Panels |  | 0.327 | 30 | 89 | 23 |  | Fixed | Roof
Solar Registration Program | NJSRRE1543066055 | Sicklerville | 8081 | 14 | 15.37 | Residential | Yes | Behind the Meter | Ad Energy | AC Electric | Accepted | 2019-11-11 | 2019-11-14 | 2020-11-14 | Enphase Energy | IQ7XS-96-ACM-US | Inverters | 315 |  | 47 |  |  | 0.975 |  | Outdoor | At each panel
Solar Registration Program | NJSRRE1543571044 | Clifton City | 7013 | 6 | 15.37 | Residential | Yes | Behind the Meter | Vision Solar LLC | PSE&G | Accepted | 2019-12-19 | 2019-12-26 | 2020-12-26 | sunpower | e20-327-e-ac | Solar Panels |  | 0.327 | 2 | 110 | 14 |  | Fixed | Roof
Solar Registration Program | NJSRRE1543571044 | Clifton City | 7013 | 6 | 15.37 | Residential | Yes | Behind the Meter | Vision Solar LLC | PSE&G | Accepted | 2019-12-19 | 2019-12-26 | 2020-12-26 | sunpower | e20-327-e-ac | Solar Panels |  | 0.327 | 6 | 20 | 20 |  | Fixed | Roof
Solar Registration Program | NJSRRE1543571044 | Clifton City | 7013 | 6 | 15.37 | Residential | Yes | Behind the Meter | Vision Solar LLC | PSE&G | Accepted | 2019-12-19 | 2019-12-26 | 2020-12-26 | sunpower | e20-327-e-ac | Solar Panels |  | 0.327 | 39 | 200 | 20 |  | Fixed | Roof
Solar Registration Program | NJSRRE1543571044 | Clifton City | 7013 | 6 | 15.37 | Residential | Yes | Behind the Meter | Vision Solar LLC | PSE&G | Accepted | 2019-12-19 | 2019-12-26 | 2020-12-26 | sunpower | e20-327-e-ac | Inverters | 0.25 |  | 47 |  |  | 0.96 |  | Other | behind panels
Solar Registration Program | NJSRRE1540984279 | Indian Mills | 8088 |  | 15.38 | Commercial | No | Behind the Meter | Surge Solar, LLC | AC Electric | Accepted | 2019-05-13 | 2019-05-16 | 2020-05-16 | CSUN | CSUN375-72MH | Solar Panels |  | 0.375 | 41 | 170 | 3 |  | Fixed | Parking Lot
Solar Registration Program | NJSRRE1540984279 | Indian Mills | 8088 |  | 15.38 | Commercial | No | Behind the Meter | Surge Solar, LLC | AC Electric | Accepted | 2019-05-13 | 2019-05-16 | 2020-05-16 | Solaredge | SE10000H-US | Inverters | 10000 |  | 1 |  |  | 0.99 |  | Outdoor | Under Array
Solar Registration Program | NJSRRE1543346012 | Toms River | 8755 | 18 | 15.4 | Residential | No | Behind the Meter | Kamtech Solar Solutions | JCP&L | Accepted | 2019-11-18 | 2019-11-19 | 2020-11-19 | Sunpower Corp | SP-350W-WHT-AC | Solar Panels |  | 0.35 | 41 | 141 | 35 |  | Fixed | Roof
Solar Registration Program | NJSRRE1543346012 | Toms River | 8755 | 18 | 15.4 | Residential | No | Behind the Meter | Kamtech Solar Solutions | JCP&L | Accepted | 2019-11-18 | 2019-11-19 | 2020-11-19 | Sunpower Corp | SP-350W-WHT-AC | Solar Panels |  | 0.35 | 3 | 141 | 37 |  | Fixed | Roof
Solar Registration Program | NJSRRE1543346012 | Toms River | 8755 | 18 | 15.4 | Residential | No | Behind the Meter | Kamtech Solar Solutions | JCP&L | Accepted | 2019-11-18 | 2019-11-19 | 2020-11-19 | Enphase Energy inc | IQ-7X | Inverters | 315 |  | 44 |  |  | 0.975 |  | Outside | Underneath each Module
Solar Registration Program | NJSRRE1540987441 | Neptune City | 7753 | 17 | 15.41 | Residential | No | Behind the Meter | Pro Custom Solar dba Momentum Solar | JCP&L | Accepted | 2019-05-14 | 2019-05-16 | 2020-05-16 | LG | LG 335N1C-A5 | Solar Panels |  | 0.335 | 12 | 192 | 27 |  | Fixed | Roof
Solar Registration Program | NJSRRE1540987441 | Neptune City | 7753 | 17 | 15.41 | Residential | No | Behind the Meter | Pro Custom Solar dba Momentum Solar | JCP&L | Accepted | 2019-05-14 | 2019-05-16 | 2020-05-16 | LG | LG 335N1C-A5 | Solar Panels |  | 0.335 | 5 | 192 | 13 |  | Fixed | Roof
Solar Registration Program | NJSRRE1540987441 | Neptune City | 7753 | 17 | 15.41 | Residential | No | Behind the Meter | Pro Custom Solar dba Momentum Solar | JCP&L | Accepted | 2019-05-14 | 2019-05-16 | 2020-05-16 | LG | LG 335N1C-A5 | Solar Panels |  | 0.335 | 11 | 12 | 26 |  | Fixed | Roof
Solar Registration Program | NJSRRE1540987441 | Neptune City | 7753 | 17 | 15.41 | Residential | No | Behind the Meter | Pro Custom Solar dba Momentum Solar | JCP&L | Accepted | 2019-05-14 | 2019-05-16 | 2020-05-16 | LG | LG 335N1C-A5 | Solar Panels |  | 0.335 | 2 | 102 | 27 |  | Fixed | Roof
Solar Registration Program | NJSRRE1540987441 | Neptune City | 7753 | 17 | 15.41 | Residential | No | Behind the Meter | Pro Custom Solar dba Momentum Solar | JCP&L | Accepted | 2019-05-14 | 2019-05-16 | 2020-05-16 | LG | LG 335N1C-A5 | Solar Panels |  | 0.335 | 8 | 281 | 28 |  | Fixed | Roof
Solar Registration Program | NJSRRE1540987441 | Neptune City | 7753 | 17 | 15.41 | Residential | No | Behind the Meter | Pro Custom Solar dba Momentum Solar | JCP&L | Accepted | 2019-05-14 | 2019-05-16 | 2020-05-16 | LG | LG 335N1C-A5 | Solar Panels |  | 0.335 | 8 | 101 | 28 |  | Fixed | Roof
Solar Registration Program | NJSRRE1540987441 | Neptune City | 7753 | 17 | 15.41 | Residential | No | Behind the Meter | Pro Custom Solar dba Momentum Solar | JCP&L | Accepted | 2019-05-14 | 2019-05-16 | 2020-05-16 | ENPHASE | IQ7-60-2-US | Inverters | 250 |  | 46 |  |  | 0.97 |  | Outdoor | ROOF
Solar Registration Program | NJSRRE1541987093 | Hillside | 7205 | 10 | 15.41 | Residential | Yes | Behind the Meter | Pro Custom Solar dba Momentum Solar | PSE&G | Accepted | 2019-08-30 | 2019-09-04 | 2020-09-04 | LG ELECTRONICS | LG 335N1C-V5 | Solar Panels |  | 0.335 | 27 | 127 | 37 |  | Fixed | Roof
Solar Registration Program | NJSRRE1541987093 | Hillside | 7205 | 10 | 15.41 | Residential | Yes | Behind the Meter | Pro Custom Solar dba Momentum Solar | PSE&G | Accepted | 2019-08-30 | 2019-09-04 | 2020-09-04 | LG ELECTRONICS | LG 335N1C-V5 | Solar Panels |  | 0.335 | 19 | 307 | 37 |  | Fixed | Roof
Solar Registration Program | NJSRRE1541987093 | Hillside | 7205 | 10 | 15.41 | Residential | Yes | Behind the Meter | Pro Custom Solar dba Momentum Solar | PSE&G | Accepted | 2019-08-30 | 2019-09-04 | 2020-09-04 | Enphase Energy | IQ7-60-2-US | Inverters | 250 |  | 46 |  |  | 0.97 |  | Outdoor | Roof
Solar Registration Program | NJSRRE1542685033 | Trenton | 8690 | 12 | 15.41 | Residential | Yes | Behind the Meter | Pro Custom Solar dba Momentum Solar | PSE&G | Accepted | 2019-10-28 | 2019-10-30 | 2020-10-30 | LG Electronics | LG 335N1C-V5 | Solar Panels |  | 0.335 | 16 | 152 | 20 |  | Fixed | Roof
Solar Registration Program | NJSRRE1542685033 | Trenton | 8690 | 12 | 15.41 | Residential | Yes | Behind the Meter | Pro Custom Solar dba Momentum Solar | PSE&G | Accepted | 2019-10-28 | 2019-10-30 | 2020-10-30 | LG Electronics | LG 335N1C-V5 | Solar Panels |  | 0.335 | 16 | 242 | 20 |  | Fixed | Roof
Solar Registration Program | NJSRRE1542685033 | Trenton | 8690 | 12 | 15.41 | Residential | Yes | Behind the Meter | Pro Custom Solar dba Momentum Solar | PSE&G | Accepted | 2019-10-28 | 2019-10-30 | 2020-10-30 | LG Electronics | LG 335N1C-V5 | Solar Panels |  | 0.335 | 14 | 332 | 20 |  | Fixed | Roof
Solar Registration Program | NJSRRE1542685033 | Trenton | 8690 | 12 | 15.41 | Residential | Yes | Behind the Meter | Pro Custom Solar dba Momentum Solar | PSE&G | Accepted | 2019-10-28 | 2019-10-30 | 2020-10-30 | Enphase Energy | IQ7-60-2-US | Inverters | 250 |  | 46 |  |  | 0.97 |  | Outdoor | Roof
Solar Registration Program | NJSRRE1542883150 | SUSSEX | 7461 | 1 | 15.41 | Residential | No | Behind the Meter | Infinity Solar Systems | JCP&L | Accepted | 2019-11-01 | 2019-11-05 | 2020-11-05 | LG | LG335N1K-V5 | Solar Panels |  | 0.335 | 32 | 135 | 20 |  | Fixed | Roof
Solar Registration Program | NJSRRE1542883150 | SUSSEX | 7461 | 1 | 15.41 | Residential | No | Behind the Meter | Infinity Solar Systems | JCP&L | Accepted | 2019-11-01 | 2019-11-05 | 2020-11-05 | LG | LG335N1K-V5 | Solar Panels |  | 0.335 | 14 | 315 | 20 |  | Fixed | Roof
Solar Registration Program | NJSRRE1542883150 | SUSSEX | 7461 | 1 | 15.41 | Residential | No | Behind the Meter | Infinity Solar Systems | JCP&L | Accepted | 2019-11-01 | 2019-11-05 | 2020-11-05 | ENPHASE | IQ7-60-X-US | Inverters | 240 |  | 46 |  |  | 0.97 |  | Other | MICROINVERTERS
Solar Registration Program | NJSRRE1543343636 | ELMWOOD PARK | 7407 | 7 | 15.41 | Residential | No | Behind the Meter | Infinity Solar Systems | PSE&G | Accepted | 2019-11-15 | 2019-11-19 | 2020-11-19 | LG | LG335N1K-V5 | Solar Panels |  | 0.335 | 4 | 341 | 25 |  | Fixed | Roof
Solar Registration Program | NJSRRE1543343636 | ELMWOOD PARK | 7407 | 7 | 15.41 | Residential | No | Behind the Meter | Infinity Solar Systems | PSE&G | Accepted | 2019-11-15 | 2019-11-19 | 2020-11-19 | LG | LG335N1K-V5 | Solar Panels |  | 0.335 | 19 | 341 | 25 |  | Fixed | Roof
Solar Registration Program | NJSRRE1543343636 | ELMWOOD PARK | 7407 | 7 | 15.41 | Residential | No | Behind the Meter | Infinity Solar Systems | PSE&G | Accepted | 2019-11-15 | 2019-11-19 | 2020-11-19 | LG | LG335N1K-V5 | Solar Panels |  | 0.335 | 3 | 161 | 25 |  | Fixed | Roof
Solar Registration Program | NJSRRE1543343636 | ELMWOOD PARK | 7407 | 7 | 15.41 | Residential | No | Behind the Meter | Infinity Solar Systems | PSE&G | Accepted | 2019-11-15 | 2019-11-19 | 2020-11-19 | LG | LG335N1K-V5 | Solar Panels |  | 0.335 | 7 | 161 | 25 |  | Fixed | Roof
Solar Registration Program | NJSRRE1543343636 | ELMWOOD PARK | 7407 | 7 | 15.41 | Residential | No | Behind the Meter | Infinity Solar Systems | PSE&G | Accepted | 2019-11-15 | 2019-11-19 | 2020-11-19 | LG | LG335N1K-V5 | Solar Panels |  | 0.335 | 13 | 161 | 25 |  | Fixed | Roof
Solar Registration Program | NJSRRE1543343636 | ELMWOOD PARK | 7407 | 7 | 15.41 | Residential | No | Behind the Meter | Infinity Solar Systems | PSE&G | Accepted | 2019-11-15 | 2019-11-19 | 2020-11-19 | ENPHASE | IQ7-60-X-US | Inverters | 240 |  | 46 |  |  | 0.97 |  | Outside | MICROINVERTERS
Solar Registration Program | NJSRRE1540474402 | Mount Laurel | 8054 | 13 | 15.44 | Residential | Yes | Behind the Meter | Trinity Solar | PSE&G | Accepted | 2019-03-11 | 2019-03-12 | 2020-03-12 | Hanwha 315 | Q.PEAK DUO BLK-G5 315 | Solar Panels |  | 0.315 | 36 | 227 | 18 |  | Fixed | Roof
Solar Registration Program | NJSRRE1540474402 | Mount Laurel | 8054 | 13 | 15.44 | Residential | Yes | Behind the Meter | Trinity Solar | PSE&G | Accepted | 2019-03-11 | 2019-03-12 | 2020-03-12 | Hanwha 315 | Q.PEAK DUO BLK-G5 315 | Solar Panels |  | 0.315 | 13 | 47 | 18 |  | Fixed | Roof
Solar Registration Program | NJSRRE1540474402 | Mount Laurel | 8054 | 13 | 15.44 | Residential | Yes | Behind the Meter | Trinity Solar | PSE&G | Accepted | 2019-03-11 | 2019-03-12 | 2020-03-12 | Solar Edge | SE6000H-US000NNC2 | Inverters | 6000 |  | 2 |  |  | 0.97 |  | Outside | Side of home
Solar Registration Program | NJSRRE1540970924 | Marlton | 8053 | 13 | 15.44 | Residential | Yes | Behind the Meter | Pro Custom Solar dba Momentum Solar | PSE&G | Accepted | 2019-05-08 | 2019-05-13 | 2020-05-13 | HANWHA | Q.PEAK DUO BLK-G5 315 | Solar Panels |  | 0.315 | 24 | 317 | 26 |  | Fixed | Roof
Solar Registration Program | NJSRRE1540970924 | Marlton | 8053 | 13 | 15.44 | Residential | Yes | Behind the Meter | Pro Custom Solar dba Momentum Solar | PSE&G | Accepted | 2019-05-08 | 2019-05-13 | 2020-05-13 | HANWHA | Q.PEAK DUO BLK-G5 315 | Solar Panels |  | 0.315 | 25 | 139 | 25 |  | Fixed | Roof
Solar Registration Program | NJSRRE1540970924 | Marlton | 8053 | 13 | 15.44 | Residential | Yes | Behind the Meter | Pro Custom Solar dba Momentum Solar | PSE&G | Accepted | 2019-05-08 | 2019-05-13 | 2020-05-13 | ENPHASE | IQ7-60-2-US | Inverters | 250 |  | 49 |  |  | 0.97 |  | Outdoor | ROOF
Solar Registration Program | NJSRRE1541068986 | BERGENFIELD | 7621 | 7 | 15.44 | Residential | Yes | Behind the Meter | Vivint Solar Developer, LLC | PSE&G | Accepted | 2019-06-06 | 2019-06-07 | 2020-06-07 | Hanwha Solar | Q.PEAK BLK-G5 315 | Solar Panels |  | 0.315 | 21 | 183 | 24 |  | Fixed | Roof
Solar Registration Program | NJSRRE1541068986 | BERGENFIELD | 7621 | 7 | 15.44 | Residential | Yes | Behind the Meter | Vivint Solar Developer, LLC | PSE&G | Accepted | 2019-06-06 | 2019-06-07 | 2020-06-07 | Hanwha Solar | Q.PEAK BLK-G5 315 | Solar Panels |  | 0.315 | 28 | 3 | 24 |  | Fixed | Roof
Solar Registration Program | NJSRRE1541068986 | BERGENFIELD | 7621 | 7 | 15.44 | Residential | Yes | Behind the Meter | Vivint Solar Developer, LLC | PSE&G | Accepted | 2019-06-06 | 2019-06-07 | 2020-06-07 | Solar Edge | SE10000H-US | Inverters | 10000 |  | 1 |  |  | 0.992 |  | Outdoor | Near the Utility Meter
Solar Registration Program | NJSRRE1541712817 | Franklin Township | 8873 | 5 | 15.44 | Residential | No | Behind the Meter | Pro Custom Solar dba Momentum Solar | PSE&G | Accepted | 2019-07-29 | 2019-08-22 | 2020-08-22 | HANWHA | Q.PEAK DUO BLK-G5 315 | Solar Panels |  | 0.315 | 24 | 129 | 15 |  | Fixed | Roof
Solar Registration Program | NJSRRE1541712817 | Franklin Township | 8873 | 5 | 15.44 | Residential | No | Behind the Meter | Pro Custom Solar dba Momentum Solar | PSE&G | Accepted | 2019-07-29 | 2019-08-22 | 2020-08-22 | LG ELECTRONICS | Q.PEAK DUO BLK-G5 315 | Solar Panels |  | 0.315 | 25 | 309 | 16 |  | Fixed | Roof
Solar Registration Program | NJSRRE1541712817 | Franklin Township | 8873 | 5 | 15.44 | Residential | No | Behind the Meter | Pro Custom Solar dba Momentum Solar | PSE&G | Accepted | 2019-07-29 | 2019-08-22 | 2020-08-22 | ENPHASE ENERGY | IQ7-60-2-US | Inverters | 250 |  | 49 |  |  | 0.97 |  | Outdoor | Roof
Solar Registration Program | NJSRRE1541727651 | Bordentown Twp | 8505 | 13 | 15.44 | Residential | Yes | Behind the Meter | Bright Planet Solar | PSE&G | Accepted | 2019-08-01 | 2019-08-06 | 2020-08-06 | Hanwha Q-Cells | Q.PEAK DUO-G5 315W | Solar Panels |  | 0.315 | 26 | 337 | 32 |  | Fixed | Roof
Solar Registration Program | NJSRRE1541727651 | Bordentown Twp | 8505 | 13 | 15.44 | Residential | Yes | Behind the Meter | Bright Planet Solar | PSE&G | Accepted | 2019-08-01 | 2019-08-06 | 2020-08-06 | Hanwha Q-Cells | Q.PEAK DUO-G5 315W | Solar Panels |  | 0.315 | 16 | 157 | 32 |  | Fixed | Roof
Solar Registration Program | NJSRRE1541727651 | Bordentown Twp | 8505 | 13 | 15.44 | Residential | Yes | Behind the Meter | Bright Planet Solar | PSE&G | Accepted | 2019-08-01 | 2019-08-06 | 2020-08-06 | Hanwha Q-Cells | Q.PEAK DUO-G5 315W | Solar Panels |  | 0.315 | 7 | 157 | 32 |  | Fixed | Roof
Solar Registration Program | NJSRRE1541727651 | Bordentown Twp | 8505 | 13 | 15.44 | Residential | Yes | Behind the Meter | Bright Planet Solar | PSE&G | Accepted | 2019-08-01 | 2019-08-06 | 2020-08-06 | SolarEdge | SE10000H-USRGM | Inverters | 10000 |  | 1 |  |  | 0.98 |  | Outside | Next to Meter
Solar Registration Program | NJSRRE1541805482 | BAYVILLE | 8721 | 18 | 15.44 | Residential | Yes | Behind the Meter | Vivint Solar Developer, LLC | JCP&L | Accepted | 2019-08-13 | 2019-08-23 | 2020-08-23 | HANWHA SOLAR | Q.PEAK BLK-G5 315 | Solar Panels |  | 0.315 | 9 | 68 | 33 |  | Fixed | Roof
Solar Registration Program | NJSRRE1541805482 | BAYVILLE | 8721 | 18 | 15.44 | Residential | Yes | Behind the Meter | Vivint Solar Developer, LLC | JCP&L | Accepted | 2019-08-13 | 2019-08-23 | 2020-08-23 | HANWHA SOLAR | Q.PEAK BLK-G5 315 | Solar Panels |  | 0.315 | 22 | 248 | 33 |  | Fixed | Roof
Solar Registration Program | NJSRRE1541805482 | BAYVILLE | 8721 | 18 | 15.44 | Residential | Yes | Behind the Meter | Vivint Solar Developer, LLC | JCP&L | Accepted | 2019-08-13 | 2019-08-23 | 2020-08-23 | HANWHA SOLAR | Q.PEAK BLK-G5 315 | Solar Panels |  | 0.315 | 18 | 248 | 33 |  | Fixed | Roof
Solar Registration Program | NJSRRE1541805482 | BAYVILLE | 8721 | 18 | 15.44 | Residential | Yes | Behind the Meter | Vivint Solar Developer, LLC | JCP&L | Accepted | 2019-08-13 | 2019-08-23 | 2020-08-23 | SOLAREDGE | SE10000H-US000BNC4 | Inverters | 10000 |  | 1 |  |  | 0.992 |  | Outdoor | Near the Utility Meter
Solar Registration Program | NJSRRE1542411789 | Stafford Township | 8092 | 18 | 15.44 | Residential | No | Behind the Meter | Suntuity Solar LLC | AC Electric | Accepted | 2019-09-17 | 2019-09-19 | 2020-09-19 | Yingli Green Energy | YL315D-30b | Solar Panels |  | 0.315 | 15 | 106 | 18 |  | Fixed | Roof
Solar Registration Program | NJSRRE1542411789 | Stafford Township | 8092 | 18 | 15.44 | Residential | No | Behind the Meter | Suntuity Solar LLC | AC Electric | Accepted | 2019-09-17 | 2019-09-19 | 2020-09-19 | Yingli Green Energy | YL315D-30b | Solar Panels |  | 0.315 | 15 | 106 | 18 |  | Fixed | Roof
Solar Registration Program | NJSRRE1542411789 | Stafford Township | 8092 | 18 | 15.44 | Residential | No | Behind the Meter | Suntuity Solar LLC | AC Electric | Accepted | 2019-09-17 | 2019-09-19 | 2020-09-19 | Yingli Green Energy | YL315D-30b | Solar Panels |  | 0.315 | 19 | 286 | 18 |  | Fixed | Roof
Solar Registration Program | NJSRRE1542411789 | Stafford Township | 8092 | 18 | 15.44 | Residential | No | Behind the Meter | Suntuity Solar LLC | AC Electric | Accepted | 2019-09-17 | 2019-09-19 | 2020-09-19 | Enphase Energy | IQ7-60-2-US | Inverters | 240 |  | 49 |  |  | 0.97 |  | Outdoor | Behind the PV Modules
Solar Registration Program | NJSRRE1542419897 | Glen Rock | 7452 | 7 | 15.44 | Residential | Yes | Behind the Meter | Tesla Energy Operations | PSE&G | Accepted | 2019-09-18 | 2019-09-20 | 2020-09-20 | Hanwha Q-Cells | Q.Peak DUO BLK-G5/SC315 | Solar Panels |  | 0.315 | 38 | 251 | 23 |  | Fixed | Roof | Outdoors
Solar Registration Program | NJSRRE1542419897 | Glen Rock | 7452 | 7 | 15.44 | Residential | Yes | Behind the Meter | Tesla Energy Operations | PSE&G | Accepted | 2019-09-18 | 2019-09-20 | 2020-09-20 | Hanwha Q-Cells | Q.Peak DUO BLK-G5/SC315 | Solar Panels |  | 0.315 | 11 | 71 | 23 |  | Fixed | Roof | Outdoor
Solar Registration Program | NJSRRE1542419897 | Glen Rock | 7452 | 7 | 15.44 | Residential | Yes | Behind the Meter | Tesla Energy Operations | PSE&G | Accepted | 2019-09-18 | 2019-09-20 | 2020-09-20 | SOLAREDGE | SE7600H-US000SNC2 | Inverters | 7600 |  | 2 |  |  | 0.99 |  | Outside | Outdoor
Solar Registration Program | NJSRRE1542419897 | Glen Rock | 7452 | 7 | 15.44 | Residential | Yes | Behind the Meter | Tesla Energy Operations | PSE&G | Accepted | 2019-09-18 | 2019-09-20 | 2020-09-20 | Tesla | AC Powerwall 2.0 | Electric Storage Battery |  |  | 4 |  |  |  | Lithium Ion |  | INSIDE
Solar Registration Program | NJSRRE1542430749 | West Creek | 8092 | 18 | 15.44 | Residential | Yes | Behind the Meter | Suntuity Solar LLC | AC Electric | Accepted | 2019-09-24 | 2019-09-25 | 2020-09-25 | Yingli Green Energy | YL315D-30b | Solar Panels |  | 0.315 | 24 | 106 | 24 |  | Fixed | Roof
Solar Registration Program | NJSRRE1542430749 | West Creek | 8092 | 18 | 15.44 | Residential | Yes | Behind the Meter | Suntuity Solar LLC | AC Electric | Accepted | 2019-09-24 | 2019-09-25 | 2020-09-25 | Yingli Green Energy | YL315D-30b | Solar Panels |  | 0.315 | 25 | 286 | 24 |  | Fixed | Roof
Solar Registration Program | NJSRRE1542430749 | West Creek | 8092 | 18 | 15.44 | Residential | Yes | Behind the Meter | Suntuity Solar LLC | AC Electric | Accepted | 2019-09-24 | 2019-09-25 | 2020-09-25 | Enphase Energy | IQ7-60-2-US | Inverters | 240 |  | 49 |  |  | 0.97 |  | Outdoor | Behind the PV Modules
Solar Registration Program | NJSRRE1542431507 | Willingboro | 8046 | 13 | 15.44 | Residential | No | Behind the Meter | Vivint Solar Developer, LLC | PSE&G | Accepted | 2019-09-24 | 2019-11-05 | 2020-11-05 | Hanwha Solar | Q.PEAK BLK-G5 315 | Solar Panels |  | 0.315 | 6 | 247 | 17 |  | Fixed | Roof
Solar Registration Program | NJSRRE1542431507 | Willingboro | 8046 | 13 | 15.44 | Residential | No | Behind the Meter | Vivint Solar Developer, LLC | PSE&G | Accepted | 2019-09-24 | 2019-11-05 | 2020-11-05 | Hanwha Solar | Q.PEAK BLK-G5 315 | Solar Panels |  | 0.315 | 5 | 67 | 17 |  | Fixed | Roof
Solar Registration Program | NJSRRE1542431507 | Willingboro | 8046 | 13 | 15.44 | Residential | No | Behind the Meter | Vivint Solar Developer, LLC | PSE&G | Accepted | 2019-09-24 | 2019-11-05 | 2020-11-05 | Hanwha Solar | Q.PEAK BLK-G5 315 | Solar Panels |  | 0.315 | 19 | 247 | 26 |  | Fixed | Roof
Solar Registration Program | NJSRRE1542431507 | Willingboro | 8046 | 13 | 15.44 | Residential | No | Behind the Meter | Vivint Solar Developer, LLC | PSE&G | Accepted | 2019-09-24 | 2019-11-05 | 2020-11-05 | Hanwha Solar | Q.PEAK BLK-G5 315 | Solar Panels |  | 0.315 | 19 | 67 | 26 |  | Fixed | Roof
Solar Registration Program | NJSRRE1542431507 | Willingboro | 8046 | 13 | 15.44 | Residential | No | Behind the Meter | Vivint Solar Developer, LLC | PSE&G | Accepted | 2019-09-24 | 2019-11-05 | 2020-11-05 | SOLAREDGE | SE10000H-US | Inverters | 10000 |  | 1 |  |  | 0.992 |  | Outdoor | Near the Utility Meter
Solar Registration Program | NJSRRE1542543929 | BARNEGAT | 8005 | 18 | 15.44 | Residential | Yes | Behind the Meter | Vivint Solar Developer, LLC | JCP&L | Accepted | 2019-10-15 | 2019-10-17 | 2020-10-17 | Hanwha | Q.PEAK BLK-G5 315 | Solar Panels |  | 0.315 | 26 | 46 | 24 |  | Fixed | Roof
Solar Registration Program | NJSRRE1542543929 | BARNEGAT | 8005 | 18 | 15.44 | Residential | Yes | Behind the Meter | Vivint Solar Developer, LLC | JCP&L | Accepted | 2019-10-15 | 2019-10-17 | 2020-10-17 | Hanwha | Q.PEAK BLK-G5 315 | Solar Panels |  | 0.315 | 23 | 226 | 24 |  | Fixed | Roof
Solar Registration Program | NJSRRE1542543929 | BARNEGAT | 8005 | 18 | 15.44 | Residential | Yes | Behind the Meter | Vivint Solar Developer, LLC | JCP&L | Accepted | 2019-10-15 | 2019-10-17 | 2020-10-17 | SOLAREDGE | SE7600H-US | Inverters | 7600 |  | 1 |  |  | 0.992 |  | Outdoor | Near the Utility Meter
Solar Registration Program | NJSRRE1542543929 | BARNEGAT | 8005 | 18 | 15.44 | Residential | Yes | Behind the Meter | Vivint Solar Developer, LLC | JCP&L | Accepted | 2019-10-15 | 2019-10-17 | 2020-10-17 | SolarEdge | SE3800H-US | Inverters | 3800 |  | 1 |  |  | 0.992 |  | Outdoor | Near the Utility Meter
Solar Registration Program | NJSRRE1542684267 | JACKSON | 8527 | 18 | 15.44 | Residential | Yes | Behind the Meter | Vivint Solar Developer, LLC | JCP&L | Accepted | 2019-10-28 | 2019-10-30 | 2020-10-30 | HANWHA SOLAR | Q.PEAK BLK-G5 315 | Solar Panels |  | 0.315 | 16 | 88 | 33 |  | Fixed | Roof
Solar Registration Program | NJSRRE1542684267 | JACKSON | 8527 | 18 | 15.44 | Residential | Yes | Behind the Meter | Vivint Solar Developer, LLC | JCP&L | Accepted | 2019-10-28 | 2019-10-30 | 2020-10-30 | HANWHA SOLAR | Q.PEAK BLK-G5 315 | Solar Panels |  | 0.315 | 6 | 268 | 33 |  | Fixed | Roof
Solar Registration Program | NJSRRE1542684267 | JACKSON | 8527 | 18 | 15.44 | Residential | Yes | Behind the Meter | Vivint Solar Developer, LLC | JCP&L | Accepted | 2019-10-28 | 2019-10-30 | 2020-10-30 | HANWHA SOLAR | Q.PEAK BLK-G5 315 | Solar Panels |  | 0.315 | 9 | 268 | 33 |  | Fixed | Roof
Solar Registration Program | NJSRRE1542684267 | JACKSON | 8527 | 18 | 15.44 | Residential | Yes | Behind the Meter | Vivint Solar Developer, LLC | JCP&L | Accepted | 2019-10-28 | 2019-10-30 | 2020-10-30 | HANWHA SOLAR | Q.PEAK BLK-G5 315 | Solar Panels |  | 0.315 | 6 | 358 | 33 |  | Fixed | Roof
Solar Registration Program | NJSRRE1542684267 | JACKSON | 8527 | 18 | 15.44 | Residential | Yes | Behind the Meter | Vivint Solar Developer, LLC | JCP&L | Accepted | 2019-10-28 | 2019-10-30 | 2020-10-30 | HANWHA SOLAR | Q.PEAK BLK-G5 315 | Solar Panels |  | 0.315 | 12 | 178 | 33 |  | Fixed | Roof
Solar Registration Program | NJSRRE1542684267 | JACKSON | 8527 | 18 | 15.44 | Residential | Yes | Behind the Meter | Vivint Solar Developer, LLC | JCP&L | Accepted | 2019-10-28 | 2019-10-30 | 2020-10-30 | SOLAREDGE | SE10000H-US000BNC4 | Inverters | 10000 |  | 1 |  |  | 0.992 |  | Outdoor | Near The Utility Meter
Solar Registration Program | NJSRRE1542884103 | Mount Laurel | 8054 | 13 | 15.44 | Residential | No | Behind the Meter | Trinity Solar | PSE&G | Accepted | 2019-11-01 | 2019-11-05 | 2020-11-05 | Hanwha | Q.PEAK DUO BLK-G5 315 | Solar Panels |  | 0.315 | 49 | 187 | 30 |  | Fixed | Roof
Solar Registration Program | NJSRRE1542884103 | Mount Laurel | 8054 | 13 | 15.44 | Residential | No | Behind the Meter | Trinity Solar | PSE&G | Accepted | 2019-11-01 | 2019-11-05 | 2020-11-05 | Solar Edge | SE6000 | Inverters | 6000 |  | 2 |  |  | 0.97 |  | Outside | side of home
Solar Registration Program | NJSRRE1542996061 | Pompton Plains | 7444 | 3 | 15.44 | Residential | Yes | Behind the Meter | Vivint Solar Developer, LLC | JCP&L | Accepted | 2019-11-05 | 2019-11-07 | 2020-11-07 | Hanwha | Q.PEAK BLK-G5 315 | Solar Panels |  | 0.315 | 8 | 175 | 27 |  | Fixed | Roof
Solar Registration Program | NJSRRE1542996061 | Pompton Plains | 7444 | 3 | 15.44 | Residential | Yes | Behind the Meter | Vivint Solar Developer, LLC | JCP&L | Accepted | 2019-11-05 | 2019-11-07 | 2020-11-07 | Hanwha | Q.PEAK BLK-G5 315 | Solar Panels |  | 0.315 | 13 | 175 | 25 |  | Fixed | Roof
Solar Registration Program | NJSRRE1542996061 | Pompton Plains | 7444 | 3 | 15.44 | Residential | Yes | Behind the Meter | Vivint Solar Developer, LLC | JCP&L | Accepted | 2019-11-05 | 2019-11-07 | 2020-11-07 | Hanwha | Q.PEAK BLK-G5 315 | Solar Panels |  | 0.315 | 11 | 85 | 28 |  | Fixed | Roof
Solar Registration Program | NJSRRE1542996061 | Pompton Plains | 7444 | 3 | 15.44 | Residential | Yes | Behind the Meter | Vivint Solar Developer, LLC | JCP&L | Accepted | 2019-11-05 | 2019-11-07 | 2020-11-07 | Hanwha | Q.PEAK BLK-G5 315 | Solar Panels |  | 0.315 | 11 | 355 | 25 |  | Fixed | Roof
Solar Registration Program | NJSRRE1542996061 | Pompton Plains | 7444 | 3 | 15.44 | Residential | Yes | Behind the Meter | Vivint Solar Developer, LLC | JCP&L | Accepted | 2019-11-05 | 2019-11-07 | 2020-11-07 | Hanwha | Q.PEAK BLK-G5 315 | Solar Panels |  | 0.315 | 6 | 355 | 27 |  | Fixed | Roof
Solar Registration Program | NJSRRE1542996061 | Pompton Plains | 7444 | 3 | 15.44 | Residential | Yes | Behind the Meter | Vivint Solar Developer, LLC | JCP&L | Accepted | 2019-11-05 | 2019-11-07 | 2020-11-07 | Solar Edge | SE10000H-US000BNC4 | Inverters | 10000 |  | 1 |  |  | 0.992 |  | Outdoor | Near the Utility Meter
Solar Registration Program | NJSRRE1543040798 | Colts Neck | 7722 | 17 | 15.44 | Residential | No | Behind the Meter | Trinity Solar | JCP&L | Accepted | 2019-11-06 | 2019-11-08 | 2020-11-08 | HANWHA | Q.PEAK DUO BLK-G5 315 | Solar Panels |  | 0.315 | 22 | 191 | 23 |  | Fixed | Roof
Solar Registration Program | NJSRRE1543040798 | Colts Neck | 7722 | 17 | 15.44 | Residential | No | Behind the Meter | Trinity Solar | JCP&L | Accepted | 2019-11-06 | 2019-11-08 | 2020-11-08 | HANWHA | Q.PEAK DUO BLK-G5 315 | Solar Panels |  | 0.315 | 20 | 101 | 23 |  | Fixed | Roof
Solar Registration Program | NJSRRE1543040798 | Colts Neck | 7722 | 17 | 15.44 | Residential | No | Behind the Meter | Trinity Solar | JCP&L | Accepted | 2019-11-06 | 2019-11-08 | 2020-11-08 | HANWHA | Q.PEAK DUO BLK-G5 315 | Solar Panels |  | 0.315 | 7 | 191 | 9 |  | Fixed | Roof
Solar Registration Program | NJSRRE1543040798 | Colts Neck | 7722 | 17 | 15.44 | Residential | No | Behind the Meter | Trinity Solar | JCP&L | Accepted | 2019-11-06 | 2019-11-08 | 2020-11-08 | SOLAR EDGE | SE6000H-US | Inverters | 6000 |  | 1 |  |  | 0.97 |  | Outdoor | SIDE
Solar Registration Program | NJSRRE1543058063 | Neptune City | 7753 | 17 | 15.44 | Residential | Yes | Behind the Meter | Trinity Solar | JCP&L | Accepted | 2019-11-08 | 2019-11-12 | 2020-11-12 | Hanwha 315 | Q.PEAK DUO BLK-G5 315 | Solar Panels |  | 0.315 | 3 | 11 | 2 |  | Fixed | Roof
Solar Registration Program | NJSRRE1543058063 | Neptune City | 7753 | 17 | 15.44 | Residential | Yes | Behind the Meter | Trinity Solar | JCP&L | Accepted | 2019-11-08 | 2019-11-12 | 2020-11-12 | Hanwha 315 | Q.PEAK DUO BLK-G5 315 | Solar Panels |  | 0.315 | 16 | 281 | 5 |  | Fixed | Roof
Solar Registration Program | NJSRRE1543058063 | Neptune City | 7753 | 17 | 15.44 | Residential | Yes | Behind the Meter | Trinity Solar | JCP&L | Accepted | 2019-11-08 | 2019-11-12 | 2020-11-12 | Hanwha 315 | Q.PEAK DUO BLK-G5 315 | Solar Panels |  | 0.315 | 30 | 101 | 37 |  | Fixed | Roof
Solar Registration Program | NJSRRE1543058063 | Neptune City | 7753 | 17 | 15.44 | Residential | Yes | Behind the Meter | Trinity Solar | JCP&L | Accepted | 2019-11-08 | 2019-11-12 | 2020-11-12 | Solar Edge | SE7600H-US | Inverters | 7600 |  | 1 |  |  | 0.97 |  | Outside | side of home
Solar Registration Program | NJSRRE1543058063 | Neptune City | 7753 | 17 | 15.44 | Residential | Yes | Behind the Meter | Trinity Solar | JCP&L | Accepted | 2019-11-08 | 2019-11-12 | 2020-11-12 | Solar Edge | SE5000H-US | Inverters | 5000 |  | 1 |  |  | 0.97 |  | Outside | side of home
Solar Registration Program | NJSRRE1543098071 | Bloomfield | 7003 | 9 | 15.44 | Residential | Yes | Behind the Meter | Pro Custom Solar dba Momentum Solar | PSE&G | Accepted | 2019-11-12 | 2019-11-15 | 2020-11-15 | Hanwha | Q.Peak DUO BLK-G5 315 | Solar Panels |  | 0.315 | 10 | 125 | 14 |  | Fixed | Roof
Solar Registration Program | NJSRRE1543098071 | Bloomfield | 7003 | 9 | 15.44 | Residential | Yes | Behind the Meter | Pro Custom Solar dba Momentum Solar | PSE&G | Accepted | 2019-11-12 | 2019-11-15 | 2020-11-15 | Hanwha | Q.Peak DUO BLK-G5 315 | Solar Panels |  | 0.315 | 19 | 125 | 30 |  | Fixed | Roof
Solar Registration Program | NJSRRE1543098071 | Bloomfield | 7003 | 9 | 15.44 | Residential | Yes | Behind the Meter | Pro Custom Solar dba Momentum Solar | PSE&G | Accepted | 2019-11-12 | 2019-11-15 | 2020-11-15 | Hanwha | Q.Peak DUO BLK-G5 315 | Solar Panels |  | 0.315 | 12 | 305 | 11 |  | Fixed | Roof
Solar Registration Program | NJSRRE1543098071 | Bloomfield | 7003 | 9 | 15.44 | Residential | Yes | Behind the Meter | Pro Custom Solar dba Momentum Solar | PSE&G | Accepted | 2019-11-12 | 2019-11-15 | 2020-11-15 | Hanwha | Q.Peak DUO BLK-G5 315 | Solar Panels |  | 0.315 | 8 | 305 | 31 |  | Fixed | Roof
Solar Registration Program | NJSRRE1543098071 | Bloomfield | 7003 | 9 | 15.44 | Residential | Yes | Behind the Meter | Pro Custom Solar dba Momentum Solar | PSE&G | Accepted | 2019-11-12 | 2019-11-15 | 2020-11-15 | Enphase Energy | IQ6-60-2-US | Inverters | 240 |  | 49 |  |  | 0.97 |  | Outdoor | Roof
Solar Registration Program | NJSRRE1543436368 | Jackson Township | 8527 | 18 | 15.44 | Residential | No | Behind the Meter | Suntuity Solar LLC | JCP&L | Accepted | 2019-11-22 | 2019-11-26 | 2020-11-26 | Yingli Green Energy | YL315D-30b | Solar Panels |  | 0.315 | 16 | 35 | 19 |  | Fixed | Roof
Solar Registration Program | NJSRRE1543436368 | Jackson Township | 8527 | 18 | 15.44 | Residential | No | Behind the Meter | Suntuity Solar LLC | JCP&L | Accepted | 2019-11-22 | 2019-11-26 | 2020-11-26 | Yingli Green Energy | YL315D-30b | Solar Panels |  | 0.315 | 4 | 215 | 19 |  | Fixed | Roof
Solar Registration Program | NJSRRE1543436368 | Jackson Township | 8527 | 18 | 15.44 | Residential | No | Behind the Meter | Suntuity Solar LLC | JCP&L | Accepted | 2019-11-22 | 2019-11-26 | 2020-11-26 | Yingli Green Energy | YL315D-30b | Solar Panels |  | 0.315 | 13 | 215 | 19 |  | Fixed | Roof
Solar Registration Program | NJSRRE1543436368 | Jackson Township | 8527 | 18 | 15.44 | Residential | No | Behind the Meter | Suntuity Solar LLC | JCP&L | Accepted | 2019-11-22 | 2019-11-26 | 2020-11-26 | Yingli Green Energy | YL315D-30b | Solar Panels |  | 0.315 | 8 | 35 | 19 |  | Fixed | Roof
Solar Registration Program | NJSRRE1543436368 | Jackson Township | 8527 | 18 | 15.44 | Residential | No | Behind the Meter | Suntuity Solar LLC | JCP&L | Accepted | 2019-11-22 | 2019-11-26 | 2020-11-26 | Yingli Green Energy | YL315D-30b | Solar Panels |  | 0.315 | 8 | 215 | 19 |  | Fixed | Roof
Solar Registration Program | NJSRRE1543436368 | Jackson Township | 8527 | 18 | 15.44 | Residential | No | Behind the Meter | Suntuity Solar LLC | JCP&L | Accepted | 2019-11-22 | 2019-11-26 | 2020-11-26 | Enphase Energy | IQ7-60-2-US | Inverters | 240 |  | 49 |  |  | 0.97 |  | Outdoor | Behind the PV Modules
Solar Registration Program | NJSRRE1543464375 | MANAHAWKIN | 8050 | 18 | 15.44 | Residential | Yes | Behind the Meter | Vivint Solar Developer, LLC | AC Electric | Accepted | 2019-12-03 | 2019-12-04 | 2020-12-04 | HANWHA SOLAR | Q.PEAK BLK-G5 315 | Solar Panels |  | 0.315 | 6 | 101 | 31 |  | Fixed | Roof
Solar Registration Program | NJSRRE1543464375 | MANAHAWKIN | 8050 | 18 | 15.44 | Residential | Yes | Behind the Meter | Vivint Solar Developer, LLC | AC Electric | Accepted | 2019-12-03 | 2019-12-04 | 2020-12-04 | HANWHA SOLAR | Q.PEAK BLK-G5 315 | Solar Panels |  | 0.315 | 2 | 281 | 31 |  | Fixed | Roof
Solar Registration Program | NJSRRE1543464375 | MANAHAWKIN | 8050 | 18 | 15.44 | Residential | Yes | Behind the Meter | Vivint Solar Developer, LLC | AC Electric | Accepted | 2019-12-03 | 2019-12-04 | 2020-12-04 | HANWHA SOLAR | Q.PEAK BLK-G5 315 | Solar Panels |  | 0.315 | 6 | 281 | 29 |  | Fixed | Roof
Solar Registration Program | NJSRRE1543464375 | MANAHAWKIN | 8050 | 18 | 15.44 | Residential | Yes | Behind the Meter | Vivint Solar Developer, LLC | AC Electric | Accepted | 2019-12-03 | 2019-12-04 | 2020-12-04 | HANWHA SOLAR | Q.PEAK BLK-G5 315 | Solar Panels |  | 0.315 | 24 | 101 | 31 |  | Fixed | Roof
Solar Registration Program | NJSRRE1543464375 | MANAHAWKIN | 8050 | 18 | 15.44 | Residential | Yes | Behind the Meter | Vivint Solar Developer, LLC | AC Electric | Accepted | 2019-12-03 | 2019-12-04 | 2020-12-04 | HANWHA SOLAR | Q.PEAK BLK-G5 315 | Solar Panels |  | 0.315 | 11 | 281 | 31 |  | Fixed | Roof
Solar Registration Program | NJSRRE1543464375 | MANAHAWKIN | 8050 | 18 | 15.44 | Residential | Yes | Behind the Meter | Vivint Solar Developer, LLC | AC Electric | Accepted | 2019-12-03 | 2019-12-04 | 2020-12-04 | solar edge | SE10000H-US | Inverters | 10000 |  | 1 |  |  | 0.992 |  | Outdoor | near utility meter
Solar Registration Program | NJSRRE1543477440 | Milford | 8848 | 4 | 15.44 | Residential | Yes | Behind the Meter | Pro Custom Solar dba Momentum Solar | JCP&L | Accepted | 2019-12-04 | 2019-12-06 | 2020-12-06 | Hanwha | Q.Peak DUO BLK-G5 315 | Solar Panels |  | 0.315 | 21 | 313 | 33 |  | Fixed | Roof
Solar Registration Program | NJSRRE1543477440 | Milford | 8848 | 4 | 15.44 | Residential | Yes | Behind the Meter | Pro Custom Solar dba Momentum Solar | JCP&L | Accepted | 2019-12-04 | 2019-12-06 | 2020-12-06 | Hanwha | Q.Peak DUO BLK-G5 315 | Solar Panels |  | 0.315 | 28 | 133 | 33 |  | Fixed | Roof
Solar Registration Program | NJSRRE1543477440 | Milford | 8848 | 4 | 15.44 | Residential | Yes | Behind the Meter | Pro Custom Solar dba Momentum Solar | JCP&L | Accepted | 2019-12-04 | 2019-12-06 | 2020-12-06 | Enphase Energy | IQ6-60-2-US | Inverters | 240 |  | 49 |  |  | 0.97 |  | Outdoor | Roof
Solar Registration Program | NJSRRE1543477522 | Wall | 8724 | 18 | 15.44 | Residential | Yes | Behind the Meter | Trinity Solar | Butler | Accepted | 2019-12-04 | 2019-12-06 | 2020-12-06 | Solar Edge | YINGLI 315 | Solar Panels |  | 0.315 | 49 | 229 | 34 |  | Fixed | Roof
Solar Registration Program | NJSRRE1543477522 | Wall | 8724 | 18 | 15.44 | Residential | Yes | Behind the Meter | Trinity Solar | Butler | Accepted | 2019-12-04 | 2019-12-06 | 2020-12-06 | Solar Edge | SE6000H-US000BNC4 | Inverters | 12000 |  | 2 |  |  | 0.97 |  | Outdoor | side of home
Solar Registration Program | NJSRRE1540875081 | summit | 7901 | 10 | 15.48 | Residential | Yes | Behind the Meter | Vision Solar LLC | JCP&L | Accepted | 2019-04-23 | 2019-04-24 | 2020-04-24 | sunpower | spr-x22-360-e-ac | Solar Panels |  | 0.36 | 14 | 234 | 27 |  | Fixed | Roof
Solar Registration Program | NJSRRE1540875081 | summit | 7901 | 10 | 15.48 | Residential | Yes | Behind the Meter | Vision Solar LLC | JCP&L | Accepted | 2019-04-23 | 2019-04-24 | 2020-04-24 | sunpower | spr-x22-360-e-ac | Solar Panels |  | 0.36 | 13 | 54 | 27 |  | Fixed | Roof
Solar Registration Program | NJSRRE1540875081 | summit | 7901 | 10 | 15.48 | Residential | Yes | Behind the Meter | Vision Solar LLC | JCP&L | Accepted | 2019-04-23 | 2019-04-24 | 2020-04-24 | sunpower | spr-x22-360-e-ac | Solar Panels |  | 0.36 | 5 | 146 | 27 |  | Fixed | Roof
Solar Registration Program | NJSRRE1540875081 | summit | 7901 | 10 | 15.48 | Residential | Yes | Behind the Meter | Vision Solar LLC | JCP&L | Accepted | 2019-04-23 | 2019-04-24 | 2020-04-24 | sunpower | SPR-X22-360-E-AC | Solar Panels |  | 0.36 | 8 | 326 | 37 |  | Fixed | Roof
Solar Registration Program | NJSRRE1540875081 | summit | 7901 | 10 | 15.48 | Residential | Yes | Behind the Meter | Vision Solar LLC | JCP&L | Accepted | 2019-04-23 | 2019-04-24 | 2020-04-24 | SUNPOWER | SPR-X22-360-E-AC | Solar Panels |  | 0.36 | 3 | 325 | 18 |  | Fixed | Roof
Solar Registration Program | NJSRRE1540875081 | summit | 7901 | 10 | 15.48 | Residential | Yes | Behind the Meter | Vision Solar LLC | JCP&L | Accepted | 2019-04-23 | 2019-04-24 | 2020-04-24 | sunpower | spr-x22-360-e-ac | Inverters | 0.36 |  | 43 |  |  | 0.96 |  | Other | behind panels
Solar Registration Program | NJSRRE1542512472 | Mullica HIll | 8062 | 15 | 15.48 | Residential | No | Behind the Meter | Kaitanna Solar, LLC | AC Electric | Final As-Built Received | 2019-10-07 | 2019-10-10 | 2020-10-10 | Solaria | 360 | Solar Panels |  | 0.36 | 43 | 160 | 41 |  | Fixed | Roof
Solar Registration Program | NJSRRE1542512472 | Mullica HIll | 8062 | 15 | 15.48 | Residential | No | Behind the Meter | Kaitanna Solar, LLC | AC Electric | Final As-Built Received | 2019-10-07 | 2019-10-10 | 2020-10-10 | Enphase | IQ7+ | Inverters | 0.29 |  | 43 |  |  | 0.97 |  | Outside | Under Module
Solar Registration Program | NJSRRE1542512472 | Mullica HIll | 8062 | 15 | 15.48 | Residential | No | Behind the Meter | Kaitanna Solar, LLC | AC Electric | Final As-Built Received | 2019-10-07 | 2019-10-10 | 2020-10-10 | Enphase | Envoy | Meters |  |  | 1 |  |  |  | Yes
Solar Registration Program | NJSRRE1543025020 | MOORESTOWN | 8057 | 13 | 15.48 | Residential | Yes | Behind the Meter | Sea Bright Solar, LLC | PSE&G | Accepted | 2019-11-05 | 2019-11-08 | 2020-11-08 | SUNPOWER | SPR-X22-360-E-AC | Solar Panels |  | 0.36 | 23 | 227 | 34 |  | Fixed | Roof | SW
Solar Registration Program | NJSRRE1543025020 | MOORESTOWN | 8057 | 13 | 15.48 | Residential | Yes | Behind the Meter | Sea Bright Solar, LLC | PSE&G | Accepted | 2019-11-05 | 2019-11-08 | 2020-11-08 | SUNPOWER | SPR-X22-360-E-AC | Solar Panels |  | 0.36 | 20 | 47 | 34 |  | Fixed | Roof | NE
Solar Registration Program | NJSRRE1543025020 | MOORESTOWN | 8057 | 13 | 15.48 | Residential | Yes | Behind the Meter | Sea Bright Solar, LLC | PSE&G | Accepted | 2019-11-05 | 2019-11-08 | 2020-11-08 | SUNPOWER | SPR-X22-360-E-AC | Inverters | 320 |  | 43 |  |  | 0.96 |  | Outside | BENEATH ARRAY
Solar Registration Program | NJSRRE1541695839 | Delanco | 8075 | 13 | 15.5 | Residential | No | Behind the Meter | Green Power Energy | PSE&G | Accepted | 2019-07-23 | 2019-07-25 | 2020-07-25 | Silfab | SLA-M 310 | Solar Panels |  | 0.31 | 3 | 262 | 30 |  | Fixed | Roof
Solar Registration Program | NJSRRE1541695839 | Delanco | 8075 | 13 | 15.5 | Residential | No | Behind the Meter | Green Power Energy | PSE&G | Accepted | 2019-07-23 | 2019-07-25 | 2020-07-25 | Silfab | SLA-M 310 | Solar Panels |  | 0.31 | 20 | 176 | 30 |  | Fixed | Roof
Solar Registration Program | NJSRRE1541695839 | Delanco | 8075 | 13 | 15.5 | Residential | No | Behind the Meter | Green Power Energy | PSE&G | Accepted | 2019-07-23 | 2019-07-25 | 2020-07-25 | Silfab | SLA-M 310 | Solar Panels |  | 0.31 | 19 | 84 | 30 |  | Fixed | Roof
Solar Registration Program | NJSRRE1541695839 | Delanco | 8075 | 13 | 15.5 | Residential | No | Behind the Meter | Green Power Energy | PSE&G | Accepted | 2019-07-23 | 2019-07-25 | 2020-07-25 | Silfab | SLA-M 310 | Solar Panels |  | 0.31 | 8 | 178 | 30 |  | Fixed | Roof
Solar Registration Program | NJSRRE1541695839 | Delanco | 8075 | 13 | 15.5 | Residential | No | Behind the Meter | Green Power Energy | PSE&G | Accepted | 2019-07-23 | 2019-07-25 | 2020-07-25 | Solar Edge | SE7600H-US | Inverters | 7600 |  | 2 |  |  | 0.97 |  | Outside | next to meter
Solar Registration Program | NJSRRE1541820301 | Millville | 8332 | 20 | 15.5 | Residential | Yes | Behind the Meter | Suntuity Solar LLC | AC Electric | Accepted | 2019-08-13 | 2019-08-23 | 2020-08-23 | Yingli Green Energy | YL310D-30b | Solar Panels |  | 0.31 | 25 | 279 | 20 |  | Fixed | Roof
Solar Registration Program | NJSRRE1541820301 | Millville | 8332 | 20 | 15.5 | Residential | Yes | Behind the Meter | Suntuity Solar LLC | AC Electric | Accepted | 2019-08-13 | 2019-08-23 | 2020-08-23 | Yingli Green Energy | YL310D-30b | Solar Panels |  | 0.31 | 25 | 99 | 20 |  | Fixed | Roof
Solar Registration Program | NJSRRE1541820301 | Millville | 8332 | 20 | 15.5 | Residential | Yes | Behind the Meter | Suntuity Solar LLC | AC Electric | Accepted | 2019-08-13 | 2019-08-23 | 2020-08-23 | Enphase Energy | IQ7-60-2-US | Inverters | 240 |  | 50 |  |  | 0.97 |  | Outdoor | Behind the PV Modules
Solar Registration Program | NJSRRE1541820852 | Toms River | 8755 | 18 | 15.5 | Residential | No | Behind the Meter | Powerlutions | JCP&L | Accepted | 2019-08-13 | 2019-08-23 | 2020-08-23 | Silfab | SLA 310M | Solar Panels |  | 0.31 | 30 | 132 | 32 |  | Fixed | Roof
Solar Registration Program | NJSRRE1541820852 | Toms River | 8755 | 18 | 15.5 | Residential | No | Behind the Meter | Powerlutions | JCP&L | Accepted | 2019-08-13 | 2019-08-23 | 2020-08-23 | Silfab | SLA 310M | Solar Panels |  | 0.31 | 3 | 222 | 30 |  | Fixed | Roof
Solar Registration Program | NJSRRE1541820852 | Toms River | 8755 | 18 | 15.5 | Residential | No | Behind the Meter | Powerlutions | JCP&L | Accepted | 2019-08-13 | 2019-08-23 | 2020-08-23 | Silfab | SLA 310M | Solar Panels |  | 0.31 | 2 | 222 | 32 |  | Fixed | Roof
Solar Registration Program | NJSRRE1541820852 | Toms River | 8755 | 18 | 15.5 | Residential | No | Behind the Meter | Powerlutions | JCP&L | Accepted | 2019-08-13 | 2019-08-23 | 2020-08-23 | Silfab | SLA 310M | Solar Panels |  | 0.31 | 11 | 222 | 33 |  | Fixed | Roof
Solar Registration Program | NJSRRE1541820852 | Toms River | 8755 | 18 | 15.5 | Residential | No | Behind the Meter | Powerlutions | JCP&L | Accepted | 2019-08-13 | 2019-08-23 | 2020-08-23 | Silfab | SLA 310M | Solar Panels |  | 0.31 | 4 | 312 | 32 |  | Fixed | Roof
Solar Registration Program | NJSRRE1541820852 | Toms River | 8755 | 18 | 15.5 | Residential | No | Behind the Meter | Powerlutions | JCP&L | Accepted | 2019-08-13 | 2019-08-23 | 2020-08-23 | SolarEdge | SE11400H-US | Inverters | 11.4 |  | 1 |  |  | 0.99 |  | Outdoor | Near Meter
Solar Registration Program | NJSRRE1541961513 | Woodlane Park | 7424 | 6 | 15.5 | Residential | No | Behind the Meter | Solar Energy World | PSE&G | Accepted | 2019-08-30 | 2019-09-04 | 2020-09-04 | LONGi Green Energy Technology | LR6-60PE-310M | Solar Panels |  | 0.31 | 50 | 107 | 33 |  | Fixed | Roof
Solar Registration Program | NJSRRE1541961513 | Woodlane Park | 7424 | 6 | 15.5 | Residential | No | Behind the Meter | Solar Energy World | PSE&G | Accepted | 2019-08-30 | 2019-09-04 | 2020-09-04 | Solar Edge | SE7600H-USRGM | Inverters | 7600 |  | 1 |  |  | 0.98 |  | Outside | near meter
Solar Registration Program | NJSRRE1542389648 | Glassboro | 8028 | 15 | 15.5 | Residential | No | Behind the Meter | RCL Enterprises Inc. | AC Electric | Accepted | 2019-09-11 | 2019-09-13 | 2020-09-13 | Trina Solar | TSM-310DD05H.05 | Solar Panels |  | 0.31 | 50 | 180 | 25 |  | Fixed | Ground
Solar Registration Program | NJSRRE1542389648 | Glassboro | 8028 | 15 | 15.5 | Residential | No | Behind the Meter | RCL Enterprises Inc. | AC Electric | Accepted | 2019-09-11 | 2019-09-13 | 2020-09-13 | Enphase | IQ7 | Inverters | 12000 |  | 50 |  |  | 0.96 |  | Outdoor | under panels
Solar Registration Program | NJSRRE1542507726 | Princeton | 8540 | 12 | 15.5 | Residential | No | Behind the Meter | Ampericon | PSE&G | Accepted | 2019-10-04 | 2019-10-09 | 2020-10-09 | Silfab | SLA-M-310 | Solar Panels |  | 0.31 | 28 | 234 | 25 |  | Fixed | Roof
Solar Registration Program | NJSRRE1542507726 | Princeton | 8540 | 12 | 15.5 | Residential | No | Behind the Meter | Ampericon | PSE&G | Accepted | 2019-10-04 | 2019-10-09 | 2020-10-09 | Silfab | SLA-M-310 | Solar Panels |  | 0.31 | 8 | 54 | 25 |  | Fixed | Roof
Solar Registration Program | NJSRRE1542507726 | Princeton | 8540 | 12 | 15.5 | Residential | No | Behind the Meter | Ampericon | PSE&G | Accepted | 2019-10-04 | 2019-10-09 | 2020-10-09 | Silfab | SLA-M-310 | Solar Panels |  | 0.31 | 14 | 145 | 25 |  | Fixed | Roof
Solar Registration Program | NJSRRE1542507726 | Princeton | 8540 | 12 | 15.5 | Residential | No | Behind the Meter | Ampericon | PSE&G | Accepted | 2019-10-04 | 2019-10-09 | 2020-10-09 | EnPhase | IQ7 | Inverters | 250 |  | 50 |  |  | 0.965 |  | Outside | Roof
Solar Registration Program | NJSRRE1542543724 | Newfield | 8344 | 15 | 15.5 | Residential | No | Behind the Meter | Orbit Energy & Power, LLC | AC Electric | Accepted | 2019-10-15 | 2019-10-17 | 2020-10-17 | axitec | axitec 310 | Solar Panels |  | 0.31 | 22 | 265 | 24 |  | Fixed | Roof
Solar Registration Program | NJSRRE1542543724 | Newfield | 8344 | 15 | 15.5 | Residential | No | Behind the Meter | Orbit Energy & Power, LLC | AC Electric | Accepted | 2019-10-15 | 2019-10-17 | 2020-10-17 | axitec | axitec 310 | Solar Panels |  | 0.31 | 28 | 175 | 24 |  | Fixed | Roof
Solar Registration Program | NJSRRE1542543724 | Newfield | 8344 | 15 | 15.5 | Residential | No | Behind the Meter | Orbit Energy & Power, LLC | AC Electric | Accepted | 2019-10-15 | 2019-10-17 | 2020-10-17 | enphase | iq7 | Inverters | 240 |  | 50 |  |  | 0.986 |  | Outside | panel
Solar Registration Program | NJSRRE1542543724 | Newfield | 8344 | 15 | 15.5 | Residential | No | Behind the Meter | Orbit Energy & Power, LLC | AC Electric | Accepted | 2019-10-15 | 2019-10-17 | 2020-10-17 | enphase | envoy | Meters |  |  | 1 |  |  |  | Yes | Outdoor
Solar Registration Program | NJSRRE1543416238 | Medford | 8055 | 13 | 15.5 | Residential | No | Behind the Meter | Raynor Electric | PSE&G | Accepted | 2019-11-16 | 2019-11-20 | 2020-11-20 | Axitec | AX310 | Solar Panels |  | 0.31 | 25 | 209 | 20 |  | Fixed | Roof
Solar Registration Program | NJSRRE1543416238 | Medford | 8055 | 13 | 15.5 | Residential | No | Behind the Meter | Raynor Electric | PSE&G | Accepted | 2019-11-16 | 2019-11-20 | 2020-11-20 | Axitec | AX310 | Solar Panels |  | 0.31 | 25 | 130 | 29 |  | Fixed | Roof
Solar Registration Program | NJSRRE1543416238 | Medford | 8055 | 13 | 15.5 | Residential | No | Behind the Meter | Raynor Electric | PSE&G | Accepted | 2019-11-16 | 2019-11-20 | 2020-11-20 | Solar Edge | SE10000H-US | Inverters | 10000 |  | 1 |  |  | 0.99 |  | Outdoor | near util meter
Solar Registration Program | NJSRRE1543417760 | South Brunswick | 8512 | 11 | 15.5 | Residential | No | Behind the Meter | Ampericon | PSE&G | Accepted | 2019-11-18 | 2019-11-20 | 2020-11-20 | Silfab | SLA-M-310 | Solar Panels |  | 0.31 | 5 | 79 | 25 |  | Fixed | Roof
Solar Registration Program | NJSRRE1543417760 | South Brunswick | 8512 | 11 | 15.5 | Residential | No | Behind the Meter | Ampericon | PSE&G | Accepted | 2019-11-18 | 2019-11-20 | 2020-11-20 | Silfab | SLA-M-310 | Solar Panels |  | 0.31 | 40 | 169 | 25 |  | Fixed | Roof
Solar Registration Program | NJSRRE1543417760 | South Brunswick | 8512 | 11 | 15.5 | Residential | No | Behind the Meter | Ampericon | PSE&G | Accepted | 2019-11-18 | 2019-11-20 | 2020-11-20 | Silfab | SLA-M-310 | Solar Panels |  | 0.31 | 5 | 259 | 25 |  | Fixed | Roof
Solar Registration Program | NJSRRE1543417760 | South Brunswick | 8512 | 11 | 15.5 | Residential | No | Behind the Meter | Ampericon | PSE&G | Accepted | 2019-11-18 | 2019-11-20 | 2020-11-20 | EnPhase | IQ7 | Inverters | 240 |  | 50 |  |  | 0.965 |  | Other | Roof
Solar Registration Program | NJSRRE1541158490 | Linwood | 8221 | 19 | 15.51 | Residential | No | Behind the Meter | Pro Custom Solar dba Momentum Solar | AC Electric | Accepted | 2019-06-12 | 2019-06-17 | 2020-06-17 | HANWHA | Q.PEAK DUO-G5 330 | Solar Panels |  | 0.33 | 19 | 236 | 23 |  | Fixed | Roof
Solar Registration Program | NJSRRE1541158490 | Linwood | 8221 | 19 | 15.51 | Residential | No | Behind the Meter | Pro Custom Solar dba Momentum Solar | AC Electric | Accepted | 2019-06-12 | 2019-06-17 | 2020-06-17 | HANWHA | Q.PEAK DUO-G5 330 | Solar Panels |  | 0.33 | 28 | 56 | 23 |  | Fixed | Roof
Solar Registration Program | NJSRRE1541158490 | Linwood | 8221 | 19 | 15.51 | Residential | No | Behind the Meter | Pro Custom Solar dba Momentum Solar | AC Electric | Accepted | 2019-06-12 | 2019-06-17 | 2020-06-17 | ENPHASE | IQ7-60-2-US | Inverters | 250 |  | 47 |  |  | 0.97 |  | Outdoor | ROOF
Solar Registration Program | NJSRRE1541627678 | Clark | 7066 | 10 | 15.51 | Residential | No | Behind the Meter | Green Power Energy | PSE&G | Final As-Built Received | 2019-07-10 | 2019-07-12 | 2020-07-12 | Panasonic | VBHN330SA17 | Solar Panels |  | 0.33 | 11 | 40 | 30 |  | Fixed | Roof
Solar Registration Program | NJSRRE1541627678 | Clark | 7066 | 10 | 15.51 | Residential | No | Behind the Meter | Green Power Energy | PSE&G | Final As-Built Received | 2019-07-10 | 2019-07-12 | 2020-07-12 | Panasonic | VBHN330SA17 | Solar Panels |  | 0.33 | 36 | 220 | 30 |  | Fixed | Roof
Solar Registration Program | NJSRRE1541627678 | Clark | 7066 | 10 | 15.51 | Residential | No | Behind the Meter | Green Power Energy | PSE&G | Final As-Built Received | 2019-07-10 | 2019-07-12 | 2020-07-12 | Hialeah | CL200 | Meters |  |  | 1 |  |  |  | Yes | Outdoor
Solar Registration Program | NJSRRE1541627678 | Clark | 7066 | 10 | 15.51 | Residential | No | Behind the Meter | Green Power Energy | PSE&G | Final As-Built Received | 2019-07-10 | 2019-07-12 | 2020-07-12 | Solar Edge | SE7600H-US | Inverters | 7600 |  | 2 |  |  | 0.97 |  | Outside | next to meter
Solar Registration Program | NJSRRE1541807978 | Paramus | 7652 | 7 | 15.51 | Residential | Yes | Behind the Meter | Sunrun Installation Services, Inc. | PSE&G | Accepted | 2019-08-08 | 2019-08-23 | 2020-08-23 | LG Electronics | LG330N1C-A5 | Solar Panels |  | 0.33 | 27 | 20 | 27 |  | Fixed | Roof
Solar Registration Program | NJSRRE1541807978 | Paramus | 7652 | 7 | 15.51 | Residential | Yes | Behind the Meter | Sunrun Installation Services, Inc. | PSE&G | Accepted | 2019-08-08 | 2019-08-23 | 2020-08-23 | LG Electronics | LG330N1C-A5 | Solar Panels |  | 0.33 | 6 | 108 | 40 |  | Fixed | Roof
Solar Registration Program | NJSRRE1541807978 | Paramus | 7652 | 7 | 15.51 | Residential | Yes | Behind the Meter | Sunrun Installation Services, Inc. | PSE&G | Accepted | 2019-08-08 | 2019-08-23 | 2020-08-23 | LG Electronics | LG330N1C-A5 | Solar Panels |  | 0.33 | 7 | 290 | 40 |  | Fixed | Roof
Solar Registration Program | NJSRRE1541807978 | Paramus | 7652 | 7 | 15.51 | Residential | Yes | Behind the Meter | Sunrun Installation Services, Inc. | PSE&G | Accepted | 2019-08-08 | 2019-08-23 | 2020-08-23 | LG Electronics | LG330N1C-A5 | Solar Panels |  | 0.33 | 7 | 199 | 27 |  | Fixed | Roof
Solar Registration Program | NJSRRE1541807978 | Paramus | 7652 | 7 | 15.51 | Residential | Yes | Behind the Meter | Sunrun Installation Services, Inc. | PSE&G | Accepted | 2019-08-08 | 2019-08-23 | 2020-08-23 | SolarEdge Technologies | SE3000H-USRGM | Inverters | 3000 |  | 1 |  |  | 0.96 |  | Outdoor | Next To Meter
Solar Registration Program | NJSRRE1541807978 | Paramus | 7652 | 7 | 15.51 | Residential | Yes | Behind the Meter | Sunrun Installation Services, Inc. | PSE&G | Accepted | 2019-08-08 | 2019-08-23 | 2020-08-23 | SolarEdge Technologies | SE11400H-USRGM | Inverters | 11400 |  | 1 |  |  | 0.96 |  | Outdoor | Next To Meter
Solar Registration Program | NJSRRE1541835527 | Lumberton | 8048 | 13 | 15.51 | Residential | No | Behind the Meter | Exact Solar | PSE&G | Accepted | 2019-08-14 | 2019-08-23 | 2020-08-23 | Panasonic | VBHN330SA17 | Solar Panels |  | 0.33 | 25 | 226 | 25 |  | Fixed | Roof
Solar Registration Program | NJSRRE1541835527 | Lumberton | 8048 | 13 | 15.51 | Residential | No | Behind the Meter | Exact Solar | PSE&G | Accepted | 2019-08-14 | 2019-08-23 | 2020-08-23 | Panasonic | VBHN330SA17 | Solar Panels |  | 0.33 | 22 | 136 | 25 |  | Fixed | Roof
Solar Registration Program | NJSRRE1541835527 | Lumberton | 8048 | 13 | 15.51 | Residential | No | Behind the Meter | Exact Solar | PSE&G | Accepted | 2019-08-14 | 2019-08-23 | 2020-08-23 | Enphase | IQ7+ | Inverters | 295 |  | 47 |  |  | 0.97 |  | Outdoor | under panels
Solar Registration Program | NJSRRE1542390558 | Brick Township | 8723 | 18 | 15.51 | Residential | No | Behind the Meter | Sunrun Installation Services, Inc. | JCP&L | Accepted | 2019-09-11 | 2019-09-16 | 2020-09-16 | LG Electronics | LG330N1C-A5 | Solar Panels |  | 0.33 | 13 | 268 | 23 |  | Fixed | Roof
Solar Registration Program | NJSRRE1542390558 | Brick Township | 8723 | 18 | 15.51 | Residential | No | Behind the Meter | Sunrun Installation Services, Inc. | JCP&L | Accepted | 2019-09-11 | 2019-09-16 | 2020-09-16 | LG Electronics | LG330N1C-A5 | Solar Panels |  | 0.33 | 13 | 88 | 22 |  | Fixed | Roof
Solar Registration Program | NJSRRE1542390558 | Brick Township | 8723 | 18 | 15.51 | Residential | No | Behind the Meter | Sunrun Installation Services, Inc. | JCP&L | Accepted | 2019-09-11 | 2019-09-16 | 2020-09-16 | LG Electronics | LG330N1C-A5 | Solar Panels |  | 0.33 | 21 | 178 | 23 |  | Fixed | Roof
Solar Registration Program | NJSRRE1542390558 | Brick Township | 8723 | 18 | 15.51 | Residential | No | Behind the Meter | Sunrun Installation Services, Inc. | JCP&L | Accepted | 2019-09-11 | 2019-09-16 | 2020-09-16 | Ningbo Ginlong Technologies | Solis-1P10K-4G-US | Inverters | 10000 |  | 1 |  |  | 0.96 |  | Outdoor | Next To Meter
Solar Registration Program | NJSRRE1542390558 | Brick Township | 8723 | 18 | 15.51 | Residential | No | Behind the Meter | Sunrun Installation Services, Inc. | JCP&L | Accepted | 2019-09-11 | 2019-09-16 | 2020-09-16 | Ningbo Ginlong Technologies | Solis-1P4K-4G-US | Inverters | 4000 |  | 1 |  |  | 0.96 |  | Outdoor | Next To Meter
Solar Registration Program | NJSRRE1543425786 | Monroe Township | 8831 | 11 | 15.51 | Residential | Yes | Behind the Meter | Sunrun Installation Services, Inc. | JCP&L | Accepted | 2019-11-20 | 2019-11-25 | 2020-11-25 | LG Electronics | LG330N1C-A5 | Solar Panels |  | 0.33 | 10 | 353 | 18 |  | Fixed | Roof
Solar Registration Program | NJSRRE1543425786 | Monroe Township | 8831 | 11 | 15.51 | Residential | Yes | Behind the Meter | Sunrun Installation Services, Inc. | JCP&L | Accepted | 2019-11-20 | 2019-11-25 | 2020-11-25 | LG Electronics | LG330N1C-A5 | Solar Panels |  | 0.33 | 37 | 173 | 11 |  | Fixed | Roof
Solar Registration Program | NJSRRE1543425786 | Monroe Township | 8831 | 11 | 15.51 | Residential | Yes | Behind the Meter | Sunrun Installation Services, Inc. | JCP&L | Accepted | 2019-11-20 | 2019-11-25 | 2020-11-25 | Delta Electronics | M4-TL-US | Inverters | 3840 |  | 1 |  |  | 0.96 |  | Outdoor | Next To Meter
Solar Registration Program | NJSRRE1543425786 | Monroe Township | 8831 | 11 | 15.51 | Residential | Yes | Behind the Meter | Sunrun Installation Services, Inc. | JCP&L | Accepted | 2019-11-20 | 2019-11-25 | 2020-11-25 | Delta Electronics | M10-TL-US | Inverters | 9600 |  | 1 |  |  | 0.96 |  | Outdoor | Next To Meter
Solar Registration Program | NJSRRE1542528209 | Cedarville | 8311 | 20 | 15.53 | Residential | Yes | Behind the Meter | Pro Custom Solar dba Momentum Solar | AC Electric | Accepted | 2019-10-11 | 2019-10-15 | 2020-10-15 | LG Electronics | LG 345N1C-V5 | Solar Panels |  | 0.345 | 6 | 269 | 35 |  | Fixed | Roof
Solar Registration Program | NJSRRE1542528209 | Cedarville | 8311 | 20 | 15.53 | Residential | Yes | Behind the Meter | Pro Custom Solar dba Momentum Solar | AC Electric | Accepted | 2019-10-11 | 2019-10-15 | 2020-10-15 | LG Electronics | LG 345N1C-V5 | Solar Panels |  | 0.345 | 33 | 179 | 38 |  | Fixed | Roof
Solar Registration Program | NJSRRE1542528209 | Cedarville | 8311 | 20 | 15.53 | Residential | Yes | Behind the Meter | Pro Custom Solar dba Momentum Solar | AC Electric | Accepted | 2019-10-11 | 2019-10-15 | 2020-10-15 | LG Electronics | LG 345N1C-V5 | Solar Panels |  | 0.345 | 6 | 269 | 40 |  | Fixed | Roof
Solar Registration Program | NJSRRE1542528209 | Cedarville | 8311 | 20 | 15.53 | Residential | Yes | Behind the Meter | Pro Custom Solar dba Momentum Solar | AC Electric | Accepted | 2019-10-11 | 2019-10-15 | 2020-10-15 | Enphase Energy | IQ7-60-2-US | Inverters | 250 |  | 45 |  |  | 0.97 |  | Outdoor | Roof
Solar Registration Program | NJSRRE1542554069 | Jersey City | 7305 | 8 | 15.53 | Residential | Yes | Behind the Meter | Pro Custom Solar dba Momentum Solar | PSE&G | Accepted | 2019-10-17 | 2019-10-21 | 2020-10-21 | LG ELECTRONICS | LG 345N1C-V5 | Solar Panels |  | 0.345 | 21 | 311 | 43 |  | Fixed | Roof
Solar Registration Program | NJSRRE1542554069 | Jersey City | 7305 | 8 | 15.53 | Residential | Yes | Behind the Meter | Pro Custom Solar dba Momentum Solar | PSE&G | Accepted | 2019-10-17 | 2019-10-21 | 2020-10-21 | LG ELECTRONICS | LG 345N1C-V5 | Solar Panels |  | 0.345 | 24 | 131 | 43 |  | Fixed | Roof
Solar Registration Program | NJSRRE1542554069 | Jersey City | 7305 | 8 | 15.53 | Residential | Yes | Behind the Meter | Pro Custom Solar dba Momentum Solar | PSE&G | Accepted | 2019-10-17 | 2019-10-21 | 2020-10-21 | Enphase Energy | IQ7-60-2-US | Inverters | 250 |  | 45 |  |  | 0.97 |  | Outdoor | Roof
Solar Registration Program | NJSRRE1542556874 | Morris Plains | 7950 | 3 | 15.53 | Residential | Yes | Behind the Meter | Pro Custom Solar dba Momentum Solar | JCP&L | Accepted | 2019-10-18 | 2019-10-22 | 2020-10-22 | LG Electronics | LG 345N1C-V5 | Solar Panels |  | 0.345 | 45 | 140 | 22 |  | Fixed | Roof
Solar Registration Program | NJSRRE1542556874 | Morris Plains | 7950 | 3 | 15.53 | Residential | Yes | Behind the Meter | Pro Custom Solar dba Momentum Solar | JCP&L | Accepted | 2019-10-18 | 2019-10-22 | 2020-10-22 | Enphase Energy | IQ7-60-2-US | Inverters | 250 |  | 45 |  |  | 0.97 |  | Outdoor | Roof
Solar Registration Program | NJSRRE1542579298 | North Plainfield | 7060 | 10 | 15.53 | Residential | Yes | Behind the Meter | Pro Custom Solar dba Momentum Solar | PSE&G | Accepted | 2019-10-23 | 2019-10-25 | 2020-10-25 | LG Electronics | LG 345N1C-V5 | Solar Panels |  | 0.345 | 8 | 128 | 21 |  | Fixed | Roof
Solar Registration Program | NJSRRE1542579298 | North Plainfield | 7060 | 10 | 15.53 | Residential | Yes | Behind the Meter | Pro Custom Solar dba Momentum Solar | PSE&G | Accepted | 2019-10-23 | 2019-10-25 | 2020-10-25 | LG Electronics | LG 345N1C-V5 | Solar Panels |  | 0.345 | 9 | 218 | 16 |  | Fixed | Roof
Solar Registration Program | NJSRRE1542579298 | North Plainfield | 7060 | 10 | 15.53 | Residential | Yes | Behind the Meter | Pro Custom Solar dba Momentum Solar | PSE&G | Accepted | 2019-10-23 | 2019-10-25 | 2020-10-25 | LG Electronics | LG 345N1C-V5 | Solar Panels |  | 0.345 | 20 | 38 | 14 |  | Fixed | Roof
Solar Registration Program | NJSRRE1542579298 | North Plainfield | 7060 | 10 | 15.53 | Residential | Yes | Behind the Meter | Pro Custom Solar dba Momentum Solar | PSE&G | Accepted | 2019-10-23 | 2019-10-25 | 2020-10-25 | LG Electronics | LG 345N1C-V5 | Solar Panels |  | 0.345 | 8 | 308 | 15 |  | Fixed | Roof
Solar Registration Program | NJSRRE1542579298 | North Plainfield | 7060 | 10 | 15.53 | Residential | Yes | Behind the Meter | Pro Custom Solar dba Momentum Solar | PSE&G | Accepted | 2019-10-23 | 2019-10-25 | 2020-10-25 | LG Electronics | IQ7PLUS-72-2-US | Inverters | 295 |  | 45 |  |  | 0.97 |  | Outdoor | Roof
Solar Registration Program | NJSRRE1543058030 | Washington | 7882 | 2 | 15.53 | Residential | Yes | Behind the Meter | Pro Custom Solar dba Momentum Solar | JCP&L | Accepted | 2019-11-08 | 2019-11-18 | 2020-11-18 | LG Electronics | LG 345N1C-V5 | Solar Panels |  | 0.345 | 10 | 349 | 26 |  | Fixed | Roof
Solar Registration Program | NJSRRE1543058030 | Washington | 7882 | 2 | 15.53 | Residential | Yes | Behind the Meter | Pro Custom Solar dba Momentum Solar | JCP&L | Accepted | 2019-11-08 | 2019-11-18 | 2020-11-18 | LG Electronics | LG 345N1C-V5 | Solar Panels |  | 0.345 | 35 | 169 | 26 |  | Fixed | Roof
Solar Registration Program | NJSRRE1543058030 | Washington | 7882 | 2 | 15.53 | Residential | Yes | Behind the Meter | Pro Custom Solar dba Momentum Solar | JCP&L | Accepted | 2019-11-08 | 2019-11-18 | 2020-11-18 | Enphase Energy | IQ7PLUS-72-2-US | Inverters | 295 |  | 45 |  |  | 0.97 |  | Outdoor | Roof
Solar Registration Program | NJSRRE1543065953 | Holmdel | 7733 | 17 | 15.53 | Residential | No | Behind the Meter | Pro Custom Solar dba Momentum Solar | JCP&L | Accepted | 2019-11-11 | 2019-11-13 | 2020-11-13 | LG Electronics | LG 345N1C-V5 | Solar Panels |  | 0.345 | 25 | 227 | 42 |  | Fixed | Roof
Solar Registration Program | NJSRRE1543065953 | Holmdel | 7733 | 17 | 15.53 | Residential | No | Behind the Meter | Pro Custom Solar dba Momentum Solar | JCP&L | Accepted | 2019-11-11 | 2019-11-13 | 2020-11-13 | LG Electronics | LG 345N1C-V5 | Solar Panels |  | 0.345 | 20 | 137 | 33 |  | Fixed | Roof
Solar Registration Program | NJSRRE1543065953 | Holmdel | 7733 | 17 | 15.53 | Residential | No | Behind the Meter | Pro Custom Solar dba Momentum Solar | JCP&L | Accepted | 2019-11-11 | 2019-11-13 | 2020-11-13 | Enphase Energy | IQ7PLUS-72-2-US | Inverters | 295 |  | 45 |  |  | 0.97 |  | Outdoor | Roof
Solar Registration Program | NJSRRE1541658358 | Glassboro | 8028 | 15 | 15.56 | Residential | Yes | Behind the Meter | Solar Energy World | AC Electric | Accepted | 2019-07-15 | 2019-07-17 | 2020-07-17 | LONGi Green Energy Technology | LR6-60PE-310 | Solar Panels |  | 0.305 | 51 | 281 | 36 |  | Fixed | Roof
Solar Registration Program | NJSRRE1541658358 | Glassboro | 8028 | 15 | 15.56 | Residential | Yes | Behind the Meter | Solar Energy World | AC Electric | Accepted | 2019-07-15 | 2019-07-17 | 2020-07-17 | Solar Edge | SE7600H-USRGM | Inverters | 7600 |  | 1 |  |  | 0.98 |  | Outside | near meter
Solar Registration Program | NJSRRE1541658358 | Glassboro | 8028 | 15 | 15.56 | Residential | Yes | Behind the Meter | Solar Energy World | AC Electric | Accepted | 2019-07-15 | 2019-07-17 | 2020-07-17 | Solar Edge | SE5000H-USRGM | Inverters | 5000 |  | 1 |  |  | 0.983 |  | Outside | near meter
Solar Registration Program | NJSRRE1540905000 | Penns Grove | 8069 | 16 | 15.58 | Commercial | Yes | Behind the Meter | Solar Renewable Energy, LLC | AC Electric | Accepted | 2019-05-15 | 2019-06-17 | 2020-06-17 | HT SAAE | HT 72 156M(380W) | Solar Panels |  | 0.38 | 41 | landscape | 22 |  | Fixed | Roof
Solar Registration Program | NJSRRE1540905000 | Penns Grove | 8069 | 16 | 15.58 | Commercial | Yes | Behind the Meter | Solar Renewable Energy, LLC | AC Electric | Accepted | 2019-05-15 | 2019-06-17 | 2020-06-17 | Solar Edge | SE11400 | Inverters | 11400 |  | 1 |  |  | 0.996 |  | Outdoor | Roof
Solar Registration Program | NJSRRE1540905000 | Penns Grove | 8069 | 16 | 15.58 | Commercial | Yes | Behind the Meter | Solar Renewable Energy, LLC | AC Electric | Accepted | 2019-05-15 | 2019-06-17 | 2020-06-17 | Solar Edge | SE RWD 3D 480 MB | Meters |  |  | 1 |  |  |  |  | Outdoor
Solar Registration Program | NJSRRE1540314602 | Chesterfield | 8515 | 13 | 15.6 | Residential | No | Behind the Meter | Green Power Energy | PSE&G | Accepted | 2019-02-04 | 2019-02-05 | 2020-02-05 | Panasonic | VBHN325KA03 | Solar Panels |  | 0.325 | 26 | 261 | 30 |  | Fixed | Roof
Solar Registration Program | NJSRRE1540314602 | Chesterfield | 8515 | 13 | 15.6 | Residential | No | Behind the Meter | Green Power Energy | PSE&G | Accepted | 2019-02-04 | 2019-02-05 | 2020-02-05 | Panasonic | VBHN325KA03 | Solar Panels |  | 0.325 | 22 | 171 | 30 |  | Fixed | Roof
Solar Registration Program | NJSRRE1540314602 | Chesterfield | 8515 | 13 | 15.6 | Residential | No | Behind the Meter | Green Power Energy | PSE&G | Accepted | 2019-02-04 | 2019-02-05 | 2020-02-05 | SolarEdge | SE6000H-US | Inverters | 6000 |  | 2 |  |  | 0.97 |  | Outside | next to meter
Solar Registration Program | NJSRRE1540375961 | Chesterfield | 8515 | 13 | 15.6 | Residential | No | Behind the Meter | Green Power Energy | PSE&G | Accepted | 2019-02-18 | 2019-02-20 | 2020-02-20 | Panasonic | VBHN325KA03 | Solar Panels |  | 0.325 | 17 | 84 | 30 |  | Fixed | Roof
Solar Registration Program | NJSRRE1540375961 | Chesterfield | 8515 | 13 | 15.6 | Residential | No | Behind the Meter | Green Power Energy | PSE&G | Accepted | 2019-02-18 | 2019-02-20 | 2020-02-20 | Panasonic | VBHN325KA03 | Solar Panels |  | 0.325 | 7 | 166 | 30 |  | Fixed | Roof
Solar Registration Program | NJSRRE1540375961 | Chesterfield | 8515 | 13 | 15.6 | Residential | No | Behind the Meter | Green Power Energy | PSE&G | Accepted | 2019-02-18 | 2019-02-20 | 2020-02-20 | Panasonic | VBHN325KA03 | Solar Panels |  | 0.325 | 15 | 263 | 30 |  | Fixed | Roof
Solar Registration Program | NJSRRE1540375961 | Chesterfield | 8515 | 13 | 15.6 | Residential | No | Behind the Meter | Green Power Energy | PSE&G | Accepted | 2019-02-18 | 2019-02-20 | 2020-02-20 | Panasonic | VBHN325KA03 | Solar Panels |  | 0.325 | 9 | 172 | 30 |  | Fixed | Roof
Solar Registration Program | NJSRRE1540375961 | Chesterfield | 8515 | 13 | 15.6 | Residential | No | Behind the Meter | Green Power Energy | PSE&G | Accepted | 2019-02-18 | 2019-02-20 | 2020-02-20 | Solar Edge | SE7600H-US | Inverters | 7600 |  | 1 |  |  | 0.97 |  | Outside | next to meter
Solar Registration Program | NJSRRE1541453696 | Freehold | 7728 | 17 | 15.6 | Residential | No | Behind the Meter | Maier Solar Engineering dba Solar Me | JCP&L | Accepted | 2019-06-24 | 2019-06-26 | 2020-06-26 | Panasonic | VBHN325KA03 | Solar Panels |  | 0.325 | 48 | 180 | 26 |  | Fixed | Roof
Solar Registration Program | NJSRRE1541453696 | Freehold | 7728 | 17 | 15.6 | Residential | No | Behind the Meter | Maier Solar Engineering dba Solar Me | JCP&L | Accepted | 2019-06-24 | 2019-06-26 | 2020-06-26 | Solar Edge | SE7600H-US | Inverters | 7600 |  | 2 |  |  | 0.97 |  | Outdoor | Next to meter
Solar Registration Program | NJSRRE1541584249 | Williamstown | 8094 | 15 | 15.6 | Residential | Yes | Behind the Meter | Bright Planet Solar | AC Electric | Accepted | 2019-07-03 | 2019-07-08 | 2020-07-08 | LONGI | LR6-60PB-300M | Solar Panels |  | 0.3 | 52 | 180 | 25 |  | Fixed | Roof
Solar Registration Program | NJSRRE1541584249 | Williamstown | 8094 | 15 | 15.6 | Residential | Yes | Behind the Meter | Bright Planet Solar | AC Electric | Accepted | 2019-07-03 | 2019-07-08 | 2020-07-08 | SOLAR EDGE | SE11400H-USRGM | Inverters | 11.4 |  | 1 |  |  | 0.98 |  | Outdoor | NEXT TO METER
Solar Registration Program | NJSRRE1541584249 | Williamstown | 8094 | 15 | 15.6 | Residential | Yes | Behind the Meter | Bright Planet Solar | AC Electric | Accepted | 2019-07-03 | 2019-07-08 | 2020-07-08 | SOLAR EDGE | SE3000H-USRGM | Inverters | 3 |  | 1 |  |  | 0.98 |  | Outdoor | NEXT TO METER
Solar Registration Program | NJSRRE1541844954 | Princeton | 8540 | 12 | 15.6 | Residential | No | Behind the Meter | Exact Solar | PSE&G | Accepted | 2019-08-15 | 2019-08-23 | 2020-08-23 | Panasonic | VBHN325KA03 | Solar Panels |  | 0.325 | 6 | 139 | 35 |  | Fixed | Roof
Solar Registration Program | NJSRRE1541844954 | Princeton | 8540 | 12 | 15.6 | Residential | No | Behind the Meter | Exact Solar | PSE&G | Accepted | 2019-08-15 | 2019-08-23 | 2020-08-23 | Panasonic | VBHN325KA03 | Solar Panels |  | 0.325 | 21 | 222 | 35 |  | Fixed | Roof
Solar Registration Program | NJSRRE1541844954 | Princeton | 8540 | 12 | 15.6 | Residential | No | Behind the Meter | Exact Solar | PSE&G | Accepted | 2019-08-15 | 2019-08-23 | 2020-08-23 | Panasonic | VBHN325KA03 | Solar Panels |  | 0.325 | 21 | 43 | 35 |  | Fixed | Roof
Solar Registration Program | NJSRRE1541844954 | Princeton | 8540 | 12 | 15.6 | Residential | No | Behind the Meter | Exact Solar | PSE&G | Accepted | 2019-08-15 | 2019-08-23 | 2020-08-23 | Enphase | IQ7X | Inverters | 320 |  | 48 |  |  | 0.97 |  | Outdoor | under panels
Solar Registration Program | NJSRRE1542161873 | Piscataway | 8854 | 11 | 15.6 | Residential | No | Behind the Meter | Green Power Energy | PSE&G | Accepted | 2019-09-04 | 2019-09-06 | 2020-09-06 | Panasonic | VBHN325KA03 | Solar Panels |  | 0.325 | 48 | 95 | 30 |  | Fixed | Roof
Solar Registration Program | NJSRRE1542161873 | Piscataway | 8854 | 11 | 15.6 | Residential | No | Behind the Meter | Green Power Energy | PSE&G | Accepted | 2019-09-04 | 2019-09-06 | 2020-09-06 | Solar Edge | SE7600H-US | Inverters | 7600 |  | 2 |  |  | 0.97 |  | Outside | next to meter
Solar Registration Program | NJSRRE1542393501 | Keansburg | 7734 | 17 | 15.6 | Residential | No | Behind the Meter | Bright Planet Solar | PSE&G | Accepted | 2019-09-12 | 2019-09-16 | 2020-09-16 | TRINA SOLAR | TSM-DD05A.05(II) 300W | Solar Panels |  | 0.3 | 15 | 37 | 23 |  | Fixed | Roof
Solar Registration Program | NJSRRE1542393501 | Keansburg | 7734 | 17 | 15.6 | Residential | No | Behind the Meter | Bright Planet Solar | PSE&G | Accepted | 2019-09-12 | 2019-09-16 | 2020-09-16 | TRINA SOLAR | TSM-DD05A.05(II) 300W | Solar Panels |  | 0.3 | 37 | 217 | 23 |  | Fixed | Roof
Solar Registration Program | NJSRRE1542393501 | Keansburg | 7734 | 17 | 15.6 | Residential | No | Behind the Meter | Bright Planet Solar | PSE&G | Accepted | 2019-09-12 | 2019-09-16 | 2020-09-16 | SOLAR EDGE | SE11400H-USRGM | Inverters | 11400 |  | 1 |  |  | 0.98 |  | Outdoor | NEXT TO METER
Solar Registration Program | NJSRRE1542422614 | Toms River | 8757 | 18 | 15.6 | Residential | No | Behind the Meter | Maier Solar Engineering dba Solar Me | JCP&L | Accepted | 2019-09-19 | 2019-09-23 | 2020-09-23 | Canadian | CS1H-325W | Solar Panels |  | 0.325 | 24 | 167 | 19 |  | Fixed | Roof
Solar Registration Program | NJSRRE1542422614 | Toms River | 8757 | 18 | 15.6 | Residential | No | Behind the Meter | Maier Solar Engineering dba Solar Me | JCP&L | Accepted | 2019-09-19 | 2019-09-23 | 2020-09-23 | Canadian | CS1H-325W | Solar Panels |  | 0.325 | 16 | 167 | 16 |  | Fixed | Roof
Solar Registration Program | NJSRRE1542422614 | Toms River | 8757 | 18 | 15.6 | Residential | No | Behind the Meter | Maier Solar Engineering dba Solar Me | JCP&L | Accepted | 2019-09-19 | 2019-09-23 | 2020-09-23 | Canadian | CS1H-325W | Solar Panels |  | 0.325 | 8 | 347 | 19 |  | Fixed | Roof
Solar Registration Program | NJSRRE1542422614 | Toms River | 8757 | 18 | 15.6 | Residential | No | Behind the Meter | Maier Solar Engineering dba Solar Me | JCP&L | Accepted | 2019-09-19 | 2019-09-23 | 2020-09-23 | Solar Edge | SE7600H-US | Inverters | 7600 |  | 2 |  |  | 0.97 |  | Outdoor | Next to meter
Solar Registration Program | NJSRRE1542461424 | Waretown | 8758 | 18 | 15.6 | Residential | No | Behind the Meter | NJ Solar Power, LLC | JCP&L | Accepted | 2019-09-30 | 2019-10-02 | 2020-10-02 | Panasonic | VBHN325KA03 | Solar Panels |  | 0.325 | 15 | 140 | 34 |  | Fixed | Roof
Solar Registration Program | NJSRRE1542461424 | Waretown | 8758 | 18 | 15.6 | Residential | No | Behind the Meter | NJ Solar Power, LLC | JCP&L | Accepted | 2019-09-30 | 2019-10-02 | 2020-10-02 | Panasonic | VBHN325KA03 | Solar Panels |  | 0.325 | 4 | 140 | 35 |  | Fixed | Roof
Solar Registration Program | NJSRRE1542461424 | Waretown | 8758 | 18 | 15.6 | Residential | No | Behind the Meter | NJ Solar Power, LLC | JCP&L | Accepted | 2019-09-30 | 2019-10-02 | 2020-10-02 | Panasonic | VBHN325KA03 | Solar Panels |  | 0.325 | 29 | 230 | 34 |  | Fixed | Roof
Solar Registration Program | NJSRRE1542461424 | Waretown | 8758 | 18 | 15.6 | Residential | No | Behind the Meter | NJ Solar Power, LLC | JCP&L | Accepted | 2019-09-30 | 2019-10-02 | 2020-10-02 | Solaredge | SE7600HUS | Inverters | 7600 |  | 1 |  |  | 0.99 |  | Indoor | garage
Solar Registration Program | NJSRRE1542461424 | Waretown | 8758 | 18 | 15.6 | Residential | No | Behind the Meter | NJ Solar Power, LLC | JCP&L | Accepted | 2019-09-30 | 2019-10-02 | 2020-10-02 | Solaredge | SE6000H-US | Inverters | 6000 |  | 1 |  |  | 0.99 |  | Indoor | garage
Solar Registration Program | NJSRRE1542476103 | West Windsor Township | 8550 | 12 | 15.6 | Residential | No | Behind the Meter | SunPower Corporation, Systems | PSE&G | Accepted | 2019-10-01 | 2019-10-03 | 2020-10-03 | SUNPOWER | SPR-A400-G-AC | Solar Panels |  | 0.4 | 2 | 9 | 25 |  | Fixed | Roof
Solar Registration Program | NJSRRE1542476103 | West Windsor Township | 8550 | 12 | 15.6 | Residential | No | Behind the Meter | SunPower Corporation, Systems | PSE&G | Accepted | 2019-10-01 | 2019-10-03 | 2020-10-03 | SUNPOWER | SPR-A400-G-AC | Solar Panels |  | 0.4 | 16 | 99 | 25 |  | Fixed | Roof
Solar Registration Program | NJSRRE1542476103 | West Windsor Township | 8550 | 12 | 15.6 | Residential | No | Behind the Meter | SunPower Corporation, Systems | PSE&G | Accepted | 2019-10-01 | 2019-10-03 | 2020-10-03 | SUNPOWER | SPR-A400-G-AC | Solar Panels |  | 0.4 | 17 | 279 | 25 |  | Fixed | Roof
Solar Registration Program | NJSRRE1542476103 | West Windsor Township | 8550 | 12 | 15.6 | Residential | No | Behind the Meter | SunPower Corporation, Systems | PSE&G | Accepted | 2019-10-01 | 2019-10-03 | 2020-10-03 | SUNPOWER | SPR-A400-G-AC | Solar Panels |  | 0.4 | 4 | 189 | 25 |  | Fixed | Roof
Solar Registration Program | NJSRRE1542476103 | West Windsor Township | 8550 | 12 | 15.6 | Residential | No | Behind the Meter | SunPower Corporation, Systems | PSE&G | Accepted | 2019-10-01 | 2019-10-03 | 2020-10-03 | SUNPOWER | SPR-A400-G-AC | Inverters | 320 |  | 39 |  |  | 0.97 |  | Other | under each panel
Solar Registration Program | NJSRRE1543056122 | Glassboro | 8028 | 15 | 15.6 | Residential | No | Behind the Meter | Impact Solar LLC | AC Electric | Accepted | 2019-11-07 | 2019-11-12 | 2020-11-12 | panasonic | VBHN325SA17 | Solar Panels |  | 0.325 | 3 | 31 | 246 |  | Fixed | Roof
Solar Registration Program | NJSRRE1543056122 | Glassboro | 8028 | 15 | 15.6 | Residential | No | Behind the Meter | Impact Solar LLC | AC Electric | Accepted | 2019-11-07 | 2019-11-12 | 2020-11-12 | panasonic | VBHN325SA17 | Solar Panels |  | 0.325 | 28 | 246 | 31 |  | Fixed | Roof
Solar Registration Program | NJSRRE1543056122 | Glassboro | 8028 | 15 | 15.6 | Residential | No | Behind the Meter | Impact Solar LLC | AC Electric | Accepted | 2019-11-07 | 2019-11-12 | 2020-11-12 | panasonic | VBHN325SA17 | Solar Panels |  | 0.325 | 17 | 66 | 31 |  | Fixed | Roof
Solar Registration Program | NJSRRE1543056122 | Glassboro | 8028 | 15 | 15.6 | Residential | No | Behind the Meter | Impact Solar LLC | AC Electric | Accepted | 2019-11-07 | 2019-11-12 | 2020-11-12 | solaredge | solaredge direct | Meters |  |  | 2 |  |  |  | Yes | Outdoor
Solar Registration Program | NJSRRE1543056122 | Glassboro | 8028 | 15 | 15.6 | Residential | No | Behind the Meter | Impact Solar LLC | AC Electric | Accepted | 2019-11-07 | 2019-11-12 | 2020-11-12 | solaredge | SE5000H-US | Inverters | 5000 |  | 1 |  |  | 0.96 |  | Outside | north
Solar Registration Program | NJSRRE1543056122 | Glassboro | 8028 | 15 | 15.6 | Residential | No | Behind the Meter | Impact Solar LLC | AC Electric | Accepted | 2019-11-07 | 2019-11-12 | 2020-11-12 | solaredge | SE10000h-US | Inverters | 10000 |  | 1 |  |  | 0.96 |  | Outside | north
Solar Registration Program | NJSRRE1543057939 | Bayville | 8721 | 18 | 15.6 | Residential | No | Behind the Meter | Maier Solar Engineering dba Solar Me | JCP&L | Accepted | 2019-11-08 | 2019-11-12 | 2020-11-12 | Canadian | CS1H-325MS | Solar Panels |  | 0.325 | 25 | 81 | 15 |  | Fixed | Roof
Solar Registration Program | NJSRRE1543057939 | Bayville | 8721 | 18 | 15.6 | Residential | No | Behind the Meter | Maier Solar Engineering dba Solar Me | JCP&L | Accepted | 2019-11-08 | 2019-11-12 | 2020-11-12 | Canadian | CS1H-325MS | Solar Panels |  | 0.325 | 17 | 261 | 15 |  | Fixed | Roof
Solar Registration Program | NJSRRE1543057939 | Bayville | 8721 | 18 | 15.6 | Residential | No | Behind the Meter | Maier Solar Engineering dba Solar Me | JCP&L | Accepted | 2019-11-08 | 2019-11-12 | 2020-11-12 | Canadian | CS1H-325MS | Solar Panels |  | 0.325 | 6 | 171 | 15 |  | Fixed | Roof
Solar Registration Program | NJSRRE1543057939 | Bayville | 8721 | 18 | 15.6 | Residential | No | Behind the Meter | Maier Solar Engineering dba Solar Me | JCP&L | Accepted | 2019-11-08 | 2019-11-12 | 2020-11-12 | Enphase | IQ7 | Inverters | 240 |  | 48 |  |  | 0.96 |  | Outdoor | Next to meter
Solar Registration Program | NJSRRE1543065744 | Forked River | 8731 | 18 | 15.6 | Residential | No | Behind the Meter | Maier Solar Engineering dba Solar Me | JCP&L | Accepted | 2019-11-11 | 2019-11-13 | 2020-11-13 | Canadian | CS3K-325MS | Solar Panels |  | 0.325 | 35 | 242 | 18 |  | Fixed | Roof
Solar Registration Program | NJSRRE1543065744 | Forked River | 8731 | 18 | 15.6 | Residential | No | Behind the Meter | Maier Solar Engineering dba Solar Me | JCP&L | Accepted | 2019-11-11 | 2019-11-13 | 2020-11-13 | Canadian | CS3K-325MS | Solar Panels |  | 0.325 | 13 | 62 | 18 |  | Fixed | Roof
Solar Registration Program | NJSRRE1543065744 | Forked River | 8731 | 18 | 15.6 | Residential | No | Behind the Meter | Maier Solar Engineering dba Solar Me | JCP&L | Accepted | 2019-11-11 | 2019-11-13 | 2020-11-13 | Enphase | IQ7 | Inverters | 240 |  | 48 |  |  | 0.96 |  | Outdoor | Next to meter
Solar Registration Program | NJSRRE1543434470 | Rocky Hill | 8553 | 5 | 15.6 | Residential | No | Behind the Meter | Green Power Energy | PSE&G | Accepted | 2019-11-21 | 2019-11-26 | 2020-11-26 | Panasonic | VBHN325KA03 | Solar Panels |  | 0.325 | 48 | 175 | 30 |  | Fixed | Roof
Solar Registration Program | NJSRRE1543434470 | Rocky Hill | 8553 | 5 | 15.6 | Residential | No | Behind the Meter | Green Power Energy | PSE&G | Accepted | 2019-11-21 | 2019-11-26 | 2020-11-26 | SolarEdge | SE7600H-US | Inverters | 7600 |  | 2 |  |  | 0.97 |  | Outside | Next to meter
Solar Registration Program | NJSRRE1543434144 | CHERRY HILL | 8003 | 14 | 15.61 | Residential | No | Behind the Meter | Sunny Corp | PSE&G | Accepted | 2019-11-21 | 2019-11-25 | 2020-11-25 | PANASONIC | VBHN325KA03 | Solar Panels |  | 0.326 | 10 | 126 | 20 |  | Fixed | Roof
Solar Registration Program | NJSRRE1543434144 | CHERRY HILL | 8003 | 14 | 15.61 | Residential | No | Behind the Meter | Sunny Corp | PSE&G | Accepted | 2019-11-21 | 2019-11-25 | 2020-11-25 | PANASONIC | VBHN325KA03 | Solar Panels |  | 0.325 | 21 | 307 | 20 |  | Fixed | Roof
Solar Registration Program | NJSRRE1543434144 | CHERRY HILL | 8003 | 14 | 15.61 | Residential | No | Behind the Meter | Sunny Corp | PSE&G | Accepted | 2019-11-21 | 2019-11-25 | 2020-11-25 | PANASONIC | VBHN325KA03 | Solar Panels |  | 0.325 | 17 | 127 | 20 |  | Fixed | Roof
Solar Registration Program | NJSRRE1543434144 | CHERRY HILL | 8003 | 14 | 15.61 | Residential | No | Behind the Meter | Sunny Corp | PSE&G | Accepted | 2019-11-21 | 2019-11-25 | 2020-11-25 | ENPHASE | IQ7X | Inverters | 1.37 |  | 48 |  |  | 0.1 |  | Other | ON ROOF
Solar Registration Program | NJSRRE1542544419 | Haddonfield | 8033 | 14 | 15.64 | Residential | No | Behind the Meter | Exact Solar | PSE&G | Accepted | 2019-10-15 | 2019-10-18 | 2020-10-18 | Panasonic | VBHN340SA17 | Solar Panels |  | 0.34 | 24 | 66 | 10 |  | Fixed | Roof
Solar Registration Program | NJSRRE1542544419 | Haddonfield | 8033 | 14 | 15.64 | Residential | No | Behind the Meter | Exact Solar | PSE&G | Accepted | 2019-10-15 | 2019-10-18 | 2020-10-18 | Panasonic | VBHN340SA17 | Solar Panels |  | 0.34 | 22 | 246 | 10 |  | Fixed | Roof
Solar Registration Program | NJSRRE1542544419 | Haddonfield | 8033 | 14 | 15.64 | Residential | No | Behind the Meter | Exact Solar | PSE&G | Accepted | 2019-10-15 | 2019-10-18 | 2020-10-18 | SolarEdge | SE7600H | Inverters | 7600 |  | 2 |  |  | 0.99 |  | Indoor | basement
Solar Registration Program | NJSRRE1540212696 | Folsom | 8037 | 19 | 15.66 | Residential | Yes | Behind the Meter | Sunrun Installation Services, Inc. | AC Electric | Accepted | 2019-01-07 | 2019-01-10 | 2020-01-10 | REC Solar | REC290TP2 BLK | Solar Panels |  | 0.29 | 26 | 152 | 30 |  | Fixed | Roof
Solar Registration Program | NJSRRE1540212696 | Folsom | 8037 | 19 | 15.66 | Residential | Yes | Behind the Meter | Sunrun Installation Services, Inc. | AC Electric | Accepted | 2019-01-07 | 2019-01-10 | 2020-01-10 | REC Solar | REC290TP2 BLK | Solar Panels |  | 0.29 | 28 | 241 | 45 |  | Fixed | Roof
Solar Registration Program | NJSRRE1540212696 | Folsom | 8037 | 19 | 15.66 | Residential | Yes | Behind the Meter | Sunrun Installation Services, Inc. | AC Electric | Accepted | 2019-01-07 | 2019-01-10 | 2020-01-10 | SMA America | SB7.7-1SP-US-40 | Inverters | 7680 |  | 1 |  |  | 0.96 |  | Outdoor | Next To Meter
Solar Registration Program | NJSRRE1540212696 | Folsom | 8037 | 19 | 15.66 | Residential | Yes | Behind the Meter | Sunrun Installation Services, Inc. | AC Electric | Accepted | 2019-01-07 | 2019-01-10 | 2020-01-10 | SMA America | SB6.0-1SP-US-40 | Inverters | 6000 |  | 1 |  |  | 0.96 |  | Outdoor | Next To Meter
Solar Registration Program | NJSRRE1540212696 | Folsom | 8037 | 19 | 15.66 | Residential | Yes | Behind the Meter | Sunrun Installation Services, Inc. | AC Electric | Accepted | 2019-01-07 | 2019-01-10 | 2020-01-10 | SMA America | SB6.0-1SP-US-40 | Inverters | 6000 |  | 1 |  |  | 0.96 |  | Outdoor | Next To Meter
Solar Registration Program | NJSRRE1540332417 | Edison Twp | 8820 | 11 | 15.66 | Residential | No | Behind the Meter | Sunrun Installation Services, Inc. | PSE&G | Accepted | 2019-02-04 | 2019-02-06 | 2020-02-06 | REC Solar | REC290TP2 BLK | Solar Panels |  | 0.29 | 23 | 87 | 30 |  | Fixed | Roof
Solar Registration Program | NJSRRE1540332417 | Edison Twp | 8820 | 11 | 15.66 | Residential | No | Behind the Meter | Sunrun Installation Services, Inc. | PSE&G | Accepted | 2019-02-04 | 2019-02-06 | 2020-02-06 | REC Solar | REC290TP2 BLK | Solar Panels |  | 0.29 | 31 | 267 | 30 |  | Fixed | Roof
Solar Registration Program | NJSRRE1540332417 | Edison Twp | 8820 | 11 | 15.66 | Residential | No | Behind the Meter | Sunrun Installation Services, Inc. | PSE&G | Accepted | 2019-02-04 | 2019-02-06 | 2020-02-06 | SMA America | SB7.7-1SP-US-40 | Inverters | 7680 |  | 1 |  |  | 0.96 |  | Outdoor | Next To Meter
Solar Registration Program | NJSRRE1540332417 | Edison Twp | 8820 | 11 | 15.66 | Residential | No | Behind the Meter | Sunrun Installation Services, Inc. | PSE&G | Accepted | 2019-02-04 | 2019-02-06 | 2020-02-06 | SMA America | SB6.0-1SP-US-40 | Inverters | 6000 |  | 1 |  |  | 0.96 |  | Outdoor | Next To Meter
Solar Registration Program | NJSRRE1540388283 | Clifton City | 7011 | 6 | 15.66 | Residential | Yes | Behind the Meter | Sunrun Installation Services, Inc. | PSE&G | Accepted | 2019-02-22 | 2019-02-26 | 2020-02-26 | REC Solar | REC290TP2 BLK | Solar Panels |  | 0.29 | 23 | 257 | 40 |  | Fixed | Roof
Solar Registration Program | NJSRRE1540388283 | Clifton City | 7011 | 6 | 15.66 | Residential | Yes | Behind the Meter | Sunrun Installation Services, Inc. | PSE&G | Accepted | 2019-02-22 | 2019-02-26 | 2020-02-26 | REC Solar | REC290TP2 BLK | Solar Panels |  | 0.29 | 31 | 77 | 40 |  | Fixed | Roof
Solar Registration Program | NJSRRE1540388283 | Clifton City | 7011 | 6 | 15.66 | Residential | Yes | Behind the Meter | Sunrun Installation Services, Inc. | PSE&G | Accepted | 2019-02-22 | 2019-02-26 | 2020-02-26 | SMA America | SB7.7-1SP-US-40 | Inverters | 7680 |  | 1 |  |  | 0.96 |  | Outdoor | Next To Meter
Solar Registration Program | NJSRRE1540388283 | Clifton City | 7011 | 6 | 15.66 | Residential | Yes | Behind the Meter | Sunrun Installation Services, Inc. | PSE&G | Accepted | 2019-02-22 | 2019-02-26 | 2020-02-26 | SMA America | SB6.0-1SP-US-40 | Inverters | 6000 |  | 1 |  |  | 0.96 |  | Outdoor | Next To Meter
Solar Registration Program | NJSRRE1540817188 | North Plainfield | 7063 | 10 | 15.66 | Residential | Yes | Behind the Meter | Sunrun Installation Services, Inc. | PSE&G | Accepted | 2019-04-03 | 2019-04-04 | 2020-04-04 | REC Solar | REC290TP2 BLK | Solar Panels |  | 0.29 | 22 | 322 | 27 |  | Fixed | Roof
Solar Registration Program | NJSRRE1540817188 | North Plainfield | 7063 | 10 | 15.66 | Residential | Yes | Behind the Meter | Sunrun Installation Services, Inc. | PSE&G | Accepted | 2019-04-03 | 2019-04-04 | 2020-04-04 | REC Solar | REC290TP2 BLK | Solar Panels |  | 0.29 | 32 | 141 | 27 |  | Fixed | Roof
Solar Registration Program | NJSRRE1540817188 | North Plainfield | 7063 | 10 | 15.66 | Residential | Yes | Behind the Meter | Sunrun Installation Services, Inc. | PSE&G | Accepted | 2019-04-03 | 2019-04-04 | 2020-04-04 | SolarEdge Technologies | SE11400H-USRGM | Inverters | 11400 |  | 1 |  |  | 0.96 |  | Outdoor | Near Main Panel
Solar Registration Program | NJSRRE1540817188 | North Plainfield | 7063 | 10 | 15.66 | Residential | Yes | Behind the Meter | Sunrun Installation Services, Inc. | PSE&G | Accepted | 2019-04-03 | 2019-04-04 | 2020-04-04 | SolarEdge Technologies | SE3000H-USRGM | Inverters | 3000 |  | 1 |  |  | 0.96 |  | Outdoor | Near Main Panel
Solar Registration Program | NJSRRE1541045927 | Wayne | 7470 | 6 | 15.66 | Residential | Yes | Behind the Meter | Sunrun Installation Services, Inc. | PSE&G | Accepted | 2019-05-27 | 2019-05-30 | 2020-05-30 | REC Solar | REC290TP2 BLK | Solar Panels |  | 0.29 | 25 | 168 | 10 |  | Fixed | Roof
Solar Registration Program | NJSRRE1541045927 | Wayne | 7470 | 6 | 15.66 | Residential | Yes | Behind the Meter | Sunrun Installation Services, Inc. | PSE&G | Accepted | 2019-05-27 | 2019-05-30 | 2020-05-30 | REC Solar | REC290TP2 BLK | Solar Panels |  | 0.29 | 29 | 168 | 10 |  | Fixed | Roof
Solar Registration Program | NJSRRE1541045927 | Wayne | 7470 | 6 | 15.66 | Residential | Yes | Behind the Meter | Sunrun Installation Services, Inc. | PSE&G | Accepted | 2019-05-27 | 2019-05-30 | 2020-05-30 | SMA America | SB6.0-1SP-US-40 | Inverters | 6000 |  | 1 |  |  | 0.96 |  | Outdoor | Next To Meter
Solar Registration Program | NJSRRE1541045927 | Wayne | 7470 | 6 | 15.66 | Residential | Yes | Behind the Meter | Sunrun Installation Services, Inc. | PSE&G | Accepted | 2019-05-27 | 2019-05-30 | 2020-05-30 | SMA America | SB7.0-1SP-US-40 | Inverters | 7000 |  | 1 |  |  | 0.96 |  | Outdoor | Next To Meter
Solar Registration Program | NJSRRE1541480781 | Bridgewater | 8807 | 5 | 15.66 | Residential | Yes | Behind the Meter | Solar Energy World | JCP&L | Accepted | 2019-06-25 | 2019-06-28 | 2020-06-28 | LONGi Green Energy Technology | LR6-60-290M | Solar Panels |  | 0.29 | 54 | 181 | 18 |  | Fixed | Roof
Solar Registration Program | NJSRRE1541480781 | Bridgewater | 8807 | 5 | 15.66 | Residential | Yes | Behind the Meter | Solar Energy World | JCP&L | Accepted | 2019-06-25 | 2019-06-28 | 2020-06-28 | Solar Edge | SE10000H-USRGM | Inverters | 10000 |  | 1 |  |  | 0.98 |  | Outside | near meter
Solar Registration Program | NJSRRE1541480781 | Bridgewater | 8807 | 5 | 15.66 | Residential | Yes | Behind the Meter | Solar Energy World | JCP&L | Accepted | 2019-06-25 | 2019-06-28 | 2020-06-28 | Solar Edge | SE3000H-USRGM | Inverters | 3000 |  | 1 |  |  | 0.982 |  | Outside | near meter
Solar Registration Program | NJSRRE1541730105 | Morganville | 7751 | 17 | 15.66 | Residential | Yes | Behind the Meter | Sunrun Installation Services, Inc. | JCP&L | Accepted | 2019-08-01 | 2019-08-06 | 2020-08-06 | REC Solar | REC290TP2 BLK | Solar Panels |  | 0.29 | 16 | 243 | 34 |  | Fixed | Roof
Solar Registration Program | NJSRRE1541730105 | Morganville | 7751 | 17 | 15.66 | Residential | Yes | Behind the Meter | Sunrun Installation Services, Inc. | JCP&L | Accepted | 2019-08-01 | 2019-08-06 | 2020-08-06 | REC Solar | REC290TP2 BLK | Solar Panels |  | 0.29 | 17 | 154 | 35 |  | Fixed | Roof
Solar Registration Program | NJSRRE1541730105 | Morganville | 7751 | 17 | 15.66 | Residential | Yes | Behind the Meter | Sunrun Installation Services, Inc. | JCP&L | Accepted | 2019-08-01 | 2019-08-06 | 2020-08-06 | REC Solar | REC290TP2 BLK | Solar Panels |  | 0.29 | 11 | 335 | 18 |  | Fixed | Roof
Solar Registration Program | NJSRRE1541730105 | Morganville | 7751 | 17 | 15.66 | Residential | Yes | Behind the Meter | Sunrun Installation Services, Inc. | JCP&L | Accepted | 2019-08-01 | 2019-08-06 | 2020-08-06 | REC Solar | REC290TP2 BLK | Solar Panels |  | 0.29 | 10 | 65 | 23 |  | Fixed | Roof
Solar Registration Program | NJSRRE1541730105 | Morganville | 7751 | 17 | 15.66 | Residential | Yes | Behind the Meter | Sunrun Installation Services, Inc. | JCP&L | Accepted | 2019-08-01 | 2019-08-06 | 2020-08-06 | SolarEdge Technologies | SE7600A-USS2RGM | Inverters | 7600 |  | 1 |  |  | 0.96 |  | Outdoor | Next To Meter
Solar Registration Program | NJSRRE1541730105 | Morganville | 7751 | 17 | 15.66 | Residential | Yes | Behind the Meter | Sunrun Installation Services, Inc. | JCP&L | Accepted | 2019-08-01 | 2019-08-06 | 2020-08-06 | SolarEdge Technologies | SE5000H-USRGM | Inverters | 5000 |  | 1 |  |  | 0.96 |  | Outdoor | Next To Meter
Solar Registration Program | NJSRRE1541730105 | Morganville | 7751 | 17 | 15.66 | Residential | Yes | Behind the Meter | Sunrun Installation Services, Inc. | JCP&L | Accepted | 2019-08-01 | 2019-08-06 | 2020-08-06 | LG Chem | RESU 10H SEG | Electric Storage Battery |  |  | 1 |  |  |  | Lithium Ion |  | outside
Solar Registration Program | NJSRRE1543421556 | Perth Amboy | 8861 | 11 | 15.66 | Residential | Yes | Behind the Meter | Sunrun Installation Services, Inc. | PSE&G | Accepted | 2019-11-19 | 2019-11-22 | 2020-11-22 | REC Solar | REC290TP2 BLK | Solar Panels |  | 0.29 | 16 | 21 | 40 |  | Fixed | Roof
Solar Registration Program | NJSRRE1543421556 | Perth Amboy | 8861 | 11 | 15.66 | Residential | Yes | Behind the Meter | Sunrun Installation Services, Inc. | PSE&G | Accepted | 2019-11-19 | 2019-11-22 | 2020-11-22 | REC Solar | REC290TP2 BLK | Solar Panels |  | 0.29 | 6 | 21 | 40 |  | Fixed | Roof
Solar Registration Program | NJSRRE1543421556 | Perth Amboy | 8861 | 11 | 15.66 | Residential | Yes | Behind the Meter | Sunrun Installation Services, Inc. | PSE&G | Accepted | 2019-11-19 | 2019-11-22 | 2020-11-22 | REC Solar | REC290TP2 BLK | Solar Panels |  | 0.29 | 26 | 21 | 9 |  | Fixed | Roof
Solar Registration Program | NJSRRE1543421556 | Perth Amboy | 8861 | 11 | 15.66 | Residential | Yes | Behind the Meter | Sunrun Installation Services, Inc. | PSE&G | Accepted | 2019-11-19 | 2019-11-22 | 2020-11-22 | REC Solar | REC290TP2 BLK | Solar Panels |  | 0.29 | 6 | 21 | 9 |  | Fixed | Roof
Solar Registration Program | NJSRRE1543421556 | Perth Amboy | 8861 | 11 | 15.66 | Residential | Yes | Behind the Meter | Sunrun Installation Services, Inc. | PSE&G | Accepted | 2019-11-19 | 2019-11-22 | 2020-11-22 | Delta Electronics | M4-TL-US | Inverters | 3840 |  | 1 |  |  | 0.96 |  | Outdoor | Next To Meter
Solar Registration Program | NJSRRE1543421556 | Perth Amboy | 8861 | 11 | 15.66 | Residential | Yes | Behind the Meter | Sunrun Installation Services, Inc. | PSE&G | Accepted | 2019-11-19 | 2019-11-22 | 2020-11-22 | Delta Electronics | M10-TL-US | Inverters | 9600 |  | 1 |  |  | 0.96 |  | Outdoor | Next To Meter
Solar Registration Program | NJSRRE1542687271 | Lakewood | 8701 | 18 | 15.68 | Residential | No | Behind the Meter | Skyline Solar LLC | JCP&L | Accepted | 2019-10-29 | 2019-10-31 | 2020-10-31 | Jinko Solar | JKM-320M-60 | Solar Panels |  | 0.32 | 49 | 162 | 38 |  | Fixed | Roof
Solar Registration Program | NJSRRE1542687271 | Lakewood | 8701 | 18 | 15.68 | Residential | No | Behind the Meter | Skyline Solar LLC | JCP&L | Accepted | 2019-10-29 | 2019-10-31 | 2020-10-31 | Solaredge | SE11400H-US RGM | Inverters | 114000 |  | 1 |  |  | 0.99 |  | Outside | Next to Meter
Solar Registration Program | NJSRRE1543651811 | Howell | 7731 | 17 | 15.68 | Residential | No | Behind the Meter | Powerlutions | JCP&L | Accepted | 2019-12-23 | 2019-12-27 | 2020-12-27 | Axitec | AC-320MH/120S | Solar Panels |  | 0.32 | 49 | 275 | 19 |  | Fixed | Roof
Solar Registration Program | NJSRRE1543651811 | Howell | 7731 | 17 | 15.68 | Residential | No | Behind the Meter | Powerlutions | JCP&L | Accepted | 2019-12-23 | 2019-12-27 | 2020-12-27 | Solar Edge | SE14.4KUS | Inverters | 14.4 |  | 1 |  |  | 0.99 |  | Outdoor | near meter
Solar Registration Program | NJSRRE1543651863 | Howell | 7731 | 17 | 15.68 | Commercial | No | Behind the Meter | Powerlutions | JCP&L | Accepted | 2019-12-23 | 2019-12-27 | 2020-12-27 | Axitec | AC-320MH/120S | Solar Panels |  | 0.32 | 49 | 275 | 19 |  | Fixed | Roof
Solar Registration Program | NJSRRE1543651863 | Howell | 7731 | 17 | 15.68 | Commercial | No | Behind the Meter | Powerlutions | JCP&L | Accepted | 2019-12-23 | 2019-12-27 | 2020-12-27 | Solar Edge | SE14.4KUS | Inverters | 14.4 |  | 1 |  |  | 0.99 |  | Outdoor | near meter
Solar Registration Program | NJSRRE1543656608 | Howell | 7731 | 17 | 15.68 | Commercial | No | Behind the Meter | Powerlutions | JCP&L | Accepted | 2019-12-23 | 2019-12-27 | 2020-12-27 | Axitec | AC-320MH/120S | Solar Panels |  | 0.32 | 16 | 95 | 19 |  | Fixed | Roof
Solar Registration Program | NJSRRE1543656608 | Howell | 7731 | 17 | 15.68 | Commercial | No | Behind the Meter | Powerlutions | JCP&L | Accepted | 2019-12-23 | 2019-12-27 | 2020-12-27 | Axitec | AC-320MH/120S | Solar Panels |  | 0.32 | 33 | 275 | 33 |  | Fixed | Roof
Solar Registration Program | NJSRRE1543656608 | Howell | 7731 | 17 | 15.68 | Commercial | No | Behind the Meter | Powerlutions | JCP&L | Accepted | 2019-12-23 | 2019-12-27 | 2020-12-27 | Solar Edge | SE14.4KUS | Inverters | 14.4 |  | 1 |  |  | 0.99 |  | Outdoor | near meter
Solar Registration Program | NJSRRE1543657050 | Howell | 7731 | 17 | 15.68 | Commercial | No | Behind the Meter | Powerlutions | JCP&L | Accepted | 2019-12-23 | 2019-12-30 | 2020-12-30 | Axitec | AC-320MH/120S | Solar Panels |  | 0.32 | 49 | 95 | 19 |  | Fixed | Roof
Solar Registration Program | NJSRRE1543657050 | Howell | 7731 | 17 | 15.68 | Commercial | No | Behind the Meter | Powerlutions | JCP&L | Accepted | 2019-12-23 | 2019-12-30 | 2020-12-30 | Solar Edge | SE14.4KUS | Inverters | 14.4 |  | 1 |  |  | 0.99 |  | Outdoor | near meter
Solar Registration Program | NJSRRE1543658640 | Howell | 7731 | 17 | 15.68 | Commercial | No | Behind the Meter | Powerlutions | JCP&L | Accepted | 2019-12-23 | 2019-12-30 | 2020-12-30 | Axitec | AC-320MH/120S | Solar Panels |  | 0.32 | 49 | 95 | 19 |  | Fixed | Roof
Solar Registration Program | NJSRRE1543658640 | Howell | 7731 | 17 | 15.68 | Commercial | No | Behind the Meter | Powerlutions | JCP&L | Accepted | 2019-12-23 | 2019-12-30 | 2020-12-30 | SolarEdge | SE14.4KUS | Inverters | 14.4 |  | 1 |  |  | 0.99 |  | Outdoor | near meter
Solar Registration Program | NJSRRE1543670910 | Howell | 7731 | 17 | 15.68 | Commercial | No | Behind the Meter | Powerlutions | JCP&L | Accepted | 2019-12-23 | 2019-12-30 | 2020-12-30 | Axitec | AC-320MH/120S | Solar Panels |  | 0.32 | 49 | 95 | 19 |  | Fixed | Roof
Solar Registration Program | NJSRRE1543670910 | Howell | 7731 | 17 | 15.68 | Commercial | No | Behind the Meter | Powerlutions | JCP&L | Accepted | 2019-12-23 | 2019-12-30 | 2020-12-30 | SolarEdge | SE14.4KUS | Inverters | 14.4 |  | 1 |  |  | 0.99 |  | Outdoor | near meter
Solar Registration Program | NJSRRE1543672334 | Howell | 7731 | 17 | 15.68 | Commercial | No | Behind the Meter | Powerlutions | JCP&L | Accepted | 2019-12-23 | 2019-12-30 | 2020-12-30 | SolarEdge | SE14.4KUS | Inverters | 14.4 |  | 1 |  |  | 0.99 |  | Outdoor | near meter
Solar Registration Program | NJSRRE1543672334 | Howell | 7731 | 17 | 15.68 | Commercial | No | Behind the Meter | Powerlutions | JCP&L | Accepted | 2019-12-23 | 2019-12-30 | 2020-12-30 | Axitec | AC-320MH/120S | Solar Panels |  | 0.32 | 49 | 95 | 19 |  | Fixed | Roof
Solar Registration Program | NJSRRE1543672350 | Howell | 7731 | 17 | 15.68 | Commercial | No | Behind the Meter | Powerlutions | JCP&L | Accepted | 2019-12-23 | 2019-12-30 | 2020-12-30 | Axitec | AC-320MH/120S | Solar Panels |  | 0.32 | 49 | 95 | 19 |  | Fixed | Roof
Solar Registration Program | NJSRRE1543672350 | Howell | 7731 | 17 | 15.68 | Commercial | No | Behind the Meter | Powerlutions | JCP&L | Accepted | 2019-12-23 | 2019-12-30 | 2020-12-30 | SolarEdge | SE14.4KUS | Inverters | 14.4 |  | 1 |  |  | 0.99 |  | Outdoor | near meter
Solar Registration Program | NJSRRE1543672359 | Howell | 7731 | 17 | 15.68 | Commercial | No | Behind the Meter | Powerlutions | JCP&L | Accepted | 2019-12-23 | 2019-12-30 | 2020-12-30 | Axitec | AC-320MH/120S | Solar Panels |  | 0.32 | 49 | 275 | 19 |  | Fixed | Roof
Solar Registration Program | NJSRRE1543672359 | Howell | 7731 | 17 | 15.68 | Commercial | No | Behind the Meter | Powerlutions | JCP&L | Accepted | 2019-12-23 | 2019-12-30 | 2020-12-30 | SolarEdge | SE14.4KUS | Inverters | 14.4 |  | 1 |  |  | 0.99 |  | Outdoor | near meter
Solar Registration Program | NJSRRE1541031907 | Washington Township | 8012 | 14 | 15.7 | Residential | Yes | Behind the Meter | Castle Energy, LLC | AC Electric | Accepted | 2019-05-22 | 2019-05-28 | 2020-05-28 | Sunpower | SPR E20-327-E-AC | Solar Panels |  | 0.327 | 16 | 261 | 23 |  | Fixed | Roof
Solar Registration Program | NJSRRE1541031907 | Washington Township | 8012 | 14 | 15.7 | Residential | Yes | Behind the Meter | Castle Energy, LLC | AC Electric | Accepted | 2019-05-22 | 2019-05-28 | 2020-05-28 | Sunpower | SPR E20-327-E-AC | Solar Panels |  | 0.327 | 32 | 81 | 23 |  | Fixed | Roof
Solar Registration Program | NJSRRE1541031907 | Washington Township | 8012 | 14 | 15.7 | Residential | Yes | Behind the Meter | Castle Energy, LLC | AC Electric | Accepted | 2019-05-22 | 2019-05-28 | 2020-05-28 | Sunpower | Type E SPR-E20-327-E-AC | Inverters | 320 |  | 48 |  |  | 0.96 |  | Outdoor | On rooftop underneath each solar module
Solar Registration Program | NJSRRE1540216808 | Hillsborough | 8844 | 5 | 15.75 | Residential | Yes | Behind the Meter | Vivint Solar Developer, LLC | PSE&G | Accepted | 2019-01-09 | 2019-01-11 | 2020-01-11 | Hanwha Solar | Q.Peak BLK-G5 315 | Solar Panels |  | 0.315 | 16 | 205 | 37 |  | Fixed | Roof
Solar Registration Program | NJSRRE1540216808 | Hillsborough | 8844 | 5 | 15.75 | Residential | Yes | Behind the Meter | Vivint Solar Developer, LLC | PSE&G | Accepted | 2019-01-09 | 2019-01-11 | 2020-01-11 | Hanwha Solar | Q.Peak BLK-G5 315 | Solar Panels |  | 0.315 | 16 | 25 | 37 |  | Fixed | Roof
Solar Registration Program | NJSRRE1540216808 | Hillsborough | 8844 | 5 | 15.75 | Residential | Yes | Behind the Meter | Vivint Solar Developer, LLC | PSE&G | Accepted | 2019-01-09 | 2019-01-11 | 2020-01-11 | Hanwha Solar | Q.Peak BLK-G5 315 | Solar Panels |  | 0.315 | 9 | 205 | 32 |  | Fixed | Roof
Solar Registration Program | NJSRRE1540216808 | Hillsborough | 8844 | 5 | 15.75 | Residential | Yes | Behind the Meter | Vivint Solar Developer, LLC | PSE&G | Accepted | 2019-01-09 | 2019-01-11 | 2020-01-11 | Hanwha Solar | Q.Peak BLK-G5 315 | Solar Panels |  | 0.315 | 9 | 115 | 37 |  | Fixed | Roof
Solar Registration Program | NJSRRE1540216808 | Hillsborough | 8844 | 5 | 15.75 | Residential | Yes | Behind the Meter | Vivint Solar Developer, LLC | PSE&G | Accepted | 2019-01-09 | 2019-01-11 | 2020-01-11 | Solar Edge | SE3800H-US | Inverters | 3800 |  | 1 |  |  | 0.992 |  | Outdoor | Near the Utility Meter.
Solar Registration Program | NJSRRE1540216808 | Hillsborough | 8844 | 5 | 15.75 | Residential | Yes | Behind the Meter | Vivint Solar Developer, LLC | PSE&G | Accepted | 2019-01-09 | 2019-01-11 | 2020-01-11 | Solar Edge | SE7600H-US | Inverters | 7600 |  | 1 |  |  | 0.992 |  | Outdoor | Near the Utility Meter.
Solar Registration Program | NJSRRE1540369326 | Washington Township | 8080 | 15 | 15.75 | Residential | Yes | Behind the Meter | Ad Energy | AC Electric | Accepted | 2019-02-15 | 2019-02-19 | 2020-02-19 | SunPower | SPR-X21-350-BLK-D-AC | Solar Panels |  | 0.35 | 28 | 129 | 30 |  | Fixed | Roof
Solar Registration Program | NJSRRE1540369326 | Washington Township | 8080 | 15 | 15.75 | Residential | Yes | Behind the Meter | Ad Energy | AC Electric | Accepted | 2019-02-15 | 2019-02-19 | 2020-02-19 | SunPower | SPR-X21-350-BLK-D-AC | Solar Panels |  | 0.35 | 3 | 219 | 40 |  | Fixed | Roof
Solar Registration Program | NJSRRE1540369326 | Washington Township | 8080 | 15 | 15.75 | Residential | Yes | Behind the Meter | Ad Energy | AC Electric | Accepted | 2019-02-15 | 2019-02-19 | 2020-02-19 | SunPower | SPR-X21-350-BLK-D-AC | Solar Panels |  | 0.35 | 8 | 219 | 40 |  | Fixed | Roof
Solar Registration Program | NJSRRE1540369326 | Washington Township | 8080 | 15 | 15.75 | Residential | Yes | Behind the Meter | Ad Energy | AC Electric | Accepted | 2019-02-15 | 2019-02-19 | 2020-02-19 | SunPower | SPR-X21-350-BLK-D-AC | Solar Panels |  | 0.35 | 6 | 219 | 45 |  | Fixed | Roof
Solar Registration Program | NJSRRE1540369326 | Washington Township | 8080 | 15 | 15.75 | Residential | Yes | Behind the Meter | Ad Energy | AC Electric | Accepted | 2019-02-15 | 2019-02-19 | 2020-02-19 | SunPower | SPR-X21-350-BLK-D-AC | Inverters | 320 |  | 45 |  |  | 0.96 |  | Outdoor | At each panel
Solar Registration Program | NJSRRE1540453950 | KENDALL PARK | 8824 | 11 | 15.75 | Residential | Yes | Behind the Meter | Vivint Solar Developer, LLC | PSE&G | Accepted | 2019-03-05 | 2019-03-07 | 2020-03-07 | Hanwha Solar | Q.PEAK BLK-G5 315 | Solar Panels |  | 0.315 | 20 | 329 | 19 |  | Fixed | Roof
Solar Registration Program | NJSRRE1540453950 | KENDALL PARK | 8824 | 11 | 15.75 | Residential | Yes | Behind the Meter | Vivint Solar Developer, LLC | PSE&G | Accepted | 2019-03-05 | 2019-03-07 | 2020-03-07 | Hanwha Solar | Q.PEAK BLK-G5 315 | Solar Panels |  | 0.315 | 15 | 240 | 20 |  | Fixed | Roof
Solar Registration Program | NJSRRE1540453950 | KENDALL PARK | 8824 | 11 | 15.75 | Residential | Yes | Behind the Meter | Vivint Solar Developer, LLC | PSE&G | Accepted | 2019-03-05 | 2019-03-07 | 2020-03-07 | Hanwha Solar | Q.PEAK BLK-G5 315 | Solar Panels |  | 0.315 | 4 | 150 | 20 |  | Fixed | Roof
Solar Registration Program | NJSRRE1540453950 | KENDALL PARK | 8824 | 11 | 15.75 | Residential | Yes | Behind the Meter | Vivint Solar Developer, LLC | PSE&G | Accepted | 2019-03-05 | 2019-03-07 | 2020-03-07 | Hanwha Solar | Q.PEAK BLK-G5 315 | Solar Panels |  | 0.315 | 11 | 150 | 19 |  | Fixed | Roof
Solar Registration Program | NJSRRE1540453950 | KENDALL PARK | 8824 | 11 | 15.75 | Residential | Yes | Behind the Meter | Vivint Solar Developer, LLC | PSE&G | Accepted | 2019-03-05 | 2019-03-07 | 2020-03-07 | Solar Edge | SE7600H-US | Inverters | 7600 |  | 2 |  |  | 0.992 |  | Outdoor | Near the Utility Meter
Solar Registration Program | NJSRRE1540853104 | North Cape May | 8204 | 21 | 15.75 | Residential | Yes | Behind the Meter | SunnyMac LLC | AC Electric | Accepted | 2019-04-17 | 2019-04-19 | 2020-04-19 | Sunpower | SPR-X21-350 | Solar Panels |  | 0.35 | 15 | 212 | 23 |  | Fixed | Pole
Solar Registration Program | NJSRRE1540853104 | North Cape May | 8204 | 21 | 15.75 | Residential | Yes | Behind the Meter | SunnyMac LLC | AC Electric | Accepted | 2019-04-17 | 2019-04-19 | 2020-04-19 | Sunpower | SPR-X21-350 | Solar Panels |  | 0.35 | 11 | 302 | 27 |  | Fixed | Roof
Solar Registration Program | NJSRRE1540853104 | North Cape May | 8204 | 21 | 15.75 | Residential | Yes | Behind the Meter | SunnyMac LLC | AC Electric | Accepted | 2019-04-17 | 2019-04-19 | 2020-04-19 | Sunpower | SPR-X21-350 | Solar Panels |  | 0.35 | 8 | 32 | 23 |  | Fixed | Roof
Solar Registration Program | NJSRRE1540853104 | North Cape May | 8204 | 21 | 15.75 | Residential | Yes | Behind the Meter | SunnyMac LLC | AC Electric | Accepted | 2019-04-17 | 2019-04-19 | 2020-04-19 | Sunpowr | SPR-X21-350 | Solar Panels |  | 0.35 | 11 | 122 | 27 |  | Fixed | Roof
Solar Registration Program | NJSRRE1540853104 | North Cape May | 8204 | 21 | 15.75 | Residential | Yes | Behind the Meter | SunnyMac LLC | AC Electric | Accepted | 2019-04-17 | 2019-04-19 | 2020-04-19 | Sunpower | SPR-X21-350 | Inverters | 0.32 |  | 45 |  |  | 0.99 |  | Outside | Roof
Solar Registration Program | NJSRRE1541135276 | Northvale | 7647 | 7 | 15.75 | Residential | No | Behind the Meter | Vivint Solar Developer, LLC | Orange Rockland Electric | Accepted | 2019-06-18 | 2019-06-18 | 2020-06-18 | Hanwha Solar | Q.PEAK BLK-G5 315 | Solar Panels |  | 0.315 | 3 | 209 | 15 |  | Fixed | Roof
Solar Registration Program | NJSRRE1541135276 | Northvale | 7647 | 7 | 15.75 | Residential | No | Behind the Meter | Vivint Solar Developer, LLC | Orange Rockland Electric | Accepted | 2019-06-18 | 2019-06-18 | 2020-06-18 | Hanwha Solar | Q.PEAK BLK-G5 315 | Solar Panels |  | 0.315 | 7 | 29 | 16 |  | Fixed | Roof
Solar Registration Program | NJSRRE1541135276 | Northvale | 7647 | 7 | 15.75 | Residential | No | Behind the Meter | Vivint Solar Developer, LLC | Orange Rockland Electric | Accepted | 2019-06-18 | 2019-06-18 | 2020-06-18 | Hanhwa Solar | Q.PEAK BLK-G5 315 | Solar Panels |  | 0.315 | 15 | 119 | 31 |  | Fixed | Roof
Solar Registration Program | NJSRRE1541135276 | Northvale | 7647 | 7 | 15.75 | Residential | No | Behind the Meter | Vivint Solar Developer, LLC | Orange Rockland Electric | Accepted | 2019-06-18 | 2019-06-18 | 2020-06-18 | Hanwha Solar | Q.PEAK BLK-G5 315 | Solar Panels |  | 0.315 | 14 | 299 | 31 |  | Fixed | Roof
Solar Registration Program | NJSRRE1541135276 | Northvale | 7647 | 7 | 15.75 | Residential | No | Behind the Meter | Vivint Solar Developer, LLC | Orange Rockland Electric | Accepted | 2019-06-18 | 2019-06-18 | 2020-06-18 | Hanwha Solar | Q.PEAK BLK-G5 315 | Solar Panels |  | 0.315 | 7 | 299 | 30 |  | Fixed | Roof
Solar Registration Program | NJSRRE1541135276 | Northvale | 7647 | 7 | 15.75 | Residential | No | Behind the Meter | Vivint Solar Developer, LLC | Orange Rockland Electric | Accepted | 2019-06-18 | 2019-06-18 | 2020-06-18 | Hanwha Solar | Q.PEAK BLK-G5 315 | Solar Panels |  | 0.315 | 4 | 119 | 23 |  | Fixed | Roof
Solar Registration Program | NJSRRE1541135276 | Northvale | 7647 | 7 | 15.75 | Residential | No | Behind the Meter | Vivint Solar Developer, LLC | Orange Rockland Electric | Accepted | 2019-06-18 | 2019-06-18 | 2020-06-18 | Solar Edge | SE7600H-US | Inverters | 7600 |  | 1 |  |  | 0.992 |  | Outdoor | Near The Utility Meter
Solar Registration Program | NJSRRE1541135276 | Northvale | 7647 | 7 | 15.75 | Residential | No | Behind the Meter | Vivint Solar Developer, LLC | Orange Rockland Electric | Accepted | 2019-06-18 | 2019-06-18 | 2020-06-18 | Solar Edge | SE3800H-US | Inverters | 3800 |  | 1 |  |  | 0.992 |  | Outdoor | Near the Utility Meter
Solar Registration Program | NJSRRE1541698882 | Erma | 8204 | 21 | 15.75 | Residential | Yes | Behind the Meter | All Season Solar | AC Electric | Final As-Built Received | 2019-07-24 | 2019-07-26 | 2020-07-26 | Trina | TSM DD05H 05II 310W AUG 2019 | Solar Panels |  | 0.31 | 12 | 211 | 14 |  | Fixed | Roof
Solar Registration Program | NJSRRE1541698882 | Erma | 8204 | 21 | 15.75 | Residential | Yes | Behind the Meter | All Season Solar | AC Electric | Final As-Built Received | 2019-07-24 | 2019-07-26 | 2020-07-26 | Trina | TSM DD05A.05II 305W MAR 2019 | Solar Panels |  | 0.305 | 7 | 211 | 29 |  | Fixed | Roof
Solar Registration Program | NJSRRE1541698882 | Erma | 8204 | 21 | 15.75 | Residential | Yes | Behind the Meter | All Season Solar | AC Electric | Final As-Built Received | 2019-07-24 | 2019-07-26 | 2020-07-26 | Trina | TSM DD05H 05II 310W AUG 2019 | Solar Panels |  | 0.31 | 8 | 211 | 29 |  | Fixed | Roof
Solar Registration Program | NJSRRE1541698882 | Erma | 8204 | 21 | 15.75 | Residential | Yes | Behind the Meter | All Season Solar | AC Electric | Final As-Built Received | 2019-07-24 | 2019-07-26 | 2020-07-26 | Trina | TSM DD05A.05II 305W MAR 2019 | Solar Panels |  | 0.305 | 6 | 31 | 29 |  | Fixed | Roof
Solar Registration Program | NJSRRE1541698882 | Erma | 8204 | 21 | 15.75 | Residential | Yes | Behind the Meter | All Season Solar | AC Electric | Final As-Built Received | 2019-07-24 | 2019-07-26 | 2020-07-26 | Trina | TSM DD05H 05II 310W AUG 2019 | Solar Panels |  | 0.31 | 6 | 211 | 29 |  | Fixed | Roof
Solar Registration Program | NJSRRE1541698882 | Erma | 8204 | 21 | 15.75 | Residential | Yes | Behind the Meter | All Season Solar | AC Electric | Final As-Built Received | 2019-07-24 | 2019-07-26 | 2020-07-26 | Trina | TSM DD05H.05II 310W AUG 2019 | Solar Panels |  | 0.31 | 12 | 31 | 14 |  | Fixed | Roof
Solar Registration Program | NJSRRE1541698882 | Erma | 8204 | 21 | 15.75 | Residential | Yes | Behind the Meter | All Season Solar | AC Electric | Final As-Built Received | 2019-07-24 | 2019-07-26 | 2020-07-26 | Enphase | IQ7 | Inverters | 240 |  | 51 |  |  | 0.97 |  | Outdoor | Under Module
Solar Registration Program | NJSRRE1541698882 | Erma | 8204 | 21 | 15.75 | Residential | Yes | Behind the Meter | All Season Solar | AC Electric | Final As-Built Received | 2019-07-24 | 2019-07-26 | 2020-07-26 | Itron | Centron | Meters |  |  | 1 |  |  |  | Yes | Outdoor
Solar Registration Program | NJSRRE1541788310 | Wayne | 7470 | 6 | 15.75 | Residential | No | Behind the Meter | Trinity Solar | PSE&G | Accepted | 2019-08-05 | 2019-08-08 | 2020-08-08 | Hanwha | Q.PEAK DUO BLK-G5 315 | Solar Panels |  | 0.315 | 27 | 237 | 23 |  | Fixed | Roof
Solar Registration Program | NJSRRE1541788310 | Wayne | 7470 | 6 | 15.75 | Residential | No | Behind the Meter | Trinity Solar | PSE&G | Accepted | 2019-08-05 | 2019-08-08 | 2020-08-08 | Hanwha | Q.PEAK DUO BLK-G5 315 | Solar Panels |  | 0.315 | 23 | 57 | 23 |  | Fixed | Roof
Solar Registration Program | NJSRRE1541788310 | Wayne | 7470 | 6 | 15.75 | Residential | No | Behind the Meter | Trinity Solar | PSE&G | Accepted | 2019-08-05 | 2019-08-08 | 2020-08-08 | Solar Edge | SE7600 | Inverters | 7600 |  | 1 |  |  | 0.97 |  | Outside | side of home
Solar Registration Program | NJSRRE1541788310 | Wayne | 7470 | 6 | 15.75 | Residential | No | Behind the Meter | Trinity Solar | PSE&G | Accepted | 2019-08-05 | 2019-08-08 | 2020-08-08 | Solar Edge | SE6000 | Inverters | 6000 |  | 1 |  |  | 0.97 |  | Outside | side of home
Solar Registration Program | NJSRRE1541804158 | Rahway | 7065 | 10 | 15.75 | Residential | Yes | Behind the Meter | Pro Custom Solar dba Momentum Solar | PSE&G | Accepted | 2019-08-08 | 2019-08-23 | 2020-08-23 | LG ELECTRONICS | LG 335N1C-A5 | Solar Panels |  | 0.335 | 21 | 108 | 30 |  | Fixed | Roof
Solar Registration Program | NJSRRE1541804158 | Rahway | 7065 | 10 | 15.75 | Residential | Yes | Behind the Meter | Pro Custom Solar dba Momentum Solar | PSE&G | Accepted | 2019-08-08 | 2019-08-23 | 2020-08-23 | LG ELECTRONICS | LG 335N1C-A5 | Solar Panels |  | 0.335 | 26 | 288 | 30 |  | Fixed | Roof
Solar Registration Program | NJSRRE1541804158 | Rahway | 7065 | 10 | 15.75 | Residential | Yes | Behind the Meter | Pro Custom Solar dba Momentum Solar | PSE&G | Accepted | 2019-08-08 | 2019-08-23 | 2020-08-23 | Enphase Energy | IQ7-60-2-US | Inverters | 250 |  | 47 |  |  | 0.97 |  | Outdoor | Roof
Solar Registration Program | NJSRRE1541815036 | Asbury Park | 7712 | 17 | 15.75 | Residential | Yes | Behind the Meter | Vivint Solar Developer, LLC | JCP&L | Accepted | 2019-09-05 | 2019-09-06 | 2020-09-06 | Hanwha Solar | Q.PEAK BLK-G5 315 | Solar Panels |  | 0.315 | 31 | 198 | 19 |  | Fixed | Roof
Solar Registration Program | NJSRRE1541815036 | Asbury Park | 7712 | 17 | 15.75 | Residential | Yes | Behind the Meter | Vivint Solar Developer, LLC | JCP&L | Accepted | 2019-09-05 | 2019-09-06 | 2020-09-06 | Hanwha Solar | Q.PEAK BLK-G5 315 | Solar Panels |  | 0.315 | 19 | 198 | 19 |  | Fixed | Roof
Solar Registration Program | NJSRRE1541815036 | Asbury Park | 7712 | 17 | 15.75 | Residential | Yes | Behind the Meter | Vivint Solar Developer, LLC | JCP&L | Accepted | 2019-09-05 | 2019-09-06 | 2020-09-06 | Solar Edge | SE7600H-US | Inverters | 7600 |  | 1 |  |  | 0.992 |  | Outdoor | Near the Utility Meter
Solar Registration Program | NJSRRE1541815036 | Asbury Park | 7712 | 17 | 15.75 | Residential | Yes | Behind the Meter | Vivint Solar Developer, LLC | JCP&L | Accepted | 2019-09-05 | 2019-09-06 | 2020-09-06 | Solar Edge | SE3800H-US | Inverters | 3800 |  | 1 |  |  | 0.992 |  | Outdoor | Near the Utility Meter
Solar Registration Program | NJSRRE1541844559 | Forked River | 8731 | 18 | 15.75 | Residential | Yes | Behind the Meter | Vivint Solar Developer, LLC | JCP&L | Accepted | 2019-08-20 | 2019-08-23 | 2020-08-23 | HANWHA SOLAR | Q.PEAK BLK-G5 315 | Solar Panels |  | 0.315 | 27 | 112 | 17 |  | Fixed | Roof
Solar Registration Program | NJSRRE1541844559 | Forked River | 8731 | 18 | 15.75 | Residential | Yes | Behind the Meter | Vivint Solar Developer, LLC | JCP&L | Accepted | 2019-08-20 | 2019-08-23 | 2020-08-23 | HANWHA SOLAR | Q.PEAK BLK-G5 315 | Solar Panels |  | 0.315 | 14 | 292 | 17 |  | Fixed | Roof
Solar Registration Program | NJSRRE1541844559 | Forked River | 8731 | 18 | 15.75 | Residential | Yes | Behind the Meter | Vivint Solar Developer, LLC | JCP&L | Accepted | 2019-08-20 | 2019-08-23 | 2020-08-23 | HANWHA SOLAR | Q.PEAK BLK-G5 315 | Solar Panels |  | 0.315 | 9 | 292 | 17 |  | Fixed | Roof
Solar Registration Program | NJSRRE1541844559 | Forked River | 8731 | 18 | 15.75 | Residential | Yes | Behind the Meter | Vivint Solar Developer, LLC | JCP&L | Accepted | 2019-08-20 | 2019-08-23 | 2020-08-23 | SOLAREDGE | SE7600H-US | Inverters | 7600 |  | 1 |  |  | 0.992 |  | Outdoor | near The Utility Meter
Solar Registration Program | NJSRRE1541844559 | Forked River | 8731 | 18 | 15.75 | Residential | Yes | Behind the Meter | Vivint Solar Developer, LLC | JCP&L | Accepted | 2019-08-20 | 2019-08-23 | 2020-08-23 | SOLAREDGE | SE3800H-US | Inverters | 3800 |  | 1 |  |  | 0.992 |  | Outdoor | Near the utility Meter
Solar Registration Program | NJSRRE1541880953 | PLEASANTVILLE | 8232 | 19 | 15.75 | Residential | Yes | Behind the Meter | Pro Custom Solar dba Momentum Solar | AC Electric | Accepted | 2019-08-23 | 2019-08-28 | 2020-08-28 | HANWHA | Q.PEAK DUO BLK-G5 315 | Solar Panels |  | 0.315 | 36 | 208 | 29 |  | Fixed | Roof
Solar Registration Program | NJSRRE1541880953 | PLEASANTVILLE | 8232 | 19 | 15.75 | Residential | Yes | Behind the Meter | Pro Custom Solar dba Momentum Solar | AC Electric | Accepted | 2019-08-23 | 2019-08-28 | 2020-08-28 | HANWHA | Q.PEAK DUO BLK-G5 315 | Solar Panels |  | 0.315 | 14 | 28 | 27 |  | Fixed | Roof
Solar Registration Program | NJSRRE1541880953 | PLEASANTVILLE | 8232 | 19 | 15.75 | Residential | Yes | Behind the Meter | Pro Custom Solar dba Momentum Solar | AC Electric | Accepted | 2019-08-23 | 2019-08-28 | 2020-08-28 | Enphase Energy | IQ6-60-2-US | Inverters | 240 |  | 50 |  |  | 0.97 |  | Outdoor | 1
Solar Registration Program | NJSRRE1542421735 | KEYPORT | 7735 | 17 | 15.75 | Residential | Yes | Behind the Meter | Vivint Solar Developer, LLC | JCP&L | Accepted | 2019-09-19 | 2019-09-23 | 2020-09-23 | HANWHA SOLAR | Q.PEAK BLK-G5 315 | Solar Panels |  | 0.315 | 5 | 159 | 32 |  | Fixed | Roof
Solar Registration Program | NJSRRE1542421735 | KEYPORT | 7735 | 17 | 15.75 | Residential | Yes | Behind the Meter | Vivint Solar Developer, LLC | JCP&L | Accepted | 2019-09-19 | 2019-09-23 | 2020-09-23 | HANWHA SOLAR | Q.PEAK BLK-G5 315 | Solar Panels |  | 0.315 | 12 | 249 | 32 |  | Fixed | Roof
Solar Registration Program | NJSRRE1542421735 | KEYPORT | 7735 | 17 | 15.75 | Residential | Yes | Behind the Meter | Vivint Solar Developer, LLC | JCP&L | Accepted | 2019-09-19 | 2019-09-23 | 2020-09-23 | HANWHA SOLAR | Q.PEAK BLK-G5 315 | Solar Panels |  | 0.315 | 25 | 69 | 32 |  | Fixed | Roof
Solar Registration Program | NJSRRE1542421735 | KEYPORT | 7735 | 17 | 15.75 | Residential | Yes | Behind the Meter | Vivint Solar Developer, LLC | JCP&L | Accepted | 2019-09-19 | 2019-09-23 | 2020-09-23 | HANWHA SOLAR | Q.PEAK BLK-G5 315 | Solar Panels |  | 0.315 | 5 | 339 | 32 |  | Fixed | Roof
Solar Registration Program | NJSRRE1542421735 | KEYPORT | 7735 | 17 | 15.75 | Residential | Yes | Behind the Meter | Vivint Solar Developer, LLC | JCP&L | Accepted | 2019-09-19 | 2019-09-23 | 2020-09-23 | HANWHA SOLAR | Q.PEAK BLK-G5 315 | Solar Panels |  | 0.315 | 3 | 339 | 23 |  | Fixed | Roof
Solar Registration Program | NJSRRE1542421735 | KEYPORT | 7735 | 17 | 15.75 | Residential | Yes | Behind the Meter | Vivint Solar Developer, LLC | JCP&L | Accepted | 2019-09-19 | 2019-09-23 | 2020-09-23 | SOLAR EDGE | SE3800H-US | Inverters | 3800 |  | 1 |  |  | 0.992 |  | Outdoor | NEAR UTILITY METER
Solar Registration Program | NJSRRE1542421735 | KEYPORT | 7735 | 17 | 15.75 | Residential | Yes | Behind the Meter | Vivint Solar Developer, LLC | JCP&L | Accepted | 2019-09-19 | 2019-09-23 | 2020-09-23 | SOLAR EDGE | SE7600H-US | Inverters | 7600 |  | 1 |  |  | 0.992 |  | Outdoor | NEAR UTILITY METER
Solar Registration Program | NJSRRE1542497221 | atco | 8004 | 14 | 15.75 | Commercial | No | Behind the Meter | Maier Solar Engineering dba Solar Me | AC Electric | Accepted | 2019-10-02 | 2019-10-04 | 2020-10-04 | LG | LG375Q1C-V5 | Solar Panels |  | 0.375 | 23 | 220 | 40 |  | Fixed | Roof
Solar Registration Program | NJSRRE1542497221 | atco | 8004 | 14 | 15.75 | Commercial | No | Behind the Meter | Maier Solar Engineering dba Solar Me | AC Electric | Accepted | 2019-10-02 | 2019-10-04 | 2020-10-04 | LG | LG375Q1C-V5 | Solar Panels |  | 0.375 | 12 | 40 | 20 |  | Fixed | Roof
Solar Registration Program | NJSRRE1542497221 | atco | 8004 | 14 | 15.75 | Commercial | No | Behind the Meter | Maier Solar Engineering dba Solar Me | AC Electric | Accepted | 2019-10-02 | 2019-10-04 | 2020-10-04 | LG | LG375Q1C-V5 | Solar Panels |  | 0.375 | 5 | 130 | 40 |  | Fixed | Roof
Solar Registration Program | NJSRRE1542497221 | atco | 8004 | 14 | 15.75 | Commercial | No | Behind the Meter | Maier Solar Engineering dba Solar Me | AC Electric | Accepted | 2019-10-02 | 2019-10-04 | 2020-10-04 | LG | LG375Q1C-V5 | Solar Panels |  | 0.375 | 2 | 220 | 40 |  | Fixed | Roof
Solar Registration Program | NJSRRE1542497221 | atco | 8004 | 14 | 15.75 | Commercial | No | Behind the Meter | Maier Solar Engineering dba Solar Me | AC Electric | Accepted | 2019-10-02 | 2019-10-04 | 2020-10-04 | Enphase | IQ7+ | Inverters | 290 |  | 42 |  |  | 0.96 |  | Outdoor | Next to meter
Solar Registration Program | NJSRRE1542523638 | Swedesboro | 8085 | 15 | 15.75 | Residential | Yes | Behind the Meter | Suntuity Solar LLC | AC Electric | Accepted | 2019-10-10 | 2019-10-14 | 2020-10-14 | Yingli Green Energy | YL315D-30b | Solar Panels |  | 0.315 | 21 | 185 | 43 |  | Fixed | Roof
Solar Registration Program | NJSRRE1542523638 | Swedesboro | 8085 | 15 | 15.75 | Residential | Yes | Behind the Meter | Suntuity Solar LLC | AC Electric | Accepted | 2019-10-10 | 2019-10-14 | 2020-10-14 | Yingli Green Energy | YL315D-30b | Solar Panels |  | 0.315 | 25 | 275 | 32 |  | Fixed | Roof
Solar Registration Program | NJSRRE1542523638 | Swedesboro | 8085 | 15 | 15.75 | Residential | Yes | Behind the Meter | Suntuity Solar LLC | AC Electric | Accepted | 2019-10-10 | 2019-10-14 | 2020-10-14 | Yingli Green Energy | YL315D-30b | Solar Panels |  | 0.315 | 4 | 185 | 28 |  | Fixed | Roof
Solar Registration Program | NJSRRE1542523638 | Swedesboro | 8085 | 15 | 15.75 | Residential | Yes | Behind the Meter | Suntuity Solar LLC | AC Electric | Accepted | 2019-10-10 | 2019-10-14 | 2020-10-14 | Enphase Energy | IQ7-60-2-US | Inverters | 240 |  | 50 |  |  | 0.97 |  | Outdoor | Behind the PV Modules
Solar Registration Program | NJSRRE1542548456 | Springfield | 7081 | 10 | 15.75 | Residential | Yes | Behind the Meter | Vivint Solar Developer, LLC | JCP&L | Accepted | 2019-10-16 | 2019-10-18 | 2020-10-18 | Hanwha Solar | Q.PEAK BLK-G5 315 | Solar Panels |  | 0.315 | 23 | 358 | 26 |  | Fixed | Roof
Solar Registration Program | NJSRRE1542548456 | Springfield | 7081 | 10 | 15.75 | Residential | Yes | Behind the Meter | Vivint Solar Developer, LLC | JCP&L | Accepted | 2019-10-16 | 2019-10-18 | 2020-10-18 | SolarEdge | Q.PEAK BLK-G5 315 | Solar Panels |  | 0.315 | 27 | 178 | 26 |  | Fixed | Roof
Solar Registration Program | NJSRRE1542548456 | Springfield | 7081 | 10 | 15.75 | Residential | Yes | Behind the Meter | Vivint Solar Developer, LLC | JCP&L | Accepted | 2019-10-16 | 2019-10-18 | 2020-10-18 | SolarEdge | SE7600H-US | Inverters | 7600 |  | 1 |  |  | 0.992 |  | Outdoor | Near the Utility Meter
Solar Registration Program | NJSRRE1542548456 | Springfield | 7081 | 10 | 15.75 | Residential | Yes | Behind the Meter | Vivint Solar Developer, LLC | JCP&L | Accepted | 2019-10-16 | 2019-10-18 | 2020-10-18 | SolarEdge | SE3800H-US | Inverters | 3800 |  | 1 |  |  | 0.992 |  | Outdoor | Near the Utility Meter
Solar Registration Program | NJSRRE1542574955 | SICKLERVILLE | 8081 | 14 | 15.75 | Residential | Yes | Behind the Meter | Vivint Solar Developer, LLC | AC Electric | Accepted | 2019-10-22 | 2019-10-24 | 2020-10-24 | Hanwha | Q.PEAK BLK-G5 315 | Solar Panels |  | 0.315 | 24 | 154 | 20 |  | Fixed | Roof
Solar Registration Program | NJSRRE1542574955 | SICKLERVILLE | 8081 | 14 | 15.75 | Residential | Yes | Behind the Meter | Vivint Solar Developer, LLC | AC Electric | Accepted | 2019-10-22 | 2019-10-24 | 2020-10-24 | Hanwha Q | .PEAK DUO BLK-G5 315 | Solar Panels |  | 0.315 | 15 | 334 | 20 |  | Fixed | Roof
Solar Registration Program | NJSRRE1542574955 | SICKLERVILLE | 8081 | 14 | 15.75 | Residential | Yes | Behind the Meter | Vivint Solar Developer, LLC | AC Electric | Accepted | 2019-10-22 | 2019-10-24 | 2020-10-24 | Hanwha | Q.PEAK DUO BLK-G5 315 | Solar Panels |  | 0.315 | 11 | 334 | 10 |  | Fixed | Roof
Solar Registration Program | NJSRRE1542574955 | SICKLERVILLE | 8081 | 14 | 15.75 | Residential | Yes | Behind the Meter | Vivint Solar Developer, LLC | AC Electric | Accepted | 2019-10-22 | 2019-10-24 | 2020-10-24 | Solar Edge | SE7600H-US | Inverters | 7600 |  | 1 |  |  | 0.992 |  | Outdoor | Near the Utility Meter
Solar Registration Program | NJSRRE1542574955 | SICKLERVILLE | 8081 | 14 | 15.75 | Residential | Yes | Behind the Meter | Vivint Solar Developer, LLC | AC Electric | Accepted | 2019-10-22 | 2019-10-24 | 2020-10-24 | Solar Edge | SE3800H-US | Inverters | 3800 |  | 1 |  |  | 0.922 |  | Outdoor | Near the Utility Meter
Solar Registration Program | NJSRRE1542584323 | Toms River | 8757 | 18 | 15.75 | Residential | Yes | Behind the Meter | Suntuity Solar LLC | JCP&L | Accepted | 2019-10-25 | 2019-10-28 | 2020-10-28 | Yingli Green Energy | YL315D-30b | Solar Panels |  | 0.315 | 24 | 158 | 19 |  | Fixed | Roof
Solar Registration Program | NJSRRE1542584323 | Toms River | 8757 | 18 | 15.75 | Residential | Yes | Behind the Meter | Suntuity Solar LLC | JCP&L | Accepted | 2019-10-25 | 2019-10-28 | 2020-10-28 | Yingli Green Energy | YL315D-30b | Solar Panels |  | 0.315 | 8 | 158 | 12 |  | Fixed | Roof
Solar Registration Program | NJSRRE1542584323 | Toms River | 8757 | 18 | 15.75 | Residential | Yes | Behind the Meter | Suntuity Solar LLC | JCP&L | Accepted | 2019-10-25 | 2019-10-28 | 2020-10-28 | Yingli Green Energy | YL315D-30b | Solar Panels |  | 0.315 | 18 | 338 | 19 |  | Fixed | Roof
Solar Registration Program | NJSRRE1542584323 | Toms River | 8757 | 18 | 15.75 | Residential | Yes | Behind the Meter | Suntuity Solar LLC | JCP&L | Accepted | 2019-10-25 | 2019-10-28 | 2020-10-28 | Enphase Energy | IQ7-60-2-US | Inverters | 240 |  | 50 |  |  | 0.97 |  | Outdoor | Behind the PV Modules
Solar Registration Program | NJSRRE1542684353 | Dorothy | 8317 | 19 | 15.75 | Residential | No | Behind the Meter | Trinity Solar | AC Electric | Accepted | 2019-10-28 | 2019-10-30 | 2020-10-30 | HANWHA | Q.PEAK DUO BLK-G5 315 | Solar Panels |  | 0.315 | 50 | 180 | 30 |  | Fixed | Roof
Solar Registration Program | NJSRRE1542684353 | Dorothy | 8317 | 19 | 15.75 | Residential | No | Behind the Meter | Trinity Solar | AC Electric | Accepted | 2019-10-28 | 2019-10-30 | 2020-10-30 | Solar Edge | SE6000H-US000BNC4 | Inverters | 12000 |  | 2 |  |  | 0.97 |  | Outside | side of home
Solar Registration Program | NJSRRE1542884172 | Bayville | 8721 | 18 | 15.75 | Residential | No | Behind the Meter | Trinity Solar | JCP&L | Accepted | 2019-11-01 | 2019-11-05 | 2020-11-05 | Hanwha 315 | Q.PEAK DUO BLK-G5 315 | Solar Panels |  | 0.315 | 7 | 10 | 30 |  | Fixed | Roof
Solar Registration Program | NJSRRE1542884172 | Bayville | 8721 | 18 | 15.75 | Residential | No | Behind the Meter | Trinity Solar | JCP&L | Accepted | 2019-11-01 | 2019-11-05 | 2020-11-05 | Hanwha 315 | Q.PEAK DUO BLK-G5 315 | Solar Panels |  | 0.315 | 14 | 190 | 23 |  | Fixed | Roof
Solar Registration Program | NJSRRE1542884172 | Bayville | 8721 | 18 | 15.75 | Residential | No | Behind the Meter | Trinity Solar | JCP&L | Accepted | 2019-11-01 | 2019-11-05 | 2020-11-05 | Hanwha 315 | Q.PEAK DUO BLK-G5 315 | Solar Panels |  | 0.315 | 9 | 190 | 30 |  | Fixed | Roof
Solar Registration Program | NJSRRE1542884172 | Bayville | 8721 | 18 | 15.75 | Residential | No | Behind the Meter | Trinity Solar | JCP&L | Accepted | 2019-11-01 | 2019-11-05 | 2020-11-05 | Hanwha 315 | Q.PEAK DUO BLK-G5 315 | Solar Panels |  | 0.315 | 5 | 10 | 23 |  | Fixed | Roof
Solar Registration Program | NJSRRE1542884172 | Bayville | 8721 | 18 | 15.75 | Residential | No | Behind the Meter | Trinity Solar | JCP&L | Accepted | 2019-11-01 | 2019-11-05 | 2020-11-05 | Hanwha 315 | Q.PEAK DUO BLK-G5 315 | Solar Panels |  | 0.315 | 4 | 100 | 30 |  | Fixed | Roof
Solar Registration Program | NJSRRE1542884172 | Bayville | 8721 | 18 | 15.75 | Residential | No | Behind the Meter | Trinity Solar | JCP&L | Accepted | 2019-11-01 | 2019-11-05 | 2020-11-05 | Hanwha 315 | Q.PEAK DUO BLK-G5 315 | Solar Panels |  | 0.315 | 8 | 280 | 30 |  | Fixed | Roof
Solar Registration Program | NJSRRE1542884172 | Bayville | 8721 | 18 | 15.75 | Residential | No | Behind the Meter | Trinity Solar | JCP&L | Accepted | 2019-11-01 | 2019-11-05 | 2020-11-05 | Hanwha 315 | Q.PEAK DUO BLK-G5 315 | Solar Panels |  | 0.315 | 3 | 190 | 30 |  | Fixed | Roof
Solar Registration Program | NJSRRE1542884172 | Bayville | 8721 | 18 | 15.75 | Residential | No | Behind the Meter | Trinity Solar | JCP&L | Accepted | 2019-11-01 | 2019-11-05 | 2020-11-05 | Solar Edge | SE6000H-US | Inverters | 6000 |  | 2 |  |  | 0.97 |  | Outside | side of home
Solar Registration Program | NJSRRE1543417240 | Absecon | 8201 | 19 | 15.75 | Residential | Yes | Behind the Meter | Trinity Solar | AC Electric | Accepted | 2019-11-18 | 2019-11-20 | 2020-11-20 | Hanwha | Q.PEAK DUO BLK-G5 315 | Solar Panels |  | 0.315 | 15 | 21 | 9 |  | Fixed | Roof
Solar Registration Program | NJSRRE1543417240 | Absecon | 8201 | 19 | 15.75 | Residential | Yes | Behind the Meter | Trinity Solar | AC Electric | Accepted | 2019-11-18 | 2019-11-20 | 2020-11-20 | Hanwha | Q.PEAK DUO BLK-G5 315 | Solar Panels |  | 0.315 | 11 | 201 | 21 |  | Fixed | Roof
Solar Registration Program | NJSRRE1543417240 | Absecon | 8201 | 19 | 15.75 | Residential | Yes | Behind the Meter | Trinity Solar | AC Electric | Accepted | 2019-11-18 | 2019-11-20 | 2020-11-20 | Hanwha | Q.PEAK DUO BLK-G5 315 | Solar Panels |  | 0.315 | 15 | 201 | 9 |  | Fixed | Roof
Solar Registration Program | NJSRRE1543417240 | Absecon | 8201 | 19 | 15.75 | Residential | Yes | Behind the Meter | Trinity Solar | AC Electric | Accepted | 2019-11-18 | 2019-11-20 | 2020-11-20 | Hanwha | Q.PEAK DUO BLK-G5 315 | Solar Panels |  | 0.315 | 9 | 291 | 14 |  | Fixed | Roof
Solar Registration Program | NJSRRE1543417240 | Absecon | 8201 | 19 | 15.75 | Residential | Yes | Behind the Meter | Trinity Solar | AC Electric | Accepted | 2019-11-18 | 2019-11-20 | 2020-11-20 | Solar Edge | SE5000 | Inverters | 5000 |  | 1 |  |  | 0.97 |  | Outside | side of home
Solar Registration Program | NJSRRE1543417240 | Absecon | 8201 | 19 | 15.75 | Residential | Yes | Behind the Meter | Trinity Solar | AC Electric | Accepted | 2019-11-18 | 2019-11-20 | 2020-11-20 | Solar Edge | SE7600 | Inverters | 7600 |  | 1 |  |  | 0.97 |  | Outside | side of home
Solar Registration Program | NJSRRE1543497708 | Upper Deerfield | 8302 | 20 | 15.75 | Residential | No | Behind the Meter | All Season Solar | AC Electric | Accepted | 2019-12-06 | 2019-12-10 | 2020-12-10 | Certain Teed | CT315HC11-04 | Solar Panels |  | 0.315 | 21 | 140 | 22 |  | Fixed | Roof
Solar Registration Program | NJSRRE1543497708 | Upper Deerfield | 8302 | 20 | 15.75 | Residential | No | Behind the Meter | All Season Solar | AC Electric | Accepted | 2019-12-06 | 2019-12-10 | 2020-12-10 | Certain Teed | CT315HC11-04 | Solar Panels |  | 0.315 | 29 | 140 | 21 |  | Fixed | Roof
Solar Registration Program | NJSRRE1543497708 | Upper Deerfield | 8302 | 20 | 15.75 | Residential | No | Behind the Meter | All Season Solar | AC Electric | Accepted | 2019-12-06 | 2019-12-10 | 2020-12-10 | Enphase | IQ7 | Inverters | 240 |  | 50 |  |  | 0.97 |  | Outdoor | Under Module
Solar Registration Program | NJSRRE1543500295 | WAYNE | 7470 | 6 | 15.75 | Residential | Yes | Behind the Meter | Vivint Solar Developer, LLC | PSE&G | Accepted | 2019-12-09 | 2019-12-10 | 2020-12-10 | HANWHA SOLAR | Q.PEAK BLK-G5 315 | Solar Panels |  | 0.315 | 12 | 167 | 45 |  | Fixed | Roof
Solar Registration Program | NJSRRE1543500295 | WAYNE | 7470 | 6 | 15.75 | Residential | Yes | Behind the Meter | Vivint Solar Developer, LLC | PSE&G | Accepted | 2019-12-09 | 2019-12-10 | 2020-12-10 | HANWHA SOLAR | Q.PEAK BLK-G5 315 | Solar Panels |  | 0.315 | 6 | 167 | 44 |  | Fixed | Roof
Solar Registration Program | NJSRRE1543500295 | WAYNE | 7470 | 6 | 15.75 | Residential | Yes | Behind the Meter | Vivint Solar Developer, LLC | PSE&G | Accepted | 2019-12-09 | 2019-12-10 | 2020-12-10 | HANWHA SOLAR | Q.PEAK BLK-G5 315 | Solar Panels |  | 0.315 | 10 | 167 | 44 |  | Fixed | Roof
Solar Registration Program | NJSRRE1543500295 | WAYNE | 7470 | 6 | 15.75 | Residential | Yes | Behind the Meter | Vivint Solar Developer, LLC | PSE&G | Accepted | 2019-12-09 | 2019-12-10 | 2020-12-10 | HANWHA SOLAR | Q.PEAK BLK-G5 315 | Solar Panels |  | 0.315 | 15 | 257 | 33 |  | Fixed | Roof
Solar Registration Program | NJSRRE1543500295 | WAYNE | 7470 | 6 | 15.75 | Residential | Yes | Behind the Meter | Vivint Solar Developer, LLC | PSE&G | Accepted | 2019-12-09 | 2019-12-10 | 2020-12-10 | HANWHA SOLAR | Q.PEAK BLK-G5 315 | Solar Panels |  | 0.315 | 7 | 167 | 45 |  | Fixed | Roof
Solar Registration Program | NJSRRE1543500295 | WAYNE | 7470 | 6 | 15.75 | Residential | Yes | Behind the Meter | Vivint Solar Developer, LLC | PSE&G | Accepted | 2019-12-09 | 2019-12-10 | 2020-12-10 | SOLAREDGE | SE3800H-US | Inverters | 3800 |  | 1 |  |  | 0.992 |  | Outdoor | Near the Utility Meter
Solar Registration Program | NJSRRE1543500295 | WAYNE | 7470 | 6 | 15.75 | Residential | Yes | Behind the Meter | Vivint Solar Developer, LLC | PSE&G | Accepted | 2019-12-09 | 2019-12-10 | 2020-12-10 | SOLAREDGE | SE7600H-US | Inverters | 7600 |  | 1 |  |  | 0.992 |  | Outdoor | Near the Utility Meter
Solar Registration Program | NJSRRE1543553315 | AVALON | 8202 | 21 | 15.75 | Residential | No | Behind the Meter | OCEAN SOLAR | AC Electric | Accepted | 2019-12-16 | 2019-12-19 | 2020-12-19 | LG | LG350 Mono | Solar Panels |  | 0.35 | 26 | 123 | 14 |  | Fixed | Roof
Solar Registration Program | NJSRRE1543553315 | AVALON | 8202 | 21 | 15.75 | Residential | No | Behind the Meter | OCEAN SOLAR | AC Electric | Accepted | 2019-12-16 | 2019-12-19 | 2020-12-19 | LG | LG350 mono | Solar Panels |  | 0.35 | 19 | 303 | 14 |  | Fixed | Roof
Solar Registration Program | NJSRRE1543553315 | AVALON | 8202 | 21 | 15.75 | Residential | No | Behind the Meter | OCEAN SOLAR | AC Electric | Accepted | 2019-12-16 | 2019-12-19 | 2020-12-19 | solar edge | se11.4 | Inverters | 11400 |  | 1 |  |  | 0.99 |  | Outside | next to utility meter
Solar Registration Program | NJSRRE1543570871 | Wall Twp | 7753 | 17 | 15.75 | Residential | No | Behind the Meter | Ecological Systems by Water Wizard, LLC | JCP&L | Accepted | 2019-12-19 | 2019-12-27 | 2020-12-27 | Trina | TSM 235-PAO5 | Solar Panels |  | 0.235 | 67 | 180 | 0.23 |  | Fixed | Roof
Solar Registration Program | NJSRRE1543570871 | Wall Twp | 7753 | 17 | 15.75 | Residential | No | Behind the Meter | Ecological Systems by Water Wizard, LLC | JCP&L | Accepted | 2019-12-19 | 2019-12-27 | 2020-12-27 | SMA | SB 7.0 | Inverters | 7000 |  | 2 |  |  | 0.97 |  | Indoor | inside front garage
Solar Registration Program | NJSRRE1541644512 | Mays Landing | 8330 | 19 | 15.79 | Residential | Yes | Behind the Meter | Sun Up Zero Down | AC Electric | Accepted | 2019-07-15 | 2019-07-22 | 2020-07-22 | Trina | 385 TSM-DE14A(II) | Solar Panels |  | 0.385 | 41 | 180 | 25 |  | Fixed | Ground
Solar Registration Program | NJSRRE1541644512 | Mays Landing | 8330 | 19 | 15.79 | Residential | Yes | Behind the Meter | Sun Up Zero Down | AC Electric | Accepted | 2019-07-15 | 2019-07-22 | 2020-07-22 | Enphase | IQ7PLUS-72-2-US | Inverters | 385 |  | 41 |  |  | 0.976 |  | Other | outside wall
Solar Registration Program | NJSRRE1540993599 | Bridgeton | 8302 | 20 | 15.81 | Residential | Yes | Behind the Meter | Suntuity Solar LLC | AC Electric | Accepted | 2019-05-16 | 2019-05-20 | 2020-05-20 | Yingli Green Energy | YL310D-30b | Solar Panels |  | 0.31 | 47 | 168 | 19 |  | Fixed | Roof
Solar Registration Program | NJSRRE1540993599 | Bridgeton | 8302 | 20 | 15.81 | Residential | Yes | Behind the Meter | Suntuity Solar LLC | AC Electric | Accepted | 2019-05-16 | 2019-05-20 | 2020-05-20 | Yingli Green Energy | YL310D-30b | Solar Panels |  | 0.31 | 4 | 348 | 19 |  | Fixed | Roof
Solar Registration Program | NJSRRE1540993599 | Bridgeton | 8302 | 20 | 15.81 | Residential | Yes | Behind the Meter | Suntuity Solar LLC | AC Electric | Accepted | 2019-05-16 | 2019-05-20 | 2020-05-20 | Enphase Energy | IQ7-60-2-US | Inverters | 240 |  | 51 |  |  | 0.97 |  | Outdoor | Behind the PV Modules
Solar Registration Program | NJSRRE1541675736 | Bayville | 8721 | 18 | 15.81 | Residential | Yes | Behind the Meter | Suntuity Solar LLC | JCP&L | Accepted | 2019-07-17 | 2019-07-18 | 2020-07-18 | Yingli Green Energy | YL310D-30b | Solar Panels |  | 0.31 | 8 | 19 | 24 |  | Fixed | Roof
Solar Registration Program | NJSRRE1541675736 | Bayville | 8721 | 18 | 15.81 | Residential | Yes | Behind the Meter | Suntuity Solar LLC | JCP&L | Accepted | 2019-07-17 | 2019-07-18 | 2020-07-18 | Yingli Green Energy | YL310D-30b | Solar Panels |  | 0.31 | 28 | 199 | 24 |  | Fixed | Roof
Solar Registration Program | NJSRRE1541675736 | Bayville | 8721 | 18 | 15.81 | Residential | Yes | Behind the Meter | Suntuity Solar LLC | JCP&L | Accepted | 2019-07-17 | 2019-07-18 | 2020-07-18 | Yingli Green Energy | YL310D-30b | Solar Panels |  | 0.31 | 15 | 199 | 25 |  | Fixed | Roof
Solar Registration Program | NJSRRE1541675736 | Bayville | 8721 | 18 | 15.81 | Residential | Yes | Behind the Meter | Suntuity Solar LLC | JCP&L | Accepted | 2019-07-17 | 2019-07-18 | 2020-07-18 | Enphase Energy | IQ7-60-2-US | Inverters | 240 |  | 51 |  |  | 0.97 |  | Outdoor | Behind the PV Modules
Solar Registration Program | NJSRRE1541883628 | Bayville | 8721 | 18 | 15.81 | Residential | Yes | Behind the Meter | Suntuity Solar LLC | JCP&L | Accepted | 2019-08-26 | 2019-08-28 | 2020-08-28 | Yingli Green Energy | YL310D-30b | Solar Panels |  | 0.31 | 28 | 285 | 19 |  | Fixed | Roof
Solar Registration Program | NJSRRE1541883628 | Bayville | 8721 | 18 | 15.81 | Residential | Yes | Behind the Meter | Suntuity Solar LLC | JCP&L | Accepted | 2019-08-26 | 2019-08-28 | 2020-08-28 | Yingli Green Energy | YL310D-30b | Solar Panels |  | 0.31 | 23 | 105 | 19 |  | Fixed | Roof
Solar Registration Program | NJSRRE1541883628 | Bayville | 8721 | 18 | 15.81 | Residential | Yes | Behind the Meter | Suntuity Solar LLC | JCP&L | Accepted | 2019-08-26 | 2019-08-28 | 2020-08-28 | Enphase Energy | IQ7-60-2-US | Inverters | 240 |  | 51 |  |  | 0.97 |  | Outdoor | Behind the PV Modules
Solar Registration Program | NJSRRE1542408782 | Jackson | 8527 | 18 | 15.81 | Residential | No | Behind the Meter | Skyline Solar LLC | JCP&L | Accepted | 2019-09-16 | 2019-09-18 | 2020-09-18 | Axitec | AC-310M/60S | Solar Panels |  | 0.31 | 7 | 211 | 22 |  | Fixed | Roof
Solar Registration Program | NJSRRE1542408782 | Jackson | 8527 | 18 | 15.81 | Residential | No | Behind the Meter | Skyline Solar LLC | JCP&L | Accepted | 2019-09-16 | 2019-09-18 | 2020-09-18 | Axitec | AC-310m/60s | Solar Panels |  | 0.31 | 18 | 121 | 12 |  | Fixed | Roof
Solar Registration Program | NJSRRE1542408782 | Jackson | 8527 | 18 | 15.81 | Residential | No | Behind the Meter | Skyline Solar LLC | JCP&L | Accepted | 2019-09-16 | 2019-09-18 | 2020-09-18 | Axitec | AC-310M/60S | Solar Panels |  | 0.31 | 26 | 301 | 12 |  | Fixed | Roof
Solar Registration Program | NJSRRE1542408782 | Jackson | 8527 | 18 | 15.81 | Residential | No | Behind the Meter | Skyline Solar LLC | JCP&L | Accepted | 2019-09-16 | 2019-09-18 | 2020-09-18 | Solaredge | SE10000H-US RGM | Inverters | 10000 |  | 1 |  |  | 0.99 |  | Outdoor | by meter
Solar Registration Program | NJSRRE1542431557 | Ocean Township | 7712 | 17 | 15.81 | Residential | Yes | Behind the Meter | Solar Energy World | JCP&L | Accepted | 2019-09-24 | 2019-09-26 | 2020-09-26 | LONGi Green Energy Technology | LR6-60PE-310M | Solar Panels |  | 0.31 | 51 | 148 | 26 |  | Fixed | Roof
Solar Registration Program | NJSRRE1542431557 | Ocean Township | 7712 | 17 | 15.81 | Residential | Yes | Behind the Meter | Solar Energy World | JCP&L | Accepted | 2019-09-24 | 2019-09-26 | 2020-09-26 | Solar Edge | SE7600H-USRGM | Inverters | 7600 |  | 3 |  |  | 0.98 |  | Outside | near meter
Solar Registration Program | NJSRRE1542540216 | Woodstown | 8098 | 16 | 15.81 | Residential | No | Behind the Meter | Advanced Renewable Solutions | AC Electric | Accepted | 2019-10-14 | 2019-10-16 | 2020-10-16 | TRINA SOLAR | TSM-310DD05A.05 | Solar Panels |  | 0.31 | 51 | 234235145 | 36 |  | Fixed | Roof
Solar Registration Program | NJSRRE1542540216 | Woodstown | 8098 | 16 | 15.81 | Residential | No | Behind the Meter | Advanced Renewable Solutions | AC Electric | Accepted | 2019-10-14 | 2019-10-16 | 2020-10-16 | SOLAR EDGE | SE11400H-US000N-NC2 | Inverters | 114000 |  | 1 |  |  | 0.992 |  | Outdoor | Wall mounted, adjacent to Utility Meter and Disconnect
Solar Registration Program | NJSRRE1542576035 | Mullica Hill | 8062 | 15 | 15.81 | Residential | No | Behind the Meter | Advanced Renewable Solutions | AC Electric | Accepted | 2019-10-22 | 2019-10-24 | 2020-10-24 | TRINA SOLAR | TSM-310DD05A.05 | Solar Panels |  | 0.31 | 51 | 95 | 45 |  | Fixed | Roof
Solar Registration Program | NJSRRE1542576035 | Mullica Hill | 8062 | 15 | 15.81 | Residential | No | Behind the Meter | Advanced Renewable Solutions | AC Electric | Accepted | 2019-10-22 | 2019-10-24 | 2020-10-24 | SOLAR EDGE | SE11400H-00N-NC2 | Inverters | 11400 |  | 1 |  |  | 0.992 |  | Outdoor | Wall mounted, adjacent to the Utility Meter and Disconn
Solar Registration Program | NJSRRE1542684855 | Florence | 8505 | 13 | 15.81 | Residential | No | Behind the Meter | Kopp Electric Company | PSE&G | Accepted | 2019-10-28 | 2019-10-30 | 2020-10-30 | CertainTeed | CT310M11-03 | Solar Panels |  | 0.31 | 8 | 227 | 41 |  | Fixed | Roof
Solar Registration Program | NJSRRE1542684855 | Florence | 8505 | 13 | 15.81 | Residential | No | Behind the Meter | Kopp Electric Company | PSE&G | Accepted | 2019-10-28 | 2019-10-30 | 2020-10-30 | CertainTeed | CT310M11-03 | Solar Panels |  | 0.31 | 5 | 317 | 38 |  | Fixed | Roof
Solar Registration Program | NJSRRE1542684855 | Florence | 8505 | 13 | 15.81 | Residential | No | Behind the Meter | Kopp Electric Company | PSE&G | Accepted | 2019-10-28 | 2019-10-30 | 2020-10-30 | CertainTeed | CT310M11-03 | Solar Panels |  | 0.31 | 29 | 317 | 33 |  | Fixed | Roof
Solar Registration Program | NJSRRE1542684855 | Florence | 8505 | 13 | 15.81 | Residential | No | Behind the Meter | Kopp Electric Company | PSE&G | Accepted | 2019-10-28 | 2019-10-30 | 2020-10-30 | CertainTeed | CT310M11-03 | Solar Panels |  | 0.31 | 9 | 137 | 38 |  | Fixed | Roof
Solar Registration Program | NJSRRE1542684855 | Florence | 8505 | 13 | 15.81 | Residential | No | Behind the Meter | Kopp Electric Company | PSE&G | Accepted | 2019-10-28 | 2019-10-30 | 2020-10-30 | Solar Edge | SE7600H-US | Inverters | 7600 |  | 2 |  |  | 0.975 |  | Outside | Next to meter
Solar Registration Program | NJSRRE1542687242 | Farmingdale | 7727 | 17 | 15.81 | Residential | No | Behind the Meter | Reliable Power and Solar | JCP&L | Accepted | 2019-10-29 | 2019-10-31 | 2020-10-31 | trina | tsmdd05 | Solar Panels |  | 0.31 | 41 | 180 | 26 |  | Fixed | Roof | roof
Solar Registration Program | NJSRRE1542687242 | Farmingdale | 7727 | 17 | 15.81 | Residential | No | Behind the Meter | Reliable Power and Solar | JCP&L | Accepted | 2019-10-29 | 2019-10-31 | 2020-10-31 | trina | tsmdd05 | Solar Panels |  | 0.31 | 5 | 90 | 38 |  | Fixed | Roof | roof
Solar Registration Program | NJSRRE1542687242 | Farmingdale | 7727 | 17 | 15.81 | Residential | No | Behind the Meter | Reliable Power and Solar | JCP&L | Accepted | 2019-10-29 | 2019-10-31 | 2020-10-31 | trina | tsmdd05 | Solar Panels |  | 0.31 | 5 | 270 | 38 |  | Fixed | Roof | roof
Solar Registration Program | NJSRRE1542687242 | Farmingdale | 7727 | 17 | 15.81 | Residential | No | Behind the Meter | Reliable Power and Solar | JCP&L | Accepted | 2019-10-29 | 2019-10-31 | 2020-10-31 | Enphase | IQ7 | Inverters | 240 |  | 51 |  |  | 0.97 |  | Outdoor | roof
Solar Registration Program | NJSRRE1543263661 | Lakewood | 8701 | 18 | 15.81 | Residential | No | Behind the Meter | Powerlutions | JCP&L | Accepted | 2019-11-14 | 2019-11-19 | 2020-11-19 | Trina | TSM-310 DD05A | Solar Panels |  | 0.31 | 13 | 277 | 33 |  | Fixed | Roof
Solar Registration Program | NJSRRE1543263661 | Lakewood | 8701 | 18 | 15.81 | Residential | No | Behind the Meter | Powerlutions | JCP&L | Accepted | 2019-11-14 | 2019-11-19 | 2020-11-19 | Trina | TSM-310 DD05A | Solar Panels |  | 0.31 | 30 | 187 | 33 |  | Fixed | Roof
Solar Registration Program | NJSRRE1543263661 | Lakewood | 8701 | 18 | 15.81 | Residential | No | Behind the Meter | Powerlutions | JCP&L | Accepted | 2019-11-14 | 2019-11-19 | 2020-11-19 | Trina | TSM-310 DD05A | Solar Panels |  | 0.31 | 8 | 97 | 33 |  | Fixed | Roof
Solar Registration Program | NJSRRE1543263661 | Lakewood | 8701 | 18 | 15.81 | Residential | No | Behind the Meter | Powerlutions | JCP&L | Accepted | 2019-11-14 | 2019-11-19 | 2020-11-19 | Solar Edge | SE11400H-US | Inverters | 11.4 |  | 1 |  |  | 0.97 |  | Outdoor | near meter
Solar Registration Program | NJSRRE1543552698 | Burlington TWP | 8016 | 13 | 15.81 | Residential | Yes | Behind the Meter | 1st Light Energy Inc | PSE&G | Accepted | 2019-12-16 | 2019-12-19 | 2020-12-19 | Longi | LR6-60HPB-310M | Solar Panels |  | 0.31 | 8 | 1 | 23 |  | Fixed | Roof
Solar Registration Program | NJSRRE1543552698 | Burlington TWP | 8016 | 13 | 15.81 | Residential | Yes | Behind the Meter | 1st Light Energy Inc | PSE&G | Accepted | 2019-12-16 | 2019-12-19 | 2020-12-19 | Longi | LR6-60HPB-310M | Solar Panels |  | 0.31 | 8 | 181 | 23 |  | Fixed | Roof
Solar Registration Program | NJSRRE1543552698 | Burlington TWP | 8016 | 13 | 15.81 | Residential | Yes | Behind the Meter | 1st Light Energy Inc | PSE&G | Accepted | 2019-12-16 | 2019-12-19 | 2020-12-19 | Longi | LR6-60HPB-310M | Solar Panels |  | 0.31 | 5 | 180 | 23 |  | Fixed | Roof
Solar Registration Program | NJSRRE1543552698 | Burlington TWP | 8016 | 13 | 15.81 | Residential | Yes | Behind the Meter | 1st Light Energy Inc | PSE&G | Accepted | 2019-12-16 | 2019-12-19 | 2020-12-19 | Longi | LR6-60HPB-310M | Solar Panels |  | 0.31 | 16 | 181 | 23 |  | Fixed | Roof
Solar Registration Program | NJSRRE1543552698 | Burlington TWP | 8016 | 13 | 15.81 | Residential | Yes | Behind the Meter | 1st Light Energy Inc | PSE&G | Accepted | 2019-12-16 | 2019-12-19 | 2020-12-19 | Longi | LR6-60HPB-310M | Solar Panels |  | 0.31 | 14 | 1 | 23 |  | Fixed | Roof
Solar Registration Program | NJSRRE1543552698 | Burlington TWP | 8016 | 13 | 15.81 | Residential | Yes | Behind the Meter | 1st Light Energy Inc | PSE&G | Accepted | 2019-12-16 | 2019-12-19 | 2020-12-19 | SMA | 7.0-1SP-US-41 (240V) | Inverters | 14000 |  | 2 |  |  | 0.97 |  | Outside | within 10 feet of meter
Solar Registration Program | NJSRRE1540205385 | Franklinville | 8322 | 15 | 15.84 | Residential | No | Behind the Meter | DC Solar Integrators LLC | AC Electric | Extension Requested | 2019-01-04 | 2019-01-14 | 2020-01-14 | Axitec | 8014 | Solar Panels |  | 0.36 | 44 | 160 | 20 |  | Fixed | Roof
Solar Registration Program | NJSRRE1540205385 | Franklinville | 8322 | 15 | 15.84 | Residential | No | Behind the Meter | DC Solar Integrators LLC | AC Electric | Extension Requested | 2019-01-04 | 2019-01-14 | 2020-01-14 | Solar Edge | SE11400H-US | Inverters | 11400 |  | 1 |  |  | 0.98 |  | Outside | outside by meter
Solar Registration Program | NJSRRE1540235452 | Barnegat | 8005 | 18 | 15.84 | Residential | Yes | Behind the Meter | Ad Energy | JCP&L | Accepted | 2019-01-11 | 2019-01-16 | 2020-01-16 | SunPower | SPR-X22-360-D-AC | Solar Panels |  | 0.36 | 24 | 107 | 25 |  | Fixed | Roof
Solar Registration Program | NJSRRE1540235452 | Barnegat | 8005 | 18 | 15.84 | Residential | Yes | Behind the Meter | Ad Energy | JCP&L | Accepted | 2019-01-11 | 2019-01-16 | 2020-01-16 | SunPower | SPR-X22-360-D-AC | Solar Panels |  | 0.36 | 20 | 287 | 25 |  | Fixed | Roof
Solar Registration Program | NJSRRE1540235452 | Barnegat | 8005 | 18 | 15.84 | Residential | Yes | Behind the Meter | Ad Energy | JCP&L | Accepted | 2019-01-11 | 2019-01-16 | 2020-01-16 | SunPower | SPR-X22-360-D-AC | Inverters | 320 |  | 44 |  |  | 0.97 |  | Outdoor | At each panel
Solar Registration Program | NJSRRE1540507123 | Cream Ridge | 8514 | 17 | 15.84 | Residential | Yes | Behind the Meter | Sunrun Installation Services, Inc. | JCP&L | Accepted | 2019-03-20 | 2019-03-22 | 2020-03-22 | SMA America | SB7.7-1SP-US-40 | Inverters | 7680 |  | 1 |  |  | 0.96 |  | Outdoor | Next To Meter
Solar Registration Program | NJSRRE1540507123 | Cream Ridge | 8514 | 17 | 15.84 | Residential | Yes | Behind the Meter | Sunrun Installation Services, Inc. | JCP&L | Accepted | 2019-03-20 | 2019-03-22 | 2020-03-22 | SMA America | SB6.0-1SP-US-40 | Inverters | 6000 |  | 1 |  |  | 0.96 |  | Outdoor | Next To Meter
Solar Registration Program | NJSRRE1540507123 | Cream Ridge | 8514 | 17 | 15.84 | Residential | Yes | Behind the Meter | Sunrun Installation Services, Inc. | JCP&L | Accepted | 2019-03-20 | 2019-03-22 | 2020-03-22 | LG Electronics | LG330N1C-A5 | Solar Panels |  | 0.33 | 48 | 181 | 18 |  | Fixed | Roof
Solar Registration Program | NJSRRE1541791715 | Bridgewater Township | 8807 | 5 | 15.84 | Residential | Yes | Behind the Meter | Sunrun Installation Services, Inc. | PSE&G | Accepted | 2019-08-06 | 2019-08-09 | 2020-08-09 | LG Electronics | LG330N1C-A5 | Solar Panels |  | 0.33 | 18 | 168 | 34 |  | Fixed | Roof
Solar Registration Program | NJSRRE1541791715 | Bridgewater Township | 8807 | 5 | 15.84 | Residential | Yes | Behind the Meter | Sunrun Installation Services, Inc. | PSE&G | Accepted | 2019-08-06 | 2019-08-09 | 2020-08-09 | LG Electronics | LG330N1C-A5 | Solar Panels |  | 0.33 | 30 | 168 | 34 |  | Fixed | Roof
Solar Registration Program | NJSRRE1541791715 | Bridgewater Township | 8807 | 5 | 15.84 | Residential | Yes | Behind the Meter | Sunrun Installation Services, Inc. | PSE&G | Accepted | 2019-08-06 | 2019-08-09 | 2020-08-09 | Ningbo Ginlong Technologies | Solis-1P4.6K-4G-US | Inverters | 4600 |  | 1 |  |  | 0.96 |  | Outdoor | Next To Meter
Solar Registration Program | NJSRRE1541791715 | Bridgewater Township | 8807 | 5 | 15.84 | Residential | Yes | Behind the Meter | Sunrun Installation Services, Inc. | PSE&G | Accepted | 2019-08-06 | 2019-08-09 | 2020-08-09 | Ningbo Ginlong Technologies | Solis-1P7.6K-4G-US | Inverters | 7600 |  | 1 |  |  | 0.96 |  | Outdoor | Next To Meter
Solar Registration Program | NJSRRE1542467885 | Vineland | 8360 | 20 | 15.84 | Residential | No | Behind the Meter | Green Power energy | AC Electric | Accepted | 2019-10-01 | 2019-10-03 | 2020-10-03 | S-Energy | SN360M-10 | Solar Panels |  | 0.36 | 12 | 280 | 20 |  | Fixed | Roof
Solar Registration Program | NJSRRE1542467885 | Vineland | 8360 | 20 | 15.84 | Residential | No | Behind the Meter | Green Power energy | AC Electric | Accepted | 2019-10-01 | 2019-10-03 | 2020-10-03 | S-energy | SN360M-10 | Solar Panels |  | 0.36 | 15 | 10 | 45 |  | Fixed | Roof
Solar Registration Program | NJSRRE1542467885 | Vineland | 8360 | 20 | 15.84 | Residential | No | Behind the Meter | Green Power energy | AC Electric | Accepted | 2019-10-01 | 2019-10-03 | 2020-10-03 | S-Energy | SN360M-10 | Solar Panels |  | 0.36 | 17 | 190 | 45 |  | Fixed | Roof
Solar Registration Program | NJSRRE1542467885 | Vineland | 8360 | 20 | 15.84 | Residential | No | Behind the Meter | Green Power energy | AC Electric | Accepted | 2019-10-01 | 2019-10-03 | 2020-10-03 | Solar Edge | SE10000H-US | Inverters | 10000 |  | 1 |  |  | 0.97 |  | Outside | next to meter
Solar Registration Program | NJSRRE1542467885 | Vineland | 8360 | 20 | 15.84 | Residential | No | Behind the Meter | Green Power energy | AC Electric | Accepted | 2019-10-01 | 2019-10-03 | 2020-10-03 | Solar Edge | SE3800H-US | Inverters | 3800 |  | 1 |  |  | 0.97 |  | Outside | next to meter
Solar Registration Program | NJSRRE1542568784 | LEBANON | 8833 | 4 | 15.84 | Residential | No | Behind the Meter | SEA BRIGHT SOLAR, LLC | JCP&L | Accepted | 2019-10-21 | 2019-10-23 | 2020-10-23 | SUNPOWER | SPR-X22-360-E-AC | Solar Panels |  | 0.36 | 44 | 205 | 16 |  | Fixed | Ground | YARD
Solar Registration Program | NJSRRE1542568784 | LEBANON | 8833 | 4 | 15.84 | Residential | No | Behind the Meter | SEA BRIGHT SOLAR, LLC | JCP&L | Accepted | 2019-10-21 | 2019-10-23 | 2020-10-23 | SUNPOWER | SPR-X22-360-E-AC | Inverters | 320 |  | 44 |  |  | 0.96 |  | Outside | BENEATH ARRAY
Solar Registration Program | NJSRRE1542568784 | LEBANON | 8833 | 4 | 15.84 | Residential | No | Behind the Meter | SEA BRIGHT SOLAR, LLC | JCP&L | Accepted | 2019-10-21 | 2019-10-23 | 2020-10-23 | TESLA | POWERWALL 2 | Electric Storage Battery |  |  | 2 |  |  |  | Lithium Ion |  | INSIDE
Solar Registration Program | NJSRRE1543067476 | Franklin Township | 8873 | 5 | 15.84 | Residential | No | Behind the Meter | Green Power Energy | PSE&G | Accepted | 2019-11-12 | 2019-11-14 | 2020-11-14 | Panasonic | VBHN330SA17 | Solar Panels |  | 0.33 | 21 | 280 | 30 |  | Fixed | Roof
Solar Registration Program | NJSRRE1543067476 | Franklin Township | 8873 | 5 | 15.84 | Residential | No | Behind the Meter | Green Power Energy | PSE&G | Accepted | 2019-11-12 | 2019-11-14 | 2020-11-14 | Panasonic | VBHN330SA17 | Solar Panels |  | 0.33 | 15 | 191 | 30 |  | Fixed | Roof
Solar Registration Program | NJSRRE1543067476 | Franklin Township | 8873 | 5 | 15.84 | Residential | No | Behind the Meter | Green Power Energy | PSE&G | Accepted | 2019-11-12 | 2019-11-14 | 2020-11-14 | Panasonic | VBHN330SA17 | Solar Panels |  | 0.33 | 12 | 279 | 30 |  | Fixed | Roof
Solar Registration Program | NJSRRE1543067476 | Franklin Township | 8873 | 5 | 15.84 | Residential | No | Behind the Meter | Green Power Energy | PSE&G | Accepted | 2019-11-12 | 2019-11-14 | 2020-11-14 | SolarEdge | SE7600H-US | Inverters | 7600 |  | 2 |  |  | 0.97 |  | Outside | Next to meter
Solar Registration Program | NJSRRE1543151887 | Elizabeth | 7201 | 10 | 15.84 | Residential | No | Behind the Meter | SunPower Corporation, Systems | PSE&G | Accepted | 2019-11-13 | 2019-11-15 | 2020-11-15 | SUNPOWER | SPR-X22-360-E-AC | Solar Panels |  | 0.36 | 6 | 29 | 40 |  | Fixed | Roof
Solar Registration Program | NJSRRE1543151887 | Elizabeth | 7201 | 10 | 15.84 | Residential | No | Behind the Meter | SunPower Corporation, Systems | PSE&G | Accepted | 2019-11-13 | 2019-11-15 | 2020-11-15 | SUNPOWER | SPR-X22-360-E-AC | Solar Panels |  | 0.36 | 38 | 209 | 40 |  | Fixed | Roof
Solar Registration Program | NJSRRE1543151887 | Elizabeth | 7201 | 10 | 15.84 | Residential | No | Behind the Meter | SunPower Corporation, Systems | PSE&G | Accepted | 2019-11-13 | 2019-11-15 | 2020-11-15 | SUNPOWER | SPR-X22-360-E-AC | Inverters | 320 |  | 44 |  |  | 0.96 |  | Other | under each panel
Solar Registration Program | NJSRRE1542441489 | Union | 7083 | 10 | 15.87 | Residential | Yes | Behind the Meter | Pro Custom Solar dba Momentum Solar | PSE&G | Accepted | 2019-09-25 | 2019-09-27 | 2020-09-27 | LG ELECTRONICS | LG 345N1C-V5 | Solar Panels |  | 0.345 | 15 | 68 | 35 |  | Fixed | Roof
Solar Registration Program | NJSRRE1542441489 | Union | 7083 | 10 | 15.87 | Residential | Yes | Behind the Meter | Pro Custom Solar dba Momentum Solar | PSE&G | Accepted | 2019-09-25 | 2019-09-27 | 2020-09-27 | LG ELECTRONIC | LG 345N1C-V5 | Solar Panels |  | 0.345 | 3 | 158 | 35 |  | Fixed | Roof
Solar Registration Program | NJSRRE1542441489 | Union | 7083 | 10 | 15.87 | Residential | Yes | Behind the Meter | Pro Custom Solar dba Momentum Solar | PSE&G | Accepted | 2019-09-25 | 2019-09-27 | 2020-09-27 | LG ELECTRONICS | LG 345N1C-V5 | Solar Panels |  | 0.345 | 3 | 248 | 35 |  | Fixed | Roof
Solar Registration Program | NJSRRE1542441489 | Union | 7083 | 10 | 15.87 | Residential | Yes | Behind the Meter | Pro Custom Solar dba Momentum Solar | PSE&G | Accepted | 2019-09-25 | 2019-09-27 | 2020-09-27 | LG ELECTRONICS | LG 345N1C-V5 | Solar Panels |  | 0.345 | 18 | 248 | 35 |  | Fixed | Roof
Solar Registration Program | NJSRRE1542441489 | Union | 7083 | 10 | 15.87 | Residential | Yes | Behind the Meter | Pro Custom Solar dba Momentum Solar | PSE&G | Accepted | 2019-09-25 | 2019-09-27 | 2020-09-27 | LG ELECTRONICS | LG 345N1C-V5 | Solar Panels |  | 0.345 | 7 | 158 | 35 |  | Fixed | Roof
Solar Registration Program | NJSRRE1542441489 | Union | 7083 | 10 | 15.87 | Residential | Yes | Behind the Meter | Pro Custom Solar dba Momentum Solar | PSE&G | Accepted | 2019-09-25 | 2019-09-27 | 2020-09-27 | Enphase Energy | LG 345N1C-V5 | Inverters | 250 |  | 46 |  |  | 0.97 |  | Outdoor | Roof
Solar Registration Program | NJSRRE1542501592 | Perth Amboy | 8861 | 11 | 15.87 | Residential | No | Behind the Meter | Pro Custom Solar dba Momentum Solar | PSE&G | Accepted | 2019-10-03 | 2019-10-08 | 2020-10-08 | LG ELECTRONICS | LG 345N1C-V5 | Solar Panels |  | 0.345 | 11 | 20 | 43 |  | Fixed | Roof
Solar Registration Program | NJSRRE1542501592 | Perth Amboy | 8861 | 11 | 15.87 | Residential | No | Behind the Meter | Pro Custom Solar dba Momentum Solar | PSE&G | Accepted | 2019-10-03 | 2019-10-08 | 2020-10-08 | LG ELECTRONICS | LG 345N1C-V5 | Solar Panels |  | 0.345 | 35 | 200 | 44 |  | Fixed | Roof
Solar Registration Program | NJSRRE1542501592 | Perth Amboy | 8861 | 11 | 15.87 | Residential | No | Behind the Meter | Pro Custom Solar dba Momentum Solar | PSE&G | Accepted | 2019-10-03 | 2019-10-08 | 2020-10-08 | Enphase Energy | IQ7-60-2-US | Inverters | 250 |  | 46 |  |  | 0.97 |  | Outdoor | Roof
Solar Registration Program | NJSRRE1542519343 | Browns Mills | 8015 | 13 | 15.87 | Residential | Yes | Behind the Meter | Pro Custom Solar dba Momentum Solar | JCP&L | Accepted | 2019-10-09 | 2019-10-11 | 2020-10-11 | LG ELECTRONICS | LG 345N1C-V5 | Solar Panels |  | 0.345 | 16 | 79 | 13 |  | Fixed | Roof
Solar Registration Program | NJSRRE1542519343 | Browns Mills | 8015 | 13 | 15.87 | Residential | Yes | Behind the Meter | Pro Custom Solar dba Momentum Solar | JCP&L | Accepted | 2019-10-09 | 2019-10-11 | 2020-10-11 | LG ELECTRONICS | LG 345N1C-V5 | Solar Panels |  | 0.345 | 7 | 167 | 20 |  | Fixed | Roof
Solar Registration Program | NJSRRE1542519343 | Browns Mills | 8015 | 13 | 15.87 | Residential | Yes | Behind the Meter | Pro Custom Solar dba Momentum Solar | JCP&L | Accepted | 2019-10-09 | 2019-10-11 | 2020-10-11 | LG ELECTRONICS | LG 345N1C-V5 | Solar Panels |  | 0.345 | 15 | 257 | 15 |  | Fixed | Roof
Solar Registration Program | NJSRRE1542519343 | Browns Mills | 8015 | 13 | 15.87 | Residential | Yes | Behind the Meter | Pro Custom Solar dba Momentum Solar | JCP&L | Accepted | 2019-10-09 | 2019-10-11 | 2020-10-11 | LG ELECTRONICS | LG 345N1C-V5 | Solar Panels |  | 0.345 | 8 | 167 | 18 |  | Fixed | Roof
Solar Registration Program | NJSRRE1542519343 | Browns Mills | 8015 | 13 | 15.87 | Residential | Yes | Behind the Meter | Pro Custom Solar dba Momentum Solar | JCP&L | Accepted | 2019-10-09 | 2019-10-11 | 2020-10-11 | Enphase Energy | IQ7-60-2-US | Inverters | 250 |  | 46 |  |  | 0.97 |  | Outdoor | Roof
Solar Registration Program | NJSRRE1542687480 | Clifton | 7013 | 6 | 15.87 | Residential | Yes | Behind the Meter | Pro Custom Solar dba Momentum Solar | PSE&G | Accepted | 2019-10-29 | 2019-12-18 | 2020-12-18 | LG Electronics | LG 345N1C-V5 | Solar Panels |  | 0.345 | 11 | 299 | 32 |  | Fixed | Roof
Solar Registration Program | NJSRRE1542687480 | Clifton | 7013 | 6 | 15.87 | Residential | Yes | Behind the Meter | Pro Custom Solar dba Momentum Solar | PSE&G | Accepted | 2019-10-29 | 2019-12-18 | 2020-12-18 | LG Electronics | LG 345N1C-V5 | Solar Panels |  | 0.345 | 10 | 29 | 21 |  | Fixed | Roof
Solar Registration Program | NJSRRE1542687480 | Clifton | 7013 | 6 | 15.87 | Residential | Yes | Behind the Meter | Pro Custom Solar dba Momentum Solar | PSE&G | Accepted | 2019-10-29 | 2019-12-18 | 2020-12-18 | LG Electronics | LG 345N1C-V5 | Solar Panels |  | 0.345 | 7 | 209 | 24 |  | Fixed | Roof
Solar Registration Program | NJSRRE1542687480 | Clifton | 7013 | 6 | 15.87 | Residential | Yes | Behind the Meter | Pro Custom Solar dba Momentum Solar | PSE&G | Accepted | 2019-10-29 | 2019-12-18 | 2020-12-18 | LG Electronics | LG 345N1C-V5 | Solar Panels |  | 0.345 | 18 | 119 | 32 |  | Fixed | Roof
Solar Registration Program | NJSRRE1542687480 | Clifton | 7013 | 6 | 15.87 | Residential | Yes | Behind the Meter | Pro Custom Solar dba Momentum Solar | PSE&G | Accepted | 2019-10-29 | 2019-12-18 | 2020-12-18 | Enphase Energy | IQ7PLUS-72-2-US | Inverters | 295 |  | 46 |  |  | 0.97 |  | Outdoor | Roof
Solar Registration Program | NJSRRE1543474903 | Neptune | 7753 | 17 | 15.87 | Residential | Yes | Behind the Meter | Pro Custom Solar dba Momentum Solar | JCP&L | Accepted | 2019-12-03 | 2019-12-05 | 2020-12-05 | LG Eelctronics | LG 345N1C-V5 | Solar Panels |  | 0.345 | 8 | 2 | 28 |  | Fixed | Roof
Solar Registration Program | NJSRRE1543474903 | Neptune | 7753 | 17 | 15.87 | Residential | Yes | Behind the Meter | Pro Custom Solar dba Momentum Solar | JCP&L | Accepted | 2019-12-03 | 2019-12-05 | 2020-12-05 | LG Electronics | LG 345N1C-V5 | Solar Panels |  | 0.345 | 29 | 182 | 29 |  | Fixed | Roof
Solar Registration Program | NJSRRE1543474903 | Neptune | 7753 | 17 | 15.87 | Residential | Yes | Behind the Meter | Pro Custom Solar dba Momentum Solar | JCP&L | Accepted | 2019-12-03 | 2019-12-05 | 2020-12-05 | LG Electronics | LG 345N1C-V5 | Solar Panels |  | 0.345 | 9 | 92 | 35 |  | Fixed | Roof
Solar Registration Program | NJSRRE1543474903 | Neptune | 7753 | 17 | 15.87 | Residential | Yes | Behind the Meter | Pro Custom Solar dba Momentum Solar | JCP&L | Accepted | 2019-12-03 | 2019-12-05 | 2020-12-05 | Enphase Energy | IQ7PLUS-72-2-US | Inverters | 295 |  | 46 |  |  | 0.97 |  | Outdoor | Roof
Solar Registration Program | NJSRRE1542850443 | HOLMDEL | 7733 | 17 | 15.91 | Residential | No | Behind the Meter | Green House Solar | JCP&L | Accepted | 2019-10-31 | 2019-11-04 | 2020-11-04 | Sunpower | SPR-x22-370-E-AC | Solar Panels |  | 0.37 | 11 | 262 | 43 |  | Fixed | Roof
Solar Registration Program | NJSRRE1542850443 | HOLMDEL | 7733 | 17 | 15.91 | Residential | No | Behind the Meter | Green House Solar | JCP&L | Accepted | 2019-10-31 | 2019-11-04 | 2020-11-04 | Sunpower | SPR-x22-370-E-AC | Solar Panels |  | 0.37 | 8 | 171 | 32 |  | Fixed | Roof
Solar Registration Program | NJSRRE1542850443 | HOLMDEL | 7733 | 17 | 15.91 | Residential | No | Behind the Meter | Green House Solar | JCP&L | Accepted | 2019-10-31 | 2019-11-04 | 2020-11-04 | Sunpower | SPR-x22-370-E-AC | Solar Panels |  | 0.37 | 11 | 262 | 34 |  | Fixed | Roof
Solar Registration Program | NJSRRE1542850443 | HOLMDEL | 7733 | 17 | 15.91 | Residential | No | Behind the Meter | Green House Solar | JCP&L | Accepted | 2019-10-31 | 2019-11-04 | 2020-11-04 | Sunpower | SPR-x22-370-E-AC | Solar Panels |  | 0.37 | 13 | 80 | 34 |  | Fixed | Roof
Solar Registration Program | NJSRRE1542850443 | HOLMDEL | 7733 | 17 | 15.91 | Residential | No | Behind the Meter | Green House Solar | JCP&L | Accepted | 2019-10-31 | 2019-11-04 | 2020-11-04 | Sunpower | SPR-x22-370-E-AC | Inverters | 315 |  | 43 |  |  | 0.975 |  | Other | Panel Mounted
Solar Registration Program | NJSRRE1540815958 | Jackson | 8527 | 18 | 15.93 | Residential | Yes | Behind the Meter | Pro Custom Solar dba Momentum Solar | JCP&L | Accepted | 2019-04-03 | 2019-04-04 | 2020-04-04 | HANWHA | Q-CELLS Q.PEAK BLK-G4.1 295 | Solar Panels |  | 0.295 | 27 | 315 | 16 |  | Fixed | Roof
Solar Registration Program | NJSRRE1540815958 | Jackson | 8527 | 18 | 15.93 | Residential | Yes | Behind the Meter | Pro Custom Solar dba Momentum Solar | JCP&L | Accepted | 2019-04-03 | 2019-04-04 | 2020-04-04 | HANWHA | Q-CELLS Q.PEAK BLK-G4.1 295 | Solar Panels |  | 0.295 | 27 | 135 | 15 |  | Fixed | Roof
Solar Registration Program | NJSRRE1540815958 | Jackson | 8527 | 18 | 15.93 | Residential | Yes | Behind the Meter | Pro Custom Solar dba Momentum Solar | JCP&L | Accepted | 2019-04-03 | 2019-04-04 | 2020-04-04 | ENPHASE | IQ6 | Inverters | 230 |  | 54 |  |  | 0.97 |  | Outside | ROOF
Solar Registration Program | NJSRRE1542248438 | Glen Gardner | 8826 | 4 | 15.93 | Residential | No | Behind the Meter | Green Power Energy | JCP&L | Final As-Built Received | 2019-09-05 | 2019-09-09 | 2020-09-09 | Panasonic | VBHN325KA03 | Solar Panels |  | 0.325 | 49 | 213 | 27 |  | Fixed | Roof
Solar Registration Program | NJSRRE1542248438 | Glen Gardner | 8826 | 4 | 15.93 | Residential | No | Behind the Meter | Green Power Energy | JCP&L | Final As-Built Received | 2019-09-05 | 2019-09-09 | 2020-09-09 | Hialeah | CL200 | Meters |  |  | 1 |  |  |  | Yes | Outdoor
Solar Registration Program | NJSRRE1542248438 | Glen Gardner | 8826 | 4 | 15.93 | Residential | No | Behind the Meter | Green Power Energy | JCP&L | Final As-Built Received | 2019-09-05 | 2019-09-09 | 2020-09-09 | Solar Edge | SE7600H-US | Inverters | 7600 |  | 2 |  |  | 0.97 |  | Outside | next to meter
Solar Registration Program | NJSRRE1542434020 | WILLIAMSTOWN | 8094 | 15 | 15.93 | Residential | No | Behind the Meter | Sunny Corp | AC Electric | Accepted | 2019-09-25 | 2019-09-27 | 2020-09-27 | Panasonic | VBHN325KA03 | Solar Panels |  | 0.325 | 7 | 167 | 16 |  | Fixed | Roof
Solar Registration Program | NJSRRE1542434020 | WILLIAMSTOWN | 8094 | 15 | 15.93 | Residential | No | Behind the Meter | Sunny Corp | AC Electric | Accepted | 2019-09-25 | 2019-09-27 | 2020-09-27 | PANASONIC | VBHN325KA03 | Solar Panels |  | 0.325 | 7 | 167 | 16 |  | Fixed | Roof
Solar Registration Program | NJSRRE1542434020 | WILLIAMSTOWN | 8094 | 15 | 15.93 | Residential | No | Behind the Meter | Sunny Corp | AC Electric | Accepted | 2019-09-25 | 2019-09-27 | 2020-09-27 | PANASONIC | VBHN325KA03 | Solar Panels |  | 0.325 | 11 | 167 | 34 |  | Fixed | Roof
Solar Registration Program | NJSRRE1542434020 | WILLIAMSTOWN | 8094 | 15 | 15.93 | Residential | No | Behind the Meter | Sunny Corp | AC Electric | Accepted | 2019-09-25 | 2019-09-27 | 2020-09-27 | PANASONIC | VBHN325KA03 | Solar Panels |  | 0.325 | 23 | 347 | 33 |  | Fixed | Roof
Solar Registration Program | NJSRRE1542434020 | WILLIAMSTOWN | 8094 | 15 | 15.93 | Residential | No | Behind the Meter | Sunny Corp | AC Electric | Accepted | 2019-09-25 | 2019-09-27 | 2020-09-27 | PANASONIC | VBHN325KA03 | Solar Panels |  | 0.325 | 1 | 347 | 23 |  | Fixed | Roof
Solar Registration Program | NJSRRE1542434020 | WILLIAMSTOWN | 8094 | 15 | 15.93 | Residential | No | Behind the Meter | Sunny Corp | AC Electric | Accepted | 2019-09-25 | 2019-09-27 | 2020-09-27 | SOLAREDGE | SE11400H-US | Inverters | 11400 |  | 1 |  |  | 0.992 |  | Outside | GARAGE
Solar Registration Program | NJSRRE1540254772 | Hackettstown | 7840 | 2 | 15.95 | Residential | Yes | Behind the Meter | Pro Custom Solar dba Momentum Solar | JCP&L | Accepted | 2019-01-17 | 2019-01-22 | 2020-01-22 | REC SOLAR | REC290TP2 BLK | Solar Panels |  | 0.29 | 40 | 255 | 17 |  | Fixed | Roof
Solar Registration Program | NJSRRE1540254772 | Hackettstown | 7840 | 2 | 15.95 | Residential | Yes | Behind the Meter | Pro Custom Solar dba Momentum Solar | JCP&L | Accepted | 2019-01-17 | 2019-01-22 | 2020-01-22 | REC SOLAR | REC290TP2 BLK | Solar Panels |  | 0.29 | 15 | 75 | 32 |  | Fixed | Roof
Solar Registration Program | NJSRRE1540254772 | Hackettstown | 7840 | 2 | 15.95 | Residential | Yes | Behind the Meter | Pro Custom Solar dba Momentum Solar | JCP&L | Accepted | 2019-01-17 | 2019-01-22 | 2020-01-22 | ENPHASE | IQ7-60-2-US | Inverters | 250 |  | 55 |  |  | 0.97 |  | Outdoor | ROOF
Solar Registration Program | NJSRRE1540332444 | Turnersville | 8012 | 14 | 15.95 | Residential | Yes | Behind the Meter | Sunrun Installation Services, Inc. | AC Electric | Accepted | 2019-02-04 | 2019-02-06 | 2020-02-06 | REC Solar | REC290TP2 BLK | Solar Panels |  | 0.29 | 24 | 260 | 18 |  | Fixed | Roof
Solar Registration Program | NJSRRE1540332444 | Turnersville | 8012 | 14 | 15.95 | Residential | Yes | Behind the Meter | Sunrun Installation Services, Inc. | AC Electric | Accepted | 2019-02-04 | 2019-02-06 | 2020-02-06 | REC Solar | REC290TP2 BLK | Solar Panels |  | 0.29 | 31 | 80 | 23 |  | Fixed | Roof
Solar Registration Program | NJSRRE1540332444 | Turnersville | 8012 | 14 | 15.95 | Residential | Yes | Behind the Meter | Sunrun Installation Services, Inc. | AC Electric | Accepted | 2019-02-04 | 2019-02-06 | 2020-02-06 | SMA America | SB7.7-1SP-US-40 | Inverters | 7680 |  | 1 |  |  | 0.96 |  | Outdoor | Next To Meter
Solar Registration Program | NJSRRE1540332444 | Turnersville | 8012 | 14 | 15.95 | Residential | Yes | Behind the Meter | Sunrun Installation Services, Inc. | AC Electric | Accepted | 2019-02-04 | 2019-02-06 | 2020-02-06 | SMA America | SB6.0-1SP-US-40 | Inverters | 6000 |  | 1 |  |  | 0.96 |  | Outdoor | Next To Meter
Solar Registration Program | NJSRRE1540919062 | Rosenhayn | 8352 | 20 | 15.95 | Residential | Yes | Behind the Meter | Sunrun Installation Services, Inc. | AC Electric | Accepted | 2019-05-02 | 2019-05-07 | 2020-05-07 | REC Solar | REC290TP2 BLK | Solar Panels |  | 0.29 | 17 | 257 | 29 |  | Fixed | Roof
Solar Registration Program | NJSRRE1540919062 | Rosenhayn | 8352 | 20 | 15.95 | Residential | Yes | Behind the Meter | Sunrun Installation Services, Inc. | AC Electric | Accepted | 2019-05-02 | 2019-05-07 | 2020-05-07 | REC Solar | REC290TP2 BLK | Solar Panels |  | 0.29 | 12 | 346 | 30 |  | Fixed | Roof
Solar Registration Program | NJSRRE1540919062 | Rosenhayn | 8352 | 20 | 15.95 | Residential | Yes | Behind the Meter | Sunrun Installation Services, Inc. | AC Electric | Accepted | 2019-05-02 | 2019-05-07 | 2020-05-07 | REC Solar | REC290TP2 BLK | Solar Panels |  | 0.29 | 12 | 168 | 10 |  | Fixed | Roof
Solar Registration Program | NJSRRE1540919062 | Rosenhayn | 8352 | 20 | 15.95 | Residential | Yes | Behind the Meter | Sunrun Installation Services, Inc. | AC Electric | Accepted | 2019-05-02 | 2019-05-07 | 2020-05-07 | REC Solar | REC290TP2 BLK | Solar Panels |  | 0.29 | 14 | 167 | 30 |  | Fixed | Roof
Solar Registration Program | NJSRRE1540919062 | Rosenhayn | 8352 | 20 | 15.95 | Residential | Yes | Behind the Meter | Sunrun Installation Services, Inc. | AC Electric | Accepted | 2019-05-02 | 2019-05-07 | 2020-05-07 | SMA America | SB7.7-1SP-US-40 | Inverters | 7680 |  | 1 |  |  | 0.96 |  | Outdoor | Next To Meter
Solar Registration Program | NJSRRE1540919062 | Rosenhayn | 8352 | 20 | 15.95 | Residential | Yes | Behind the Meter | Sunrun Installation Services, Inc. | AC Electric | Accepted | 2019-05-02 | 2019-05-07 | 2020-05-07 | SMA America | SB5.0-1SP-US-40 | Inverters | 5000 |  | 1 |  |  | 0.96 |  | Outdoor | Next To Meter
Solar Registration Program | NJSRRE1540919062 | Rosenhayn | 8352 | 20 | 15.95 | Residential | Yes | Behind the Meter | Sunrun Installation Services, Inc. | AC Electric | Accepted | 2019-05-02 | 2019-05-07 | 2020-05-07 | SMA America | SB3.0-1SP-US-40 | Inverters | 3000 |  | 1 |  |  | 0.96 |  | Outdoor | Next To Meter
Solar Registration Program | NJSRRE1541612109 | Toms River | 8753 | 18 | 15.95 | Residential | Yes | Behind the Meter | Sunrun Installation Services, Inc. | JCP&L | Accepted | 2019-07-03 | 2019-07-09 | 2020-07-09 | REC Solar | REC290TP2 BLK | Solar Panels |  | 0.29 | 14 | 273 | 18 |  | Fixed | Roof
Solar Registration Program | NJSRRE1541612109 | Toms River | 8753 | 18 | 15.95 | Residential | Yes | Behind the Meter | Sunrun Installation Services, Inc. | JCP&L | Accepted | 2019-07-03 | 2019-07-09 | 2020-07-09 | REC Solar | REC290TP2 BLK | Solar Panels |  | 0.29 | 13 | 93 | 18 |  | Fixed | Roof
Solar Registration Program | NJSRRE1541612109 | Toms River | 8753 | 18 | 15.95 | Residential | Yes | Behind the Meter | Sunrun Installation Services, Inc. | JCP&L | Accepted | 2019-07-03 | 2019-07-09 | 2020-07-09 | REC Solar | REC290TP2 BLK | Solar Panels |  | 0.29 | 9 | 93 | 18 |  | Fixed | Roof
Solar Registration Program | NJSRRE1541612109 | Toms River | 8753 | 18 | 15.95 | Residential | Yes | Behind the Meter | Sunrun Installation Services, Inc. | JCP&L | Accepted | 2019-07-03 | 2019-07-09 | 2020-07-09 | REC Solar | REC290TP2 BLK | Solar Panels |  | 0.29 | 19 | 273 | 18 |  | Fixed | Roof
Solar Registration Program | NJSRRE1541612109 | Toms River | 8753 | 18 | 15.95 | Residential | Yes | Behind the Meter | Sunrun Installation Services, Inc. | JCP&L | Accepted | 2019-07-03 | 2019-07-09 | 2020-07-09 | Ningbo Ginlong Technologies | Solis-1P10K-4G-US | Inverters | 10000 |  | 1 |  |  | 0.96 |  | Outdoor | Next To Meter
Solar Registration Program | NJSRRE1541612109 | Toms River | 8753 | 18 | 15.95 | Residential | Yes | Behind the Meter | Sunrun Installation Services, Inc. | JCP&L | Accepted | 2019-07-03 | 2019-07-09 | 2020-07-09 | Ningbo Ginlong Technologies | Solis-1P7.6K-4G-US | Inverters | 7600 |  | 1 |  |  | 0.96 |  | Outdoor | Next To Meter
Solar Registration Program | NJSRRE1541884671 | Roselle | 7203 | 10 | 15.95 | Residential | Yes | Behind the Meter | Sunrun Installation Services, Inc. | PSE&G | Accepted | 2019-08-26 | 2019-08-29 | 2020-08-29 | REC Solar | REC290TP2 BLK | Solar Panels |  | 0.29 | 26 | 350 | 9 |  | Fixed | Roof
Solar Registration Program | NJSRRE1541884671 | Roselle | 7203 | 10 | 15.95 | Residential | Yes | Behind the Meter | Sunrun Installation Services, Inc. | PSE&G | Accepted | 2019-08-26 | 2019-08-29 | 2020-08-29 | REC Solar | REC290TP2 BLK | Solar Panels |  | 0.29 | 6 | 350 | 34 |  | Fixed | Roof
Solar Registration Program | NJSRRE1541884671 | Roselle | 7203 | 10 | 15.95 | Residential | Yes | Behind the Meter | Sunrun Installation Services, Inc. | PSE&G | Accepted | 2019-08-26 | 2019-08-29 | 2020-08-29 | REC Solar | REC290TP2 BLK | Solar Panels |  | 0.29 | 6 | 170 | 14 |  | Fixed | Roof
Solar Registration Program | NJSRRE1541884671 | Roselle | 7203 | 10 | 15.95 | Residential | Yes | Behind the Meter | Sunrun Installation Services, Inc. | PSE&G | Accepted | 2019-08-26 | 2019-08-29 | 2020-08-29 | REC Solar | REC290TP2 BLK | Solar Panels |  | 0.29 | 8 | 170 | 18 |  | Fixed | Roof
Solar Registration Program | NJSRRE1541884671 | Roselle | 7203 | 10 | 15.95 | Residential | Yes | Behind the Meter | Sunrun Installation Services, Inc. | PSE&G | Accepted | 2019-08-26 | 2019-08-29 | 2020-08-29 | REC Solar | REC290TP2 BLK | Solar Panels |  | 0.29 | 9 | 170 | 34 |  | Fixed | Roof
Solar Registration Program | NJSRRE1541884671 | Roselle | 7203 | 10 | 15.95 | Residential | Yes | Behind the Meter | Sunrun Installation Services, Inc. | PSE&G | Accepted | 2019-08-26 | 2019-08-29 | 2020-08-29 | Ningbo Ginlong Technologies | Solis-1P10K-4G-US | Inverters | 10000 |  | 1 |  |  | 0.96 |  | Outdoor | Next To Meter
Solar Registration Program | NJSRRE1541884671 | Roselle | 7203 | 10 | 15.95 | Residential | Yes | Behind the Meter | Sunrun Installation Services, Inc. | PSE&G | Accepted | 2019-08-26 | 2019-08-29 | 2020-08-29 | Ningbo Ginlong Technologies | Solis-1P9K-4G-US | Inverters | 9000 |  | 1 |  |  | 0.96 |  | Outdoor | Next To Meter
Solar Registration Program | NJSRRE1543422150 | Elizabeth City | 7202 | 10 | 15.95 | Residential | Yes | Behind the Meter | Sunrun Installation Services, Inc. | PSE&G | Accepted | 2019-11-19 | 2019-11-22 | 2020-11-22 | REC Solar | REC290TP2 BLK | Solar Panels |  | 0.29 | 27 | 147 | 40 |  | Fixed | Roof
Solar Registration Program | NJSRRE1543422150 | Elizabeth City | 7202 | 10 | 15.95 | Residential | Yes | Behind the Meter | Sunrun Installation Services, Inc. | PSE&G | Accepted | 2019-11-19 | 2019-11-22 | 2020-11-22 | REC Solar | REC290TP2 BLK | Solar Panels |  | 0.29 | 28 | 327 | 40 |  | Fixed | Roof
Solar Registration Program | NJSRRE1543422150 | Elizabeth City | 7202 | 10 | 15.95 | Residential | Yes | Behind the Meter | Sunrun Installation Services, Inc. | PSE&G | Accepted | 2019-11-19 | 2019-11-22 | 2020-11-22 | Delta Electronics | M6-TL-US | Inverters | 5760 |  | 1 |  |  | 0.96 |  | Outdoor | Next To Meter
Solar Registration Program | NJSRRE1543422150 | Elizabeth City | 7202 | 10 | 15.95 | Residential | Yes | Behind the Meter | Sunrun Installation Services, Inc. | PSE&G | Accepted | 2019-11-19 | 2019-11-22 | 2020-11-22 | Delta Electronics | M10-TL-US | Inverters | 9600 |  | 1 |  |  | 0.96 |  | Outdoor | Next To Meter
Solar Registration Program | NJSRRE1543436909 | SUCCASUNNA | 7876 | 3 | 15.95 | Residential | Yes | Behind the Meter | Sunrun Installation Services, Inc. | JCP&L | Accepted | 2019-11-22 | 2019-11-26 | 2020-11-26 | Delta Electronics | M4-TL-US | Inverters | 3840 |  | 1 |  |  | 0.96 |  | Outdoor | Next To Meter
Solar Registration Program | NJSRRE1543436909 | SUCCASUNNA | 7876 | 3 | 15.95 | Residential | Yes | Behind the Meter | Sunrun Installation Services, Inc. | JCP&L | Accepted | 2019-11-22 | 2019-11-26 | 2020-11-26 | Delta Electronics | M10-TL-US | Inverters | 9600 |  | 1 |  |  | 0.96 |  | Outdoor | Next To Meter
Solar Registration Program | NJSRRE1543436909 | SUCCASUNNA | 7876 | 3 | 15.95 | Residential | Yes | Behind the Meter | Sunrun Installation Services, Inc. | JCP&L | Accepted | 2019-11-22 | 2019-11-26 | 2020-11-26 | REC Solar | REC290TP2 BLK | Solar Panels |  | 0.29 | 39 | 163 | 14 |  | Fixed | Roof
Solar Registration Program | NJSRRE1543436909 | SUCCASUNNA | 7876 | 3 | 15.95 | Residential | Yes | Behind the Meter | Sunrun Installation Services, Inc. | JCP&L | Accepted | 2019-11-22 | 2019-11-26 | 2020-11-26 | REC Solar | REC290TP2 BLK | Solar Panels |  | 0.29 | 16 | 164 | 27 |  | Fixed | Roof
Solar Registration Program | NJSRRE1543446998 | Phillipsburg | 8865 | 2 | 15.95 | Residential | Yes | Behind the Meter | Sunrun Installation Services, Inc. | JCP&L | Accepted | 2019-11-26 | 2019-12-02 | 2020-12-02 | REC Solar | REC290TP2 BLK | Solar Panels |  | 0.29 | 29 | 10 | 18 |  | Fixed | Roof
Solar Registration Program | NJSRRE1543446998 | Phillipsburg | 8865 | 2 | 15.95 | Residential | Yes | Behind the Meter | Sunrun Installation Services, Inc. | JCP&L | Accepted | 2019-11-26 | 2019-12-02 | 2020-12-02 | REC Solar | REC290TP2 BLK | Solar Panels |  | 0.29 | 26 | 190 | 18 |  | Fixed | Roof
Solar Registration Program | NJSRRE1543446998 | Phillipsburg | 8865 | 2 | 15.95 | Residential | Yes | Behind the Meter | Sunrun Installation Services, Inc. | JCP&L | Accepted | 2019-11-26 | 2019-12-02 | 2020-12-02 | Delta Electronics | M4-TL-US | Inverters | 3840 |  | 1 |  |  | 0.96 |  | Outdoor | Next To Meter
Solar Registration Program | NJSRRE1543446998 | Phillipsburg | 8865 | 2 | 15.95 | Residential | Yes | Behind the Meter | Sunrun Installation Services, Inc. | JCP&L | Accepted | 2019-11-26 | 2019-12-02 | 2020-12-02 | Delta Electronics | M10-TL-US | Inverters | 9600 |  | 1 |  |  | 0.96 |  | Outdoor | Next To Meter
Solar Registration Program | NJSRRE1541249576 | Shamong | 8088 | 13 | 15.98 | Residential | Yes | Behind the Meter | Pro Custom Solar dba Momentum Solar | AC Electric | Accepted | 2019-06-13 | 2019-06-17 | 2020-06-17 | LG | LG 340N1C-V5 | Solar Panels |  | 0.34 | 6 | 140 | 20 |  | Fixed | Roof
Solar Registration Program | NJSRRE1541249576 | Shamong | 8088 | 13 | 15.98 | Residential | Yes | Behind the Meter | Pro Custom Solar dba Momentum Solar | AC Electric | Accepted | 2019-06-13 | 2019-06-17 | 2020-06-17 | LG | LG 340N1C-V5 | Solar Panels |  | 0.34 | 29 | 230 | 18 |  | Fixed | Roof
Solar Registration Program | NJSRRE1541249576 | Shamong | 8088 | 13 | 15.98 | Residential | Yes | Behind the Meter | Pro Custom Solar dba Momentum Solar | AC Electric | Accepted | 2019-06-13 | 2019-06-17 | 2020-06-17 | LG | LG 340N1C-V5 | Solar Panels |  | 0.34 | 12 | 50 | 18 |  | Fixed | Roof
Solar Registration Program | NJSRRE1541249576 | Shamong | 8088 | 13 | 15.98 | Residential | Yes | Behind the Meter | Pro Custom Solar dba Momentum Solar | AC Electric | Accepted | 2019-06-13 | 2019-06-17 | 2020-06-17 | ENPHASE | IQ7-60-2-US | Inverters | 250 |  | 47 |  |  | 0.97 |  | Outdoor | ROOF
Solar Registration Program | NJSRRE1541500343 | BELLEVILLE | 7109 | 9 | 15.98 | Residential | Yes | Behind the Meter | Pro Custom Solar dba Momentum Solar | PSE&G | Accepted | 2019-06-27 | 2019-07-01 | 2020-07-01 | ENPHASE | IQ7-60-2-US | Inverters | 250 |  | 47 |  |  | 0.97 |  | Outdoor | Roof
Solar Registration Program | NJSRRE1541500343 | BELLEVILLE | 7109 | 9 | 15.98 | Residential | Yes | Behind the Meter | Pro Custom Solar dba Momentum Solar | PSE&G | Accepted | 2019-06-27 | 2019-07-01 | 2020-07-01 | LG Electronics | LG 340N1C-A5 | Solar Panels |  | 0.34 | 24 | 196 | 33 |  | Fixed | Roof
Solar Registration Program | NJSRRE1541500343 | BELLEVILLE | 7109 | 9 | 15.98 | Residential | Yes | Behind the Meter | Pro Custom Solar dba Momentum Solar | PSE&G | Accepted | 2019-06-27 | 2019-07-01 | 2020-07-01 | LG Electronics | LG 340N1C-A5 | Solar Panels |  | 0.34 | 13 | 106 | 32 |  | Fixed | Roof
Solar Registration Program | NJSRRE1541500343 | BELLEVILLE | 7109 | 9 | 15.98 | Residential | Yes | Behind the Meter | Pro Custom Solar dba Momentum Solar | PSE&G | Accepted | 2019-06-27 | 2019-07-01 | 2020-07-01 | LG Electronics | LG 340N1C-A5 | Solar Panels |  | 0.34 | 10 | 286 | 32 |  | Fixed | Roof
Solar Registration Program | NJSRRE1539425374 | Clementon | 8021 | 14 | 16 | Residential | No | Behind the Meter | Solar Specialists of New Jersey LLC | AC Electric | As-Built Incomplete | 2018-09-17 | 2018-09-19 | 2019-09-19 | Solaredge | SOLAR EDGE SE7600H-US HD | Inverters | 7600 |  | 2 |  |  | 0.99 |  | Outside | N/A
Solar Registration Program | NJSRRE1539425374 | Clementon | 8021 | 14 | 16 | Residential | No | Behind the Meter | Solar Specialists of New Jersey LLC | AC Electric | As-Built Incomplete | 2018-09-17 | 2018-09-19 | 2019-09-19 | Canadian Solar | CS1K-320MS | Solar Panels |  | 0.32 | 50 | Landscape | 24 |  | Fixed | Roof
Solar Registration Program | NJSRRE1541339856 | Evesham TWP | 8053 | 13 | 16 | Residential | Yes | Behind the Meter | Vision Solar LLC | PSE&G | Accepted | 2019-06-14 | 2019-06-18 | 2020-06-18 | sunpower | e20-327-e-ac | Solar Panels |  | 0.32 | 21 | 185 | 25 |  | Fixed | Roof
Solar Registration Program | NJSRRE1541339856 | Evesham TWP | 8053 | 13 | 16 | Residential | Yes | Behind the Meter | Vision Solar LLC | PSE&G | Accepted | 2019-06-14 | 2019-06-18 | 2020-06-18 | sunpower | e20-327-e-ac | Solar Panels |  | 0.32 | 11 | 95 | 17 |  | Fixed | Roof
Solar Registration Program | NJSRRE1541339856 | Evesham TWP | 8053 | 13 | 16 | Residential | Yes | Behind the Meter | Vision Solar LLC | PSE&G | Accepted | 2019-06-14 | 2019-06-18 | 2020-06-18 | sunpower | e20-327-e-ac | Solar Panels |  | 0.32 | 6 | 5 | 25 |  | Fixed | Roof
Solar Registration Program | NJSRRE1541339856 | Evesham TWP | 8053 | 13 | 16 | Residential | Yes | Behind the Meter | Vision Solar LLC | PSE&G | Accepted | 2019-06-14 | 2019-06-18 | 2020-06-18 | sunpower | e20-327-e-ac | Solar Panels |  | 0.32 | 9 | 275 | 17 |  | Fixed | Roof
Solar Registration Program | NJSRRE1541339856 | Evesham TWP | 8053 | 13 | 16 | Residential | Yes | Behind the Meter | Vision Solar LLC | PSE&G | Accepted | 2019-06-14 | 2019-06-18 | 2020-06-18 | sunpower | e20-327-e-ac | Solar Panels |  | 0.32 | 3 | 5 | 3 |  | Fixed | Roof
Solar Registration Program | NJSRRE1541339856 | Evesham TWP | 8053 | 13 | 16 | Residential | Yes | Behind the Meter | Vision Solar LLC | PSE&G | Accepted | 2019-06-14 | 2019-06-18 | 2020-06-18 | sunpower | e20-327-e-ac | Inverters | 0.32 |  | 50 |  |  | 0.96 |  | Other | behind panels
Solar Registration Program | NJSRRE1543182779 | Swainton | 8210 | 21 | 16 | Residential | No | Behind the Meter | SunPower Corporation, Systems | AC Electric | Accepted | 2019-11-13 | 2019-11-18 | 2020-11-18 | SUNPOWER | SPR-A-400-G-AC | Solar Panels |  | 0.4 | 17 | 202 | 35 |  | Fixed | Roof
Solar Registration Program | NJSRRE1543182779 | Swainton | 8210 | 21 | 16 | Residential | No | Behind the Meter | SunPower Corporation, Systems | AC Electric | Accepted | 2019-11-13 | 2019-11-18 | 2020-11-18 | SUNPOWER | SPR-A-400-G-AC | Solar Panels |  | 0.4 | 8 | 22 | 30 |  | Fixed | Roof
Solar Registration Program | NJSRRE1543182779 | Swainton | 8210 | 21 | 16 | Residential | No | Behind the Meter | SunPower Corporation, Systems | AC Electric | Accepted | 2019-11-13 | 2019-11-18 | 2020-11-18 | SUNPOWER | SPR-A-400-G-AC | Solar Panels |  | 0.4 | 15 | 202 | 28 |  | Fixed | Roof
Solar Registration Program | NJSRRE1543182779 | Swainton | 8210 | 21 | 16 | Residential | No | Behind the Meter | SunPower Corporation, Systems | AC Electric | Accepted | 2019-11-13 | 2019-11-18 | 2020-11-18 | SUNPOWER | SPR-A-400-G-AC | Inverters | 0.32 |  | 40 |  |  | 0.97 |  | Other | under each panel
Solar Registration Program | NJSRRE1543254394 | Lakewood | 8701 | 18 | 16 | Residential | Yes | Behind the Meter | Absolute Solar | JCP&L | Accepted | 2019-11-14 | 2019-11-19 | 2020-11-19 | Sunpower | SPR-A-400-G-AC | Solar Panels |  | 0.4 | 40 | 246 | 27 |  | Fixed | Roof
Solar Registration Program | NJSRRE1543254394 | Lakewood | 8701 | 18 | 16 | Residential | Yes | Behind the Meter | Absolute Solar | JCP&L | Accepted | 2019-11-14 | 2019-11-19 | 2020-11-19 | Enphase | IQ7+ | Inverters | 320 |  | 40 |  |  | 0.97 |  | Outdoor | integrated under panels
Solar Registration Program | NJSRRE1543355706 | Neptune City | 7753 | 17 | 16 | Residential | No | Behind the Meter | SunPower Corporation, Systems | JCP&L | Accepted | 2019-11-15 | 2019-11-19 | 2020-11-19 | SUNPOWER | SPR-A400-G-AC | Solar Panels |  | 0.4 | 25 | 138 | 20 |  | Fixed | Roof
Solar Registration Program | NJSRRE1543355706 | Neptune City | 7753 | 17 | 16 | Residential | No | Behind the Meter | SunPower Corporation, Systems | JCP&L | Accepted | 2019-11-15 | 2019-11-19 | 2020-11-19 | SUNPOWER | SPR-A400-G-AC | Solar Panels |  | 0.4 | 15 | 318 | 20 |  | Fixed | Roof
Solar Registration Program | NJSRRE1543355706 | Neptune City | 7753 | 17 | 16 | Residential | No | Behind the Meter | SunPower Corporation, Systems | JCP&L | Accepted | 2019-11-15 | 2019-11-19 | 2020-11-19 | SUNPOWER | SPR-A400-G-AC | Inverters | 320 |  | 40 |  |  | 0.97 |  | Other | under each panel
Solar Registration Program | NJSRRE1543572495 | Brigantine | 8203 | 19 | 16 | Residential | Yes | Behind the Meter | All Season Solar | AC Electric | Accepted | 2019-12-19 | 2019-12-26 | 2020-12-26 | Trina | TSM DD06M05II 320W NOV19 | Solar Panels |  | 0.32 | 28 | 106 | 19 |  | Fixed | Roof
Solar Registration Program | NJSRRE1543572495 | Brigantine | 8203 | 19 | 16 | Residential | Yes | Behind the Meter | All Season Solar | AC Electric | Accepted | 2019-12-19 | 2019-12-26 | 2020-12-26 | Trina | TSM DD06M05II 320W NOV19 | Solar Panels |  | 0.32 | 22 | 286 | 19 |  | Fixed | Roof
Solar Registration Program | NJSRRE1543572495 | Brigantine | 8203 | 19 | 16 | Residential | Yes | Behind the Meter | All Season Solar | AC Electric | Accepted | 2019-12-19 | 2019-12-26 | 2020-12-26 | Enphase | IQ7 | Inverters | 240 |  | 50 |  |  | 0.97 |  | Outdoor | Under Module
Solar Registration Program | NJSRRE1543820279 | Steelmanville | 8234 | 19 | 16 | Residential | Yes | Behind the Meter | All Season Solar | AC Electric | Accepted | 2019-12-26 | 2019-12-31 | 2020-12-31 | Trina | TSM-DD06M05II 320W NOV19 | Solar Panels |  | 0.32 | 20 | 204 | 34 |  | Fixed | Roof
Solar Registration Program | NJSRRE1543820279 | Steelmanville | 8234 | 19 | 16 | Residential | Yes | Behind the Meter | All Season Solar | AC Electric | Accepted | 2019-12-26 | 2019-12-31 | 2020-12-31 | Trina | TSM-DD06M05II 320W NOV19 | Solar Panels |  | 0.32 | 16 | 204 | 33 |  | Fixed | Roof
Solar Registration Program | NJSRRE1543820279 | Steelmanville | 8234 | 19 | 16 | Residential | Yes | Behind the Meter | All Season Solar | AC Electric | Accepted | 2019-12-26 | 2019-12-31 | 2020-12-31 | Trina | TSM-DD06M05II 320W NOV19 | Solar Panels |  | 0.32 | 8 | 204 | 33 |  | Fixed | Roof
Solar Registration Program | NJSRRE1543820279 | Steelmanville | 8234 | 19 | 16 | Residential | Yes | Behind the Meter | All Season Solar | AC Electric | Accepted | 2019-12-26 | 2019-12-31 | 2020-12-31 | Trina | TSM-DD06M05II 320W NOV19 | Solar Panels |  | 0.32 | 6 | 114 | 34 |  | Fixed | Roof
Solar Registration Program | NJSRRE1543820279 | Steelmanville | 8234 | 19 | 16 | Residential | Yes | Behind the Meter | All Season Solar | AC Electric | Accepted | 2019-12-26 | 2019-12-31 | 2020-12-31 | Enphase | IQ7 | Inverters | 240 |  | 50 |  |  | 0.97 |  | Outdoor | Under Module
Solar Registration Program | NJSRRE1542544238 | Newfield | 8344 | 15 | 16.02 | Residential | Yes | Behind the Meter | SunnyMac LLC | AC Electric | Accepted | 2019-10-15 | 2019-10-17 | 2020-10-17 | SunPower | SPR-E20-327 | Solar Panels |  | 0.327 | 3 | 185 | 34 |  | Fixed | Roof
Solar Registration Program | NJSRRE1542544238 | Newfield | 8344 | 15 | 16.02 | Residential | Yes | Behind the Meter | SunnyMac LLC | AC Electric | Accepted | 2019-10-15 | 2019-10-17 | 2020-10-17 | SunPower | SPR-E20-327 | Solar Panels |  | 0.327 | 14 | 185 | 34 |  | Fixed | Roof
Solar Registration Program | NJSRRE1542544238 | Newfield | 8344 | 15 | 16.02 | Residential | Yes | Behind the Meter | SunnyMac LLC | AC Electric | Accepted | 2019-10-15 | 2019-10-17 | 2020-10-17 | SunPower | SPR-E20-327 | Solar Panels |  | 0.327 | 20 | 275 | 34 |  | Fixed | Roof
Solar Registration Program | NJSRRE1542544238 | Newfield | 8344 | 15 | 16.02 | Residential | Yes | Behind the Meter | SunnyMac LLC | AC Electric | Accepted | 2019-10-15 | 2019-10-17 | 2020-10-17 | SunPower | SPR-E20-327 | Solar Panels |  | 0.327 | 12 | 95 | 34 |  | Fixed | Roof
Solar Registration Program | NJSRRE1542544238 | Newfield | 8344 | 15 | 16.02 | Residential | Yes | Behind the Meter | SunnyMac LLC | AC Electric | Accepted | 2019-10-15 | 2019-10-17 | 2020-10-17 | Enphase | IQ7XS-96-ACM-US | Inverters | 0.315 |  | 49 |  |  | 0.99 |  | Outdoor | roof
Solar Registration Program | NJSRRE1542575663 | Alexandria | 8867 | 4 | 16.02 | Residential | No | Behind the Meter | GenRenew, LLC | JCP&L | Final As-Built Received | 2019-10-22 | 2019-10-24 | 2020-10-24 | Sunpower | SPR-E20-327-E-AC | Solar Panels |  | 0.327 | 49 | 178 | 45 |  | Fixed | Roof
Solar Registration Program | NJSRRE1542575663 | Alexandria | 8867 | 4 | 16.02 | Residential | No | Behind the Meter | GenRenew, LLC | JCP&L | Final As-Built Received | 2019-10-22 | 2019-10-24 | 2020-10-24 | Sunpower | MI-E-320-US208/240 | Inverters | 320 |  | 49 |  |  | 0.96 |  | Outdoor | microinverters under modules
Solar Registration Program | NJSRRE1542575663 | Alexandria | 8867 | 4 | 16.02 | Residential | No | Behind the Meter | GenRenew, LLC | JCP&L | Final As-Built Received | 2019-10-22 | 2019-10-24 | 2020-10-24 | sunpower | pvs6 | Meters |  |  | 1 |  |  |  | Yes | Outdoor
Solar Registration Program | NJSRRE1542687311 | Rutherford Boro | 7070 | 7 | 16.02 | Residential | Yes | Behind the Meter | GenRenew, LLC | PSE&G | Accepted | 2019-10-29 | 2019-10-31 | 2020-10-31 | sunpower | SPR-E20-327-E-AC | Solar Panels |  | 0.327 | 22 | 127 | 45 |  | Fixed | Roof
Solar Registration Program | NJSRRE1542687311 | Rutherford Boro | 7070 | 7 | 16.02 | Residential | Yes | Behind the Meter | GenRenew, LLC | PSE&G | Accepted | 2019-10-29 | 2019-10-31 | 2020-10-31 | sunpower | SPR-E20-327-E-AC | Solar Panels |  | 0.327 | 2 | 217 | 38 |  | Fixed | Roof
Solar Registration Program | NJSRRE1542687311 | Rutherford Boro | 7070 | 7 | 16.02 | Residential | Yes | Behind the Meter | GenRenew, LLC | PSE&G | Accepted | 2019-10-29 | 2019-10-31 | 2020-10-31 | sunpower | SPR-E20-327-E-AC | Solar Panels |  | 0.327 | 23 | 307 | 45 |  | Fixed | Roof
Solar Registration Program | NJSRRE1542687311 | Rutherford Boro | 7070 | 7 | 16.02 | Residential | Yes | Behind the Meter | GenRenew, LLC | PSE&G | Accepted | 2019-10-29 | 2019-10-31 | 2020-10-31 | sunpower | SPR-E20-327-E-AC | Solar Panels |  | 0.327 | 2 | 37 | 38 |  | Fixed | Roof
Solar Registration Program | NJSRRE1542687311 | Rutherford Boro | 7070 | 7 | 16.02 | Residential | Yes | Behind the Meter | GenRenew, LLC | PSE&G | Accepted | 2019-10-29 | 2019-10-31 | 2020-10-31 | sunpower | MI-C-320-US208/240-10 | Inverters | 320 |  | 49 |  |  | 0.96 |  | Outdoor | MICROINVERTER LOCATED UNDER MODULE
Solar Registration Program | NJSRRE1540474089 | Clayton | 8312 | 15 | 16.07 | Residential | Yes | Behind the Meter | Suntuity Solar LLC | AC Electric | Accepted | 2019-03-11 | 2019-03-12 | 2020-03-12 | Hanwha Solar | Q-Cells 315 Mono | Solar Panels |  | 0.315 | 27 | 90 | 22 |  | Fixed | Roof
Solar Registration Program | NJSRRE1540474089 | Clayton | 8312 | 15 | 16.07 | Residential | Yes | Behind the Meter | Suntuity Solar LLC | AC Electric | Accepted | 2019-03-11 | 2019-03-12 | 2020-03-12 | Hanwha Solar | Q-Cells 315 Mono | Solar Panels |  | 0.315 | 24 | 270 | 22 |  | Fixed | Roof
Solar Registration Program | NJSRRE1540474089 | Clayton | 8312 | 15 | 16.07 | Residential | Yes | Behind the Meter | Suntuity Solar LLC | AC Electric | Accepted | 2019-03-11 | 2019-03-12 | 2020-03-12 | SolarEdge | SE7600H-US | Inverters | 7600 |  | 2 |  |  | 0.99 |  | Other | Besides the meter
Solar Registration Program | NJSRRE1540846943 | IRVINGTON | 7111 | 9 | 16.07 | Residential | Yes | Behind the Meter | Pro Custom Solar dba Momentum Solar | PSE&G | Accepted | 2019-04-11 | 2019-04-16 | 2020-04-16 | HANWHA | Q.PEAK DUO BLK-G5 315 | Solar Panels |  | 0.315 | 20 | 202 | 45 |  | Fixed | Roof
Solar Registration Program | NJSRRE1540846943 | IRVINGTON | 7111 | 9 | 16.07 | Residential | Yes | Behind the Meter | Pro Custom Solar dba Momentum Solar | PSE&G | Accepted | 2019-04-11 | 2019-04-16 | 2020-04-16 | HANWHA | Q.PEAK DUO BLK-G5 315 | Solar Panels |  | 0.315 | 31 | 22 | 5 |  | Fixed | Roof
Solar Registration Program | NJSRRE1540846943 | IRVINGTON | 7111 | 9 | 16.07 | Residential | Yes | Behind the Meter | Pro Custom Solar dba Momentum Solar | PSE&G | Accepted | 2019-04-11 | 2019-04-16 | 2020-04-16 | ENPHASE | IQ6-60-2-US | Inverters | 240 |  | 51 |  |  | 0.97 |  | Outdoor | Roof
Solar Registration Program | NJSRRE1541880930 | RED BANK | 7701 | 17 | 16.07 | Residential | Yes | Behind the Meter | Vivint Solar Developer, LLC | JCP&L | Accepted | 2019-08-29 | 2019-09-04 | 2020-09-04 | Hanwha Solar | Q.PEAK BLK-G5 315w | Solar Panels |  | 0.315 | 25 | 259 | 26 |  | Fixed | Roof
Solar Registration Program | NJSRRE1541880930 | RED BANK | 7701 | 17 | 16.07 | Residential | Yes | Behind the Meter | Vivint Solar Developer, LLC | JCP&L | Accepted | 2019-08-29 | 2019-09-04 | 2020-09-04 | Hanwha Solar | Q.PEAK BLK-G5 315w | Solar Panels |  | 0.315 | 2 | 169 | 24 |  | Fixed | Roof
Solar Registration Program | NJSRRE1541880930 | RED BANK | 7701 | 17 | 16.07 | Residential | Yes | Behind the Meter | Vivint Solar Developer, LLC | JCP&L | Accepted | 2019-08-29 | 2019-09-04 | 2020-09-04 | Hanwha Solar | Q.PEAK BLK-G5 315w | Solar Panels |  | 0.315 | 7 | 349 | 26 |  | Fixed | Roof
Solar Registration Program | NJSRRE1541880930 | RED BANK | 7701 | 17 | 16.07 | Residential | Yes | Behind the Meter | Vivint Solar Developer, LLC | JCP&L | Accepted | 2019-08-29 | 2019-09-04 | 2020-09-04 | Hanwha Solar | Q.PEAK BLK-G5 315w | Solar Panels |  | 0.315 | 2 | 349 | 24 |  | Fixed | Roof
Solar Registration Program | NJSRRE1541880930 | RED BANK | 7701 | 17 | 16.07 | Residential | Yes | Behind the Meter | Vivint Solar Developer, LLC | JCP&L | Accepted | 2019-08-29 | 2019-09-04 | 2020-09-04 | Hanwha Solar | Q.PEAK BLK-G5 315w | Solar Panels |  | 0.315 | 15 | 79 | 26 |  | Fixed | Roof
Solar Registration Program | NJSRRE1541880930 | RED BANK | 7701 | 17 | 16.07 | Residential | Yes | Behind the Meter | Vivint Solar Developer, LLC | JCP&L | Accepted | 2019-08-29 | 2019-09-04 | 2020-09-04 | solar edge | SE3800H-US000BNC4 | Inverters | 3800 |  | 1 |  |  | 0.992 |  | Outdoor | Near the Utility Meter
Solar Registration Program | NJSRRE1541880930 | RED BANK | 7701 | 17 | 16.07 | Residential | Yes | Behind the Meter | Vivint Solar Developer, LLC | JCP&L | Accepted | 2019-08-29 | 2019-09-04 | 2020-09-04 | solar edge | SE7600H-US000BNC4 | Inverters | 7600 |  | 1 |  |  | 0.992 |  | Outdoor | Near the Utility Meter
Solar Registration Program | NJSRRE1541887868 | HAZLET | 7730 | 17 | 16.07 | Residential | No | Behind the Meter | Vivint Solar Developer, LLC | JCP&L | Accepted | 2019-09-04 | 2019-09-05 | 2020-09-05 | Hanwha Solar | Q.PEAK BLK-G5 315 | Solar Panels |  | 0.315 | 27 | 83 | 25 |  | Fixed | Roof
Solar Registration Program | NJSRRE1541887868 | HAZLET | 7730 | 17 | 16.07 | Residential | No | Behind the Meter | Vivint Solar Developer, LLC | JCP&L | Accepted | 2019-09-04 | 2019-09-05 | 2020-09-05 | Hanwha Solar | Q.PEAK BLK-G5 315 | Solar Panels |  | 0.315 | 3 | 173 | 25 |  | Fixed | Roof
Solar Registration Program | NJSRRE1541887868 | HAZLET | 7730 | 17 | 16.07 | Residential | No | Behind the Meter | Vivint Solar Developer, LLC | JCP&L | Accepted | 2019-09-04 | 2019-09-05 | 2020-09-05 | Hanwha Solar | Q.PEAK BLK-G5 315 | Solar Panels |  | 0.315 | 21 | 263 | 25 |  | Fixed | Roof
Solar Registration Program | NJSRRE1541887868 | HAZLET | 7730 | 17 | 16.07 | Residential | No | Behind the Meter | Vivint Solar Developer, LLC | JCP&L | Accepted | 2019-09-04 | 2019-09-05 | 2020-09-05 | SolarEdge | SE7600H-US | Inverters | 7600 |  | 1 |  |  | 0.992 |  | Outdoor | Near the Utility Meter
Solar Registration Program | NJSRRE1541887868 | HAZLET | 7730 | 17 | 16.07 | Residential | No | Behind the Meter | Vivint Solar Developer, LLC | JCP&L | Accepted | 2019-09-04 | 2019-09-05 | 2020-09-05 | SolarEdge | SE3800H-US | Inverters | 3800 |  | 1 |  |  | 0.992 |  | Outdoor | Near The Utility Meter
Solar Registration Program | NJSRRE1542424581 | Hillsborough Township | 8844 | 5 | 16.07 | Residential | Yes | Behind the Meter | Tesla Energy Operations | PSE&G | Accepted | 2019-09-20 | 2019-09-24 | 2020-09-24 | Hanwha Q-Cells | Q.Peak DUO BLK-G5/SC315 | Solar Panels |  | 0.315 | 23 | 35 | 27 |  | Fixed | Roof
Solar Registration Program | NJSRRE1542424581 | Hillsborough Township | 8844 | 5 | 16.07 | Residential | Yes | Behind the Meter | Tesla Energy Operations | PSE&G | Accepted | 2019-09-20 | 2019-09-24 | 2020-09-24 | Hanwha Q-Cell | Q.Peak DUO BLK-G5/SC315 | Solar Panels |  | 0.315 | 28 | 215 | 27 |  | Fixed | Roof
Solar Registration Program | NJSRRE1542424581 | Hillsborough Township | 8844 | 5 | 16.07 | Residential | Yes | Behind the Meter | Tesla Energy Operations | PSE&G | Accepted | 2019-09-20 | 2019-09-24 | 2020-09-24 | SOLAREDGE | SE7600H-US000SNC2 | Inverters | 7600 |  | 2 |  |  | 0.99 |  | Indoor | Indoors
Solar Registration Program | NJSRRE1542540157 | Pennsville | 8070 | 16 | 16.07 | Residential | Yes | Behind the Meter | Suntuity Solar LLC | AC Electric | Accepted | 2019-10-14 | 2019-10-16 | 2020-10-16 | Yingli Green Energy | YL315D-30b | Solar Panels |  | 0.315 | 16 | 108 | 42 |  | Fixed | Roof
Solar Registration Program | NJSRRE1542540157 | Pennsville | 8070 | 16 | 16.07 | Residential | Yes | Behind the Meter | Suntuity Solar LLC | AC Electric | Accepted | 2019-10-14 | 2019-10-16 | 2020-10-16 | Yingli Green Energy | YL315D-30b | Solar Panels |  | 0.315 | 21 | 19 | 8 |  | Fixed | Roof
Solar Registration Program | NJSRRE1542540157 | Pennsville | 8070 | 16 | 16.07 | Residential | Yes | Behind the Meter | Suntuity Solar LLC | AC Electric | Accepted | 2019-10-14 | 2019-10-16 | 2020-10-16 | Yingli Green Energy | YL315D-30b | Solar Panels |  | 0.315 | 14 | 199 | 42 |  | Fixed | Roof
Solar Registration Program | NJSRRE1542540157 | Pennsville | 8070 | 16 | 16.07 | Residential | Yes | Behind the Meter | Suntuity Solar LLC | AC Electric | Accepted | 2019-10-14 | 2019-10-16 | 2020-10-16 | Enphase Energy | IQ7-60-2-US | Inverters | 240 |  | 51 |  |  | 0.97 |  | Outdoor | Behind the PV Modules
Solar Registration Program | NJSRRE1542582605 | Linden | 7036 | 10 | 16.07 | Residential | Yes | Behind the Meter | Pro Custom Solar dba Momentum Solar | PSE&G | Accepted | 2019-10-24 | 2019-10-28 | 2020-10-28 | Hanwha | Q.Peak DUO BLK-G5 315 | Solar Panels |  | 0.315 | 15 | 306 | 27 |  | Fixed | Roof
Solar Registration Program | NJSRRE1542582605 | Linden | 7036 | 10 | 16.07 | Residential | Yes | Behind the Meter | Pro Custom Solar dba Momentum Solar | PSE&G | Accepted | 2019-10-24 | 2019-10-28 | 2020-10-28 | Hanwha | Q.Peak DUO BLK-G5 315 | Solar Panels |  | 0.315 | 8 | 307 | 26 |  | Fixed | Roof
Solar Registration Program | NJSRRE1542582605 | Linden | 7036 | 10 | 16.07 | Residential | Yes | Behind the Meter | Pro Custom Solar dba Momentum Solar | PSE&G | Accepted | 2019-10-24 | 2019-10-28 | 2020-10-28 | Hanwha | Q.Peak DUO BLK-G5 315 | Solar Panels |  | 0.315 | 13 | 125 | 25 |  | Fixed | Roof
Solar Registration Program | NJSRRE1542582605 | Linden | 7036 | 10 | 16.07 | Residential | Yes | Behind the Meter | Pro Custom Solar dba Momentum Solar | PSE&G | Accepted | 2019-10-24 | 2019-10-28 | 2020-10-28 | Hanwha | Q.Peak DUO BLK-G5 315 | Solar Panels |  | 0.315 | 15 | 126 | 27 |  | Fixed | Roof
Solar Registration Program | NJSRRE1542582605 | Linden | 7036 | 10 | 16.07 | Residential | Yes | Behind the Meter | Pro Custom Solar dba Momentum Solar | PSE&G | Accepted | 2019-10-24 | 2019-10-28 | 2020-10-28 | Enphase Energy | IQ6-60-2-US | Inverters | 240 |  | 51 |  |  | 0.97 |  | Outdoor | Roof
Solar Registration Program | NJSRRE1543057919 | Manahawkin | 8050 | 18 | 16.07 | Residential | No | Behind the Meter | Suntuity Solar LLC | AC Electric | Accepted | 2019-11-08 | 2019-11-12 | 2020-11-12 | Yingli Green Energy | YL315D-30b | Solar Panels |  | 0.315 | 33 | 100 | 32 |  | Fixed | Roof
Solar Registration Program | NJSRRE1543057919 | Manahawkin | 8050 | 18 | 16.07 | Residential | No | Behind the Meter | Suntuity Solar LLC | AC Electric | Accepted | 2019-11-08 | 2019-11-12 | 2020-11-12 | Yingli Green Energy | YL315D-30b | Solar Panels |  | 0.315 | 18 | 280 | 14 |  | Fixed | Roof
Solar Registration Program | NJSRRE1543057919 | Manahawkin | 8050 | 18 | 16.07 | Residential | No | Behind the Meter | Suntuity Solar LLC | AC Electric | Accepted | 2019-11-08 | 2019-11-12 | 2020-11-12 | Enphase Energy | IQ7-60-2-US | Inverters | 240 |  | 51 |  |  | 0.97 |  | Outdoor | Behind the PV Modules
Solar Registration Program | NJSRRE1543421286 | Union Beach | 7735 | 17 | 16.07 | Residential | No | Behind the Meter | Pro Custom Solar dba Momentum Solar | JCP&L | Accepted | 2019-11-19 | 2019-11-21 | 2020-11-21 | Hanwha | Q.Peak DUO BLK-G5 315 | Solar Panels |  | 0.315 | 4 | 313 | 30 |  | Fixed | Roof
Solar Registration Program | NJSRRE1543421286 | Union Beach | 7735 | 17 | 16.07 | Residential | No | Behind the Meter | Pro Custom Solar dba Momentum Solar | JCP&L | Accepted | 2019-11-19 | 2019-11-21 | 2020-11-21 | Hanwha | Q.Peak DUO BLK-G5 315 | Solar Panels |  | 0.315 | 3 | 134 | 14 |  | Fixed | Roof
Solar Registration Program | NJSRRE1543421286 | Union Beach | 7735 | 17 | 16.07 | Residential | No | Behind the Meter | Pro Custom Solar dba Momentum Solar | JCP&L | Accepted | 2019-11-19 | 2019-11-21 | 2020-11-21 | Hanwha | Q.Peak DUO BLK-G5 315 | Solar Panels |  | 0.315 | 11 | 135 | 23 |  | Fixed | Roof
Solar Registration Program | NJSRRE1543421286 | Union Beach | 7735 | 17 | 16.07 | Residential | No | Behind the Meter | Pro Custom Solar dba Momentum Solar | JCP&L | Accepted | 2019-11-19 | 2019-11-21 | 2020-11-21 | Hanwha | Q.Peak DUO BLK-G5 315 | Solar Panels |  | 0.315 | 6 | 133 | 5 |  | Fixed | Roof
Solar Registration Program | NJSRRE1543421286 | Union Beach | 7735 | 17 | 16.07 | Residential | No | Behind the Meter | Pro Custom Solar dba Momentum Solar | JCP&L | Accepted | 2019-11-19 | 2019-11-21 | 2020-11-21 | Hanwha | Q.Peak DUO BLK-G5 315 | Solar Panels |  | 0.315 | 4 | 43 | 6 |  | Fixed | Roof
Solar Registration Program | NJSRRE1543421286 | Union Beach | 7735 | 17 | 16.07 | Residential | No | Behind the Meter | Pro Custom Solar dba Momentum Solar | JCP&L | Accepted | 2019-11-19 | 2019-11-21 | 2020-11-21 | Hanwha | Q.Peak DUO BLK-G5 315 | Solar Panels |  | 0.315 | 13 | 315 | 23 |  | Fixed | Roof
Solar Registration Program | NJSRRE1543421286 | Union Beach | 7735 | 17 | 16.07 | Residential | No | Behind the Meter | Pro Custom Solar dba Momentum Solar | JCP&L | Accepted | 2019-11-19 | 2019-11-21 | 2020-11-21 | Hanwha | Q.Peak DUO BLK-G5 315 | Solar Panels |  | 0.315 | 10 | 133 | 30 |  | Fixed | Roof
Solar Registration Program | NJSRRE1543421286 | Union Beach | 7735 | 17 | 16.07 | Residential | No | Behind the Meter | Pro Custom Solar dba Momentum Solar | JCP&L | Accepted | 2019-11-19 | 2019-11-21 | 2020-11-21 | Enphase Energy | IQ6-60-2-US | Inverters | 240 |  | 51 |  |  | 0.97 |  | Outdoor | Roof
Solar Registration Program | NJSRRE1543450893 | Toms River | 8757 | 18 | 16.07 | Residential | No | Behind the Meter | Trinity Solar | JCP&L | Accepted | 2019-11-27 | 2019-12-03 | 2020-12-03 | Hanwha | Q.PEAK DUO BLK-G5 315 | Solar Panels |  | 0.315 | 12 | 303 | 21 |  | Fixed | Roof
Solar Registration Program | NJSRRE1543450893 | Toms River | 8757 | 18 | 16.07 | Residential | No | Behind the Meter | Trinity Solar | JCP&L | Accepted | 2019-11-27 | 2019-12-03 | 2020-12-03 | Hanwha | Q.PEAK DUO BLK-G5 315 | Solar Panels |  | 0.315 | 11 | 33 | 21 |  | Fixed | Roof
Solar Registration Program | NJSRRE1543450893 | Toms River | 8757 | 18 | 16.07 | Residential | No | Behind the Meter | Trinity Solar | JCP&L | Accepted | 2019-11-27 | 2019-12-03 | 2020-12-03 | Hanwha | Q.PEAK DUO BLK-G5 315 | Solar Panels |  | 0.315 | 9 | 213 | 21 |  | Fixed | Roof
Solar Registration Program | NJSRRE1543450893 | Toms River | 8757 | 18 | 16.07 | Residential | No | Behind the Meter | Trinity Solar | JCP&L | Accepted | 2019-11-27 | 2019-12-03 | 2020-12-03 | Hanwha | Q.PEAK DUO BLK-G5 315 | Solar Panels |  | 0.315 | 6 | 123 | 21 |  | Fixed | Roof
Solar Registration Program | NJSRRE1543450893 | Toms River | 8757 | 18 | 16.07 | Residential | No | Behind the Meter | Trinity Solar | JCP&L | Accepted | 2019-11-27 | 2019-12-03 | 2020-12-03 | Hanwha | Q.PEAK DUO BLK-G5 315 | Solar Panels |  | 0.315 | 6 | 123 | 12 |  | Fixed | Roof
Solar Registration Program | NJSRRE1543450893 | Toms River | 8757 | 18 | 16.07 | Residential | No | Behind the Meter | Trinity Solar | JCP&L | Accepted | 2019-11-27 | 2019-12-03 | 2020-12-03 | Hanwha | Q.PEAK DUO BLK-G5 315 | Solar Panels |  | 0.315 | 3 | 213 | 18 |  | Fixed | Roof
Solar Registration Program | NJSRRE1543450893 | Toms River | 8757 | 18 | 16.07 | Residential | No | Behind the Meter | Trinity Solar | JCP&L | Accepted | 2019-11-27 | 2019-12-03 | 2020-12-03 | Hanwha | Q.PEAK DUO BLK-G5 315 | Solar Panels |  | 0.315 | 4 | 123 | 27 |  | Fixed | Roof
Solar Registration Program | NJSRRE1543450893 | Toms River | 8757 | 18 | 16.07 | Residential | No | Behind the Meter | Trinity Solar | JCP&L | Accepted | 2019-11-27 | 2019-12-03 | 2020-12-03 | Solar Edge | SE7600 | Inverters | 7600 |  | 1 |  |  | 0.97 |  | Outside | side of home
Solar Registration Program | NJSRRE1543450893 | Toms River | 8757 | 18 | 16.07 | Residential | No | Behind the Meter | Trinity Solar | JCP&L | Accepted | 2019-11-27 | 2019-12-03 | 2020-12-03 | Solar Edge | SE5000 | Inverters | 5000 |  | 1 |  |  | 0.97 |  | Outside | side of home
Solar Registration Program | NJSRRE1543497663 | SEWELL | 8080 | 15 | 16.07 | Residential | Yes | Behind the Meter | Vivint Solar Developer, LLC | AC Electric | Accepted | 2019-12-06 | 2019-12-10 | 2020-12-10 | HANWHA SOLAR | Q.PEAK BLK-G5 315 | Solar Panels |  | 0.315 | 18 | 334 | 28 |  | Fixed | Roof
Solar Registration Program | NJSRRE1543497663 | SEWELL | 8080 | 15 | 16.07 | Residential | Yes | Behind the Meter | Vivint Solar Developer, LLC | AC Electric | Accepted | 2019-12-06 | 2019-12-10 | 2020-12-10 | HANWHA SOLAR | Q.PEAK BLK-G5 315 | Solar Panels |  | 0.315 | 16 | 334 | 28 |  | Fixed | Roof
Solar Registration Program | NJSRRE1543497663 | SEWELL | 8080 | 15 | 16.07 | Residential | Yes | Behind the Meter | Vivint Solar Developer, LLC | AC Electric | Accepted | 2019-12-06 | 2019-12-10 | 2020-12-10 | HANWHA SOLAR | Q.PEAK BLK-G5 315 | Solar Panels |  | 0.315 | 17 | 154 | 28 |  | Fixed | Roof
Solar Registration Program | NJSRRE1543497663 | SEWELL | 8080 | 15 | 16.07 | Residential | Yes | Behind the Meter | Vivint Solar Developer, LLC | AC Electric | Accepted | 2019-12-06 | 2019-12-10 | 2020-12-10 | SOLAREDGE | SE3800H-US | Inverters | 3800 |  | 1 |  |  | 0.992 |  | Outdoor | Near the Utility Meter
Solar Registration Program | NJSRRE1543497663 | SEWELL | 8080 | 15 | 16.07 | Residential | Yes | Behind the Meter | Vivint Solar Developer, LLC | AC Electric | Accepted | 2019-12-06 | 2019-12-10 | 2020-12-10 | SOLAREDGE | SE7600H-US | Inverters | 7600 |  | 1 |  |  | 0.992 |  | Outdoor | Near the Utility Meter
Solar Registration Program | NJSRRE1543570857 | Voorhees | 8043 | 14 | 16.07 | Residential | Yes | Behind the Meter | Vision Solar LLC | AC Electric | Accepted | 2019-12-19 | 2019-12-26 | 2020-12-26 | hanwa qcells | q.peak duo-g5 315 | Solar Panels |  | 0.315 | 22 | 224 | 23 |  | Fixed | Roof
Solar Registration Program | NJSRRE1543570857 | Voorhees | 8043 | 14 | 16.07 | Residential | Yes | Behind the Meter | Vision Solar LLC | AC Electric | Accepted | 2019-12-19 | 2019-12-26 | 2020-12-26 | hanwa qcells | q.peak duo-g5 315 | Solar Panels |  | 0.315 | 29 | 244 | 23 |  | Fixed | Roof
Solar Registration Program | NJSRRE1543570857 | Voorhees | 8043 | 14 | 16.07 | Residential | Yes | Behind the Meter | Vision Solar LLC | AC Electric | Accepted | 2019-12-19 | 2019-12-26 | 2020-12-26 | enphase | iq7-60-2-us | Inverters | 0.25 |  | 51 |  |  | 0.96 |  | Other | behind panels
Solar Registration Program | NJSRRE1541524973 | SECAUCUS | 7094 | 8 | 16.08 | Residential | Yes | Behind the Meter | Pro Custom Solar dba Momentum Solar | PSE&G | Accepted | 2019-07-02 | 2019-07-05 | 2020-07-05 | LG | LG 335N1C-A5 | Solar Panels |  | 0.335 | 19 | 218 | 23 |  | Fixed | Roof
Solar Registration Program | NJSRRE1541524973 | SECAUCUS | 7094 | 8 | 16.08 | Residential | Yes | Behind the Meter | Pro Custom Solar dba Momentum Solar | PSE&G | Accepted | 2019-07-02 | 2019-07-05 | 2020-07-05 | LG | LG 335N1C-A5 | Solar Panels |  | 0.335 | 5 | 128 | 24 |  | Fixed | Roof
Solar Registration Program | NJSRRE1541524973 | SECAUCUS | 7094 | 8 | 16.08 | Residential | Yes | Behind the Meter | Pro Custom Solar dba Momentum Solar | PSE&G | Accepted | 2019-07-02 | 2019-07-05 | 2020-07-05 | LG | LG 335N1C-A5 | Solar Panels |  | 0.335 | 15 | 38 | 25 |  | Fixed | Roof
Solar Registration Program | NJSRRE1541524973 | SECAUCUS | 7094 | 8 | 16.08 | Residential | Yes | Behind the Meter | Pro Custom Solar dba Momentum Solar | PSE&G | Accepted | 2019-07-02 | 2019-07-05 | 2020-07-05 | LG | LG 335N1C-A5 | Solar Panels |  | 0.335 | 9 | 308 | 24 |  | Fixed | Roof
Solar Registration Program | NJSRRE1541524973 | SECAUCUS | 7094 | 8 | 16.08 | Residential | Yes | Behind the Meter | Pro Custom Solar dba Momentum Solar | PSE&G | Accepted | 2019-07-02 | 2019-07-05 | 2020-07-05 | ENPHASE | IQ7-60-2-US | Inverters | 250 |  | 48 |  |  | 0.97 |  | Outdoor | ROOF
Solar Registration Program | NJSRRE1541888699 | Monroe Township | 8831 | 11 | 16.08 | Residential | Yes | Behind the Meter | Pro Custom Solar dba Momentum Solar | JCP&L | Accepted | 2019-08-27 | 2019-08-30 | 2020-08-30 | LG ELECTRONICS | LG 335N1C-V5 | Solar Panels |  | 0.335 | 4 | 247 | 19 |  | Fixed | Roof
Solar Registration Program | NJSRRE1541888699 | Monroe Township | 8831 | 11 | 16.08 | Residential | Yes | Behind the Meter | Pro Custom Solar dba Momentum Solar | JCP&L | Accepted | 2019-08-27 | 2019-08-30 | 2020-08-30 | LG ELECTRONICS | LG 335N1C-V5 | Solar Panels |  | 0.335 | 34 | 157 | 19 |  | Fixed | Roof
Solar Registration Program | NJSRRE1541888699 | Monroe Township | 8831 | 11 | 16.08 | Residential | Yes | Behind the Meter | Pro Custom Solar dba Momentum Solar | JCP&L | Accepted | 2019-08-27 | 2019-08-30 | 2020-08-30 | LG ELECTRONICS | LG 335N1C-V5 | Solar Panels |  | 0.335 | 10 | 157 | 19 |  | Fixed | Roof
Solar Registration Program | NJSRRE1541888699 | Monroe Township | 8831 | 11 | 16.08 | Residential | Yes | Behind the Meter | Pro Custom Solar dba Momentum Solar | JCP&L | Accepted | 2019-08-27 | 2019-08-30 | 2020-08-30 | Enphase Energy | IQ7-60-2-US | Inverters | 250 |  | 48 |  |  | 0.97 |  | Outdoor | Roof
Solar Registration Program | NJSRRE1540847043 | Vineland | 8360 | 20 | 16.1 | Residential | No | Behind the Meter | Green Power Energy | Vineland Muni Electric | Accepted | 2019-04-11 | 2019-04-12 | 2020-04-12 | Silfab | SLG350M | Solar Panels |  | 0.35 | 9 | 184 | 18 |  | Fixed | Roof
Solar Registration Program | NJSRRE1540847043 | Vineland | 8360 | 20 | 16.1 | Residential | No | Behind the Meter | Green Power Energy | Vineland Muni Electric | Accepted | 2019-04-11 | 2019-04-12 | 2020-04-12 | Silfab | SLG350M | Solar Panels |  | 0.35 | 23 | 93 | 18 |  | Fixed | Roof
Solar Registration Program | NJSRRE1540847043 | Vineland | 8360 | 20 | 16.1 | Residential | No | Behind the Meter | Green Power Energy | Vineland Muni Electric | Accepted | 2019-04-11 | 2019-04-12 | 2020-04-12 | Silfab | SLG350M | Solar Panels |  | 0.35 | 14 | 274 | 23 |  | Fixed | Roof
Solar Registration Program | NJSRRE1540847043 | Vineland | 8360 | 20 | 16.1 | Residential | No | Behind the Meter | Green Power Energy | Vineland Muni Electric | Accepted | 2019-04-11 | 2019-04-12 | 2020-04-12 | Solar Edge | SE7600H-US | Inverters | 7600 |  | 2 |  |  | 0.97 |  | Outside | next to meter
Solar Registration Program | NJSRRE1540972564 | Mullica Hill | 8062 | 15 | 16.1 | Residential | No | Behind the Meter | SunnyMac LLC | AC Electric | Accepted | 2019-05-17 | 2019-05-17 | 2020-05-17 | Sunpower | SPR-X21-350 | Solar Panels |  | 0.35 | 9 | 343 | 26 |  | Fixed | Roof
Solar Registration Program | NJSRRE1540972564 | Mullica Hill | 8062 | 15 | 16.1 | Residential | No | Behind the Meter | SunnyMac LLC | AC Electric | Accepted | 2019-05-17 | 2019-05-17 | 2020-05-17 | Sunpower | SPR-X21-350 | Solar Panels |  | 0.35 | 8 | 163 | 26 |  | Fixed | Roof
Solar Registration Program | NJSRRE1540972564 | Mullica Hill | 8062 | 15 | 16.1 | Residential | No | Behind the Meter | SunnyMac LLC | AC Electric | Accepted | 2019-05-17 | 2019-05-17 | 2020-05-17 | Sunpower | SPR-X21-350 | Solar Panels |  | 0.35 | 4 | 163 | 26 |  | Fixed | Roof
Solar Registration Program | NJSRRE1540972564 | Mullica Hill | 8062 | 15 | 16.1 | Residential | No | Behind the Meter | SunnyMac LLC | AC Electric | Accepted | 2019-05-17 | 2019-05-17 | 2020-05-17 | Sunpower | SPR-X21-350 | Solar Panels |  | 0.35 | 17 | 343 | 26 |  | Fixed | Roof
Solar Registration Program | NJSRRE1540972564 | Mullica Hill | 8062 | 15 | 16.1 | Residential | No | Behind the Meter | SunnyMac LLC | AC Electric | Accepted | 2019-05-17 | 2019-05-17 | 2020-05-17 | Sunpower | SPR-X21-350 | Solar Panels |  | 0.35 | 2 | 162 | 26 |  | Fixed | Roof
Solar Registration Program | NJSRRE1540972564 | Mullica Hill | 8062 | 15 | 16.1 | Residential | No | Behind the Meter | SunnyMac LLC | AC Electric | Accepted | 2019-05-17 | 2019-05-17 | 2020-05-17 | Sunpower | SPR-X21-350 | Solar Panels |  | 0.35 | 4 | 162 | 26 |  | Fixed | Roof
Solar Registration Program | NJSRRE1540972564 | Mullica Hill | 8062 | 15 | 16.1 | Residential | No | Behind the Meter | SunnyMac LLC | AC Electric | Accepted | 2019-05-17 | 2019-05-17 | 2020-05-17 | Sunpower | SPR-X21-350 | Solar Panels |  | 0.35 | 2 | 263 | 26 |  | Fixed | Roof
Solar Registration Program | NJSRRE1540972564 | Mullica Hill | 8062 | 15 | 16.1 | Residential | No | Behind the Meter | SunnyMac LLC | AC Electric | Accepted | 2019-05-17 | 2019-05-17 | 2020-05-17 | Sunpower | SPR-X21-350 | Inverters | 0.32 |  | 46 |  |  | 0.99 |  | Outside | Roof
Solar Registration Program | NJSRRE1543058643 | Belle Mead | 8502 | 5 | 16.1 | Residential | No | Behind the Meter | Exact Solar | PSE&G | Accepted | 2019-11-08 | 2019-11-12 | 2020-11-12 | LG | LG350N1C-A5 | Solar Panels |  | 0.35 | 33 | 173 | 37 |  | Fixed | Roof
Solar Registration Program | NJSRRE1543058643 | Belle Mead | 8502 | 5 | 16.1 | Residential | No | Behind the Meter | Exact Solar | PSE&G | Accepted | 2019-11-08 | 2019-11-12 | 2020-11-12 | LG | LG350N1C-A5 | Solar Panels |  | 0.35 | 13 | 263 | 42 |  | Fixed | Roof
Solar Registration Program | NJSRRE1543058643 | Belle Mead | 8502 | 5 | 16.1 | Residential | No | Behind the Meter | Exact Solar | PSE&G | Accepted | 2019-11-08 | 2019-11-12 | 2020-11-12 | Enphase | IQ7+ | Inverters | 0.29 |  | 46 |  |  | 0.97 |  | Outside | under panels
Solar Registration Program | NJSRRE1541686384 | Livingston | 7039 | 9 | 16.12 | Residential | No | Behind the Meter | Ampericon | JCP&L | Accepted | 2019-07-18 | 2019-07-23 | 2020-07-23 | Silfab | SLA-M-310 | Solar Panels |  | 0.31 | 30 | 203 | 25 |  | Fixed | Roof
Solar Registration Program | NJSRRE1541686384 | Livingston | 7039 | 9 | 16.12 | Residential | No | Behind the Meter | Ampericon | JCP&L | Accepted | 2019-07-18 | 2019-07-23 | 2020-07-23 | Silfab | SLA-M-310 | Solar Panels |  | 0.31 | 11 | 113 | 25 |  | Fixed | Roof
Solar Registration Program | NJSRRE1541686384 | Livingston | 7039 | 9 | 16.12 | Residential | No | Behind the Meter | Ampericon | JCP&L | Accepted | 2019-07-18 | 2019-07-23 | 2020-07-23 | Silfab | SLA-M-310 | Solar Panels |  | 0.31 | 11 | 293 | 25 |  | Fixed | Roof
Solar Registration Program | NJSRRE1541686384 | Livingston | 7039 | 9 | 16.12 | Residential | No | Behind the Meter | Ampericon | JCP&L | Accepted | 2019-07-18 | 2019-07-23 | 2020-07-23 | EnPhase | IQ7 | Inverters | 250 |  | 52 |  |  | 0.965 |  | Outside | Roof
Solar Registration Program | NJSRRE1542428770 | Tabernacle | 8088 | 13 | 16.12 | Residential | No | Behind the Meter | RCL Enterprises Inc. | AC Electric | Accepted | 2019-09-23 | 2019-09-25 | 2020-09-25 | Trina Solar | TSM-310DD05H | Solar Panels |  | 0.31 | 52 | 115 | 28 |  | Fixed | Roof
Solar Registration Program | NJSRRE1542428770 | Tabernacle | 8088 | 13 | 16.12 | Residential | No | Behind the Meter | RCL Enterprises Inc. | AC Electric | Accepted | 2019-09-23 | 2019-09-25 | 2020-09-25 | Enphase | IQ7 | Inverters | 12480 |  | 52 |  |  | 0.96 |  | Outdoor | under panels
Solar Registration Program | NJSRRE1542568543 | Woodstown | 8098 | 16 | 16.12 | Residential | No | Behind the Meter | RCL Enterprises Inc. | AC Electric | Accepted | 2019-10-21 | 2019-10-23 | 2020-10-23 | Trina Solar | TSM-310DD05H | Solar Panels |  | 0.31 | 52 | 22 | 133 |  | Fixed | Roof
Solar Registration Program | NJSRRE1542568543 | Woodstown | 8098 | 16 | 16.12 | Residential | No | Behind the Meter | RCL Enterprises Inc. | AC Electric | Accepted | 2019-10-21 | 2019-10-23 | 2020-10-23 | Enphase | iQ7 | Inverters | 12480 |  | 52 |  |  | 0.96 |  | Outdoor | under panels
Solar Registration Program | NJSRRE1542684739 | Hillsborough | 8844 | 5 | 16.12 | Residential | No | Behind the Meter | Advanced Solar & Energy Solutions, LLC | JCP&L | Accepted | 2019-10-28 | 2019-10-30 | 2020-10-30 | Trina Solar | TSM-310 | Solar Panels |  | 0.31 | 52 | 155 | 18 |  | Fixed | Roof
Solar Registration Program | NJSRRE1542684739 | Hillsborough | 8844 | 5 | 16.12 | Residential | No | Behind the Meter | Advanced Solar & Energy Solutions, LLC | JCP&L | Accepted | 2019-10-28 | 2019-10-30 | 2020-10-30 | SMA | Sunny Boy 7.7 - US | Inverters | 8100 |  | 2 |  |  | 0.96 |  | Outside | next to meter
Solar Registration Program | NJSRRE1543434964 | New Egypt | 8533 | 18 | 16.12 | Residential | No | Behind the Meter | Azimuth Renewable Energy | JCP&L | Accepted | 2019-11-21 | 2019-11-26 | 2020-11-26 | Enphase | TSM310 | Solar Panels |  | 0.31 | 52 | 123 | 23 |  | Fixed | Roof
Solar Registration Program | NJSRRE1543434964 | New Egypt | 8533 | 18 | 16.12 | Residential | No | Behind the Meter | Azimuth Renewable Energy | JCP&L | Accepted | 2019-11-21 | 2019-11-26 | 2020-11-26 | Enphas | IQ 7 | Inverters | 0.24 |  | 52 |  |  | 0.975 |  | Outdoor | roof
Solar Registration Program | NJSRRE1543434964 | New Egypt | 8533 | 18 | 16.12 | Residential | No | Behind the Meter | Azimuth Renewable Energy | JCP&L | Accepted | 2019-11-21 | 2019-11-26 | 2020-11-26 | Enphase | Envoy-s | Meters |  |  | 1 |  |  |  | Yes | Outdoor
Solar Registration Program | NJSRRE1540489828 | Ewing Township | 8638 | 12 | 16.17 | Residential | No | Behind the Meter | Advanced Renewable Solutions LLC | PSE&G | Accepted | 2019-03-15 | 2019-03-18 | 2020-03-18 | TRINA SOLAR | TSM-DD05A.05 305 | Solar Panels |  | 0.305 | 53 | 176256 | 14 |  | Fixed | Roof
Solar Registration Program | NJSRRE1540489828 | Ewing Township | 8638 | 12 | 16.17 | Residential | No | Behind the Meter | Advanced Renewable Solutions LLC | PSE&G | Accepted | 2019-03-15 | 2019-03-18 | 2020-03-18 | SOLAR EDGE | SE7600H-US000N NC2 | Inverters | 15200 |  | 2 |  |  | 0.99 |  | Outdoor | Wall mounted adjacent to Utility Meter and New Disconne
Solar Registration Program | NJSRRE1541696275 | Mantua | 8080 | 15 | 16.17 | Residential | Yes | Behind the Meter | All Season Solar | AC Electric | Accepted | 2019-07-23 | 2019-07-25 | 2020-07-25 | Trina | TSM DD05A.05II 305W MAR 2019 | Solar Panels |  | 0.305 | 53 | 202 | 34 |  | Fixed | Roof
Solar Registration Program | NJSRRE1541696275 | Mantua | 8080 | 15 | 16.17 | Residential | Yes | Behind the Meter | All Season Solar | AC Electric | Accepted | 2019-07-23 | 2019-07-25 | 2020-07-25 | Enphase | IQ7 | Inverters | 240 |  | 53 |  |  | 0.97 |  | Outdoor | Under Module
Solar Registration Program | NJSRRE1541878343 | Newton | 7860 | 1 | 16.17 | Residential | No | Behind the Meter | 1st Light Energy Inc | JCP&L | Accepted | 2019-08-22 | 2019-08-27 | 2020-08-27 | Trina | TSM-305DD05A.05 | Solar Panels |  | 0.305 | 8 | 72 | 23 |  | Fixed | Roof
Solar Registration Program | NJSRRE1541878343 | Newton | 7860 | 1 | 16.17 | Residential | No | Behind the Meter | 1st Light Energy Inc | JCP&L | Accepted | 2019-08-22 | 2019-08-27 | 2020-08-27 | Trina | TSM-305DD05A.05 | Solar Panels |  | 0.305 | 33 | 252 | 18 |  | Fixed | Roof
Solar Registration Program | NJSRRE1541878343 | Newton | 7860 | 1 | 16.17 | Residential | No | Behind the Meter | 1st Light Energy Inc | JCP&L | Accepted | 2019-08-22 | 2019-08-27 | 2020-08-27 | Trina | TSM-305DD05A.05 | Solar Panels |  | 0.305 | 12 | 252 | 18 |  | Fixed | Roof
Solar Registration Program | NJSRRE1541878343 | Newton | 7860 | 1 | 16.17 | Residential | No | Behind the Meter | 1st Light Energy Inc | JCP&L | Accepted | 2019-08-22 | 2019-08-27 | 2020-08-27 | Solaredge | SE6000H-USRGM | Inverters | 6000 |  | 1 |  |  | 0.99 |  | Outdoor | within 10 feet of meter
Solar Registration Program | NJSRRE1541883940 | Oaklyn Boro | 8107 | 14 | 16.17 | Residential | Yes | Behind the Meter | 1st Light Energy Inc | PSE&G | Accepted | 2019-08-26 | 2019-08-28 | 2020-08-28 | Longi | LR6-60PB-305M | Solar Panels |  | 0.305 | 4 | 238 | 43 |  | Fixed | Roof
Solar Registration Program | NJSRRE1541883940 | Oaklyn Boro | 8107 | 14 | 16.17 | Residential | Yes | Behind the Meter | 1st Light Energy Inc | PSE&G | Accepted | 2019-08-26 | 2019-08-28 | 2020-08-28 | Longi | LR6-60PB-305M | Solar Panels |  | 0.305 | 22 | 148 | 37 |  | Fixed | Roof
Solar Registration Program | NJSRRE1541883940 | Oaklyn Boro | 8107 | 14 | 16.17 | Residential | Yes | Behind the Meter | 1st Light Energy Inc | PSE&G | Accepted | 2019-08-26 | 2019-08-28 | 2020-08-28 | Longi | LR6-60PB-305M | Solar Panels |  | 0.305 | 15 | 328 | 37 |  | Fixed | Roof
Solar Registration Program | NJSRRE1541883940 | Oaklyn Boro | 8107 | 14 | 16.17 | Residential | Yes | Behind the Meter | 1st Light Energy Inc | PSE&G | Accepted | 2019-08-26 | 2019-08-28 | 2020-08-28 | Longi | LR6-60PB-305M | Solar Panels |  | 0.305 | 12 | 58 | 40 |  | Fixed | Roof
Solar Registration Program | NJSRRE1541883940 | Oaklyn Boro | 8107 | 14 | 16.17 | Residential | Yes | Behind the Meter | 1st Light Energy Inc | PSE&G | Accepted | 2019-08-26 | 2019-08-28 | 2020-08-28 | Solaredge | SE11400A-US | Inverters | 11400 |  | 1 |  |  | 0.98 |  | Outside | within 10 feet of meter
Solar Registration Program | NJSRRE1541883940 | Oaklyn Boro | 8107 | 14 | 16.17 | Residential | Yes | Behind the Meter | 1st Light Energy Inc | PSE&G | Accepted | 2019-08-26 | 2019-08-28 | 2020-08-28 | Solaredge | SE5000H-USRGM | Inverters | 5000 |  | 1 |  |  | 0.99 |  | Outside | within 10 feet of meter
Solar Registration Program | NJSRRE1542394181 | Metuchen | 8840 | 11 | 16.17 | Commercial | No | Behind the Meter | Green Power Energy | PSE&G | Accepted | 2019-09-12 | 2019-09-16 | 2020-09-16 | Panasonic | VBHN330SA17 | Solar Panels |  | 0.33 | 49 | 159 | 0 |  | Fixed | Roof
Solar Registration Program | NJSRRE1542394181 | Metuchen | 8840 | 11 | 16.17 | Commercial | No | Behind the Meter | Green Power Energy | PSE&G | Accepted | 2019-09-12 | 2019-09-16 | 2020-09-16 | Solar Edge | SE7600H-US | Inverters | 7600 |  | 2 |  |  | 0.97 |  | Outside | next to meter
Solar Registration Program | NJSRRE1543426281 | Toms River | 8753 | 18 | 16.17 | Residential | No | Behind the Meter | Amergy Solar | JCP&L | Accepted | 2019-11-20 | 2019-11-25 | 2020-11-25 | Trina | TSM-305-DD | Solar Panels |  | 0.305 | 53 | 96 | 26 |  | Fixed | Roof
Solar Registration Program | NJSRRE1543426281 | Toms River | 8753 | 18 | 16.17 | Residential | No | Behind the Meter | Amergy Solar | JCP&L | Accepted | 2019-11-20 | 2019-11-25 | 2020-11-25 | Solaredge | SE10000-US | Inverters | 10000 |  | 1 |  |  | 0.97 |  | Outdoor | Side of house next to meter
Solar Registration Program | NJSRRE1543464270 | Tuckerton | 8087 | 18 | 16.17 | Residential | No | Behind the Meter | Whitman Construction, LLC | AC Electric | Accepted | 2019-12-17 | 2019-12-17 | 2020-12-17 | Panasonic | VBHN330SA17 | Solar Panels |  | 0.33 | 12 | 170 | 20 |  | Fixed | Roof
Solar Registration Program | NJSRRE1543464270 | Tuckerton | 8087 | 18 | 16.17 | Residential | No | Behind the Meter | Whitman Construction, LLC | AC Electric | Accepted | 2019-12-17 | 2019-12-17 | 2020-12-17 | Panasonic | VBHN330SA17 | Solar Panels |  | 0.33 | 12 | 170 | 20 |  | Fixed | Roof
Solar Registration Program | NJSRRE1543464270 | Tuckerton | 8087 | 18 | 16.17 | Residential | No | Behind the Meter | Whitman Construction, LLC | AC Electric | Accepted | 2019-12-17 | 2019-12-17 | 2020-12-17 | Panasonic | VBHN330SA17 | Solar Panels |  | 0.33 | 12 | 170 | 20 |  | Fixed | Roof
Solar Registration Program | NJSRRE1543464270 | Tuckerton | 8087 | 18 | 16.17 | Residential | No | Behind the Meter | Whitman Construction, LLC | AC Electric | Accepted | 2019-12-17 | 2019-12-17 | 2020-12-17 | Panasonic | VBHN330SA17 | Solar Panels |  | 0.33 | 12 | 170 | 20 |  | Fixed | Roof
Solar Registration Program | NJSRRE1543464270 | Tuckerton | 8087 | 18 | 16.17 | Residential | No | Behind the Meter | Whitman Construction, LLC | AC Electric | Accepted | 2019-12-17 | 2019-12-17 | 2020-12-17 | Panasonic | VBHN330SA17 | Solar Panels |  | 0.33 | 12 | 350 | 20 |  | Fixed | Roof
Solar Registration Program | NJSRRE1543464270 | Tuckerton | 8087 | 18 | 16.17 | Residential | No | Behind the Meter | Whitman Construction, LLC | AC Electric | Accepted | 2019-12-17 | 2019-12-17 | 2020-12-17 | Panasonic | VBHN330SA17 | Solar Panels |  | 0.33 | 12 | 350 | 20 |  | Fixed | Roof
Solar Registration Program | NJSRRE1543464270 | Tuckerton | 8087 | 18 | 16.17 | Residential | No | Behind the Meter | Whitman Construction, LLC | AC Electric | Accepted | 2019-12-17 | 2019-12-17 | 2020-12-17 | Panasonic | VBHN330SA17 | Solar Panels |  | 0.33 | 12 | 350 | 20 |  | Fixed | Roof
Solar Registration Program | NJSRRE1543464270 | Tuckerton | 8087 | 18 | 16.17 | Residential | No | Behind the Meter | Whitman Construction, LLC | AC Electric | Accepted | 2019-12-17 | 2019-12-17 | 2020-12-17 | Panasonic | VBHN330SA17 | Solar Panels |  | 0.33 | 12 | 350 | 20 |  | Fixed | Roof
Solar Registration Program | NJSRRE1543464270 | Tuckerton | 8087 | 18 | 16.17 | Residential | No | Behind the Meter | Whitman Construction, LLC | AC Electric | Accepted | 2019-12-17 | 2019-12-17 | 2020-12-17 | Panasonic | VBHN330SA17 | Solar Panels |  | 0.33 | 12 | 260 | 11 |  | Fixed | Roof
Solar Registration Program | NJSRRE1543464270 | Tuckerton | 8087 | 18 | 16.17 | Residential | No | Behind the Meter | Whitman Construction, LLC | AC Electric | Accepted | 2019-12-17 | 2019-12-17 | 2020-12-17 | Panasonic | VBHN330SA17 | Solar Panels |  | 0.33 | 12 | 260 | 11 |  | Fixed | Roof
Solar Registration Program | NJSRRE1543464270 | Tuckerton | 8087 | 18 | 16.17 | Residential | No | Behind the Meter | Whitman Construction, LLC | AC Electric | Accepted | 2019-12-17 | 2019-12-17 | 2020-12-17 | Panasonic | VBHN330SA17 | Solar Panels |  | 0.33 | 12 | 260 | 11 |  | Fixed | Roof
Solar Registration Program | NJSRRE1543464270 | Tuckerton | 8087 | 18 | 16.17 | Residential | No | Behind the Meter | Whitman Construction, LLC | AC Electric | Accepted | 2019-12-17 | 2019-12-17 | 2020-12-17 | Panasonic | VBHN330SA17 | Solar Panels |  | 0.33 | 12 | 260 | 11 |  | Fixed | Roof
Solar Registration Program | NJSRRE1543464270 | Tuckerton | 8087 | 18 | 16.17 | Residential | No | Behind the Meter | Whitman Construction, LLC | AC Electric | Accepted | 2019-12-17 | 2019-12-17 | 2020-12-17 | Panasonic | VBHN330SA17 | Solar Panels |  | 0.33 | 3 | 260 | 20 |  | Fixed | Roof
Solar Registration Program | NJSRRE1543464270 | Tuckerton | 8087 | 18 | 16.17 | Residential | No | Behind the Meter | Whitman Construction, LLC | AC Electric | Accepted | 2019-12-17 | 2019-12-17 | 2020-12-17 | Panasonic | VBHN330SA17 | Solar Panels |  | 0.33 | 3 | 260 | 20 |  | Fixed | Roof
Solar Registration Program | NJSRRE1543464270 | Tuckerton | 8087 | 18 | 16.17 | Residential | No | Behind the Meter | Whitman Construction, LLC | AC Electric | Accepted | 2019-12-17 | 2019-12-17 | 2020-12-17 | Panasonic | VBHN330SA17 | Solar Panels |  | 0.33 | 3 | 260 | 20 |  | Fixed | Roof
Solar Registration Program | NJSRRE1543464270 | Tuckerton | 8087 | 18 | 16.17 | Residential | No | Behind the Meter | Whitman Construction, LLC | AC Electric | Accepted | 2019-12-17 | 2019-12-17 | 2020-12-17 | Panasonic | VBHN330SA17 | Solar Panels |  | 0.33 | 3 | 260 | 20 |  | Fixed | Roof
Solar Registration Program | NJSRRE1543464270 | Tuckerton | 8087 | 18 | 16.17 | Residential | No | Behind the Meter | Whitman Construction, LLC | AC Electric | Accepted | 2019-12-17 | 2019-12-17 | 2020-12-17 | Panasonic | VBHN330SA17 | Solar Panels |  | 0.33 | 10 | 80 | 20 |  | Fixed | Roof
Solar Registration Program | NJSRRE1543464270 | Tuckerton | 8087 | 18 | 16.17 | Residential | No | Behind the Meter | Whitman Construction, LLC | AC Electric | Accepted | 2019-12-17 | 2019-12-17 | 2020-12-17 | Panasonic | VBHN330SA17 | Solar Panels |  | 0.33 | 10 | 80 | 20 |  | Fixed | Roof
Solar Registration Program | NJSRRE1543464270 | Tuckerton | 8087 | 18 | 16.17 | Residential | No | Behind the Meter | Whitman Construction, LLC | AC Electric | Accepted | 2019-12-17 | 2019-12-17 | 2020-12-17 | Panasonic | VBHN330SA17 | Solar Panels |  | 0.33 | 10 | 80 | 20 |  | Fixed | Roof
Solar Registration Program | NJSRRE1543464270 | Tuckerton | 8087 | 18 | 16.17 | Residential | No | Behind the Meter | Whitman Construction, LLC | AC Electric | Accepted | 2019-12-17 | 2019-12-17 | 2020-12-17 | Panasonic | VBHN330SA17 | Solar Panels |  | 0.33 | 10 | 80 | 20 |  | Fixed | Roof
Solar Registration Program | NJSRRE1543464270 | Tuckerton | 8087 | 18 | 16.17 | Residential | No | Behind the Meter | Whitman Construction, LLC | AC Electric | Accepted | 2019-12-17 | 2019-12-17 | 2020-12-17 | Enphase Energy | IQ7X-96-2-US | Inverters | 0.315 |  | 49 |  |  | 0.975 |  | Outside | roof
Solar Registration Program | NJSRRE1543464270 | Tuckerton | 8087 | 18 | 16.17 | Residential | No | Behind the Meter | Whitman Construction, LLC | AC Electric | Accepted | 2019-12-17 | 2019-12-17 | 2020-12-17 | Enphase Energy | IQ7X-96-2-US | Inverters | 0.315 |  | 49 |  |  | 0.975 |  | Outside | roof
Solar Registration Program | NJSRRE1543464270 | Tuckerton | 8087 | 18 | 16.17 | Residential | No | Behind the Meter | Whitman Construction, LLC | AC Electric | Accepted | 2019-12-17 | 2019-12-17 | 2020-12-17 | Enphase Energy | IQ7X-96-2-US | Inverters | 0.315 |  | 49 |  |  | 0.975 |  | Outside | roof
Solar Registration Program | NJSRRE1543464270 | Tuckerton | 8087 | 18 | 16.17 | Residential | No | Behind the Meter | Whitman Construction, LLC | AC Electric | Accepted | 2019-12-17 | 2019-12-17 | 2020-12-17 | Enphase Energy | IQ7X-96-2-US | Inverters | 0.315 |  | 49 |  |  | 0.975 |  | Outside | roof
Solar Registration Program | NJSRRE1540338914 | Mantua Township | 8080 | 15 | 16.2 | Residential | Yes | Behind the Meter | Castle Energy, LLC | AC Electric | Accepted | 2019-02-06 | 2019-02-18 | 2020-02-18 | Sunpower | SPR X22-360-E-AC | Solar Panels |  | 0.36 | 45 | 180 | 25 |  | Fixed | Ground
Solar Registration Program | NJSRRE1540338914 | Mantua Township | 8080 | 15 | 16.2 | Residential | Yes | Behind the Meter | Castle Energy, LLC | AC Electric | Accepted | 2019-02-06 | 2019-02-18 | 2020-02-18 | Sunpower | Type E SPR X22-360-E-AC | Inverters | 320 |  | 45 |  |  | 0.96 |  | Outdoor | Underneath each solar module
Solar Registration Program | NJSRRE1540771354 | paterson | 7522 | 6 | 16.2 | Residential | Yes | Behind the Meter | SunPower Capital LLC | PSE&G | Accepted | 2019-04-02 | 2019-04-03 | 2020-04-03 | sunpower | spr-x22-360-e-ac | Solar Panels |  | 0.36 | 26 | 133 | 20 |  | Fixed | Roof
Solar Registration Program | NJSRRE1540771354 | paterson | 7522 | 6 | 16.2 | Residential | Yes | Behind the Meter | SunPower Capital LLC | PSE&G | Accepted | 2019-04-02 | 2019-04-03 | 2020-04-03 | sunpower | spr-x22-360-e-ac | Solar Panels |  | 0.36 | 19 | 313 | 20 |  | Fixed | Roof
Solar Registration Program | NJSRRE1540771354 | paterson | 7522 | 6 | 16.2 | Residential | Yes | Behind the Meter | SunPower Capital LLC | PSE&G | Accepted | 2019-04-02 | 2019-04-03 | 2020-04-03 | Sunpower | spr-x22-360-e-ac | Inverters | 0.36 |  | 45 |  |  | 0.96 |  | Outside | behind panels
Solar Registration Program | NJSRRE1541506835 | Pole Tavern | 8318 | 16 | 16.2 | Residential | No | Behind the Meter | All Season Solar | AC Electric | Accepted | 2019-06-28 | 2019-07-03 | 2020-07-03 | Certain Teed | CT300MXX-02 | Solar Panels |  | 0.3 | 54 | 180 | 25 |  | Fixed | Ground
Solar Registration Program | NJSRRE1541506835 | Pole Tavern | 8318 | 16 | 16.2 | Residential | No | Behind the Meter | All Season Solar | AC Electric | Accepted | 2019-06-28 | 2019-07-03 | 2020-07-03 | Enphase | IQ7 Plus | Inverters | 290 |  | 54 |  |  | 0.97 |  | Outdoor | Under Module
Solar Registration Program | NJSRRE1543065372 | Madison | 7940 | 3 | 16.2 | Residential | No | Behind the Meter | Apex Solar Power | Unknown | Accepted | 2019-11-08 | 2019-11-13 | 2020-11-13 | Solaria | 360R-PD | Solar Panels |  | 0.36 | 14 | 205 | 20 |  | Fixed | Roof
Solar Registration Program | NJSRRE1543065372 | Madison | 7940 | 3 | 16.2 | Residential | No | Behind the Meter | Apex Solar Power | Unknown | Accepted | 2019-11-08 | 2019-11-13 | 2020-11-13 | Solaria | 360R-PD | Solar Panels |  | 0.36 | 31 | 205 | 27 |  | Fixed | Roof
Solar Registration Program | NJSRRE1543065372 | Madison | 7940 | 3 | 16.2 | Residential | No | Behind the Meter | Apex Solar Power | Unknown | Accepted | 2019-11-08 | 2019-11-13 | 2020-11-13 | SOLAREDGE | SE6000H-US | Inverters | 6 |  | 1 |  |  | 0.99 |  | Outside | WITH METER
Solar Registration Program | NJSRRE1543065372 | Madison | 7940 | 3 | 16.2 | Residential | No | Behind the Meter | Apex Solar Power | Unknown | Accepted | 2019-11-08 | 2019-11-13 | 2020-11-13 | SOLAREDGE | SE10000H-US | Inverters | 10 |  | 1 |  |  | 0.99 |  | Outside | WITH METER
Solar Registration Program | NJSRRE1543474536 | Blackwood | 8012 | 14 | 16.2 | Residential | Yes | Behind the Meter | Orbit Energy & Power, LLC | PSE&G | Accepted | 2019-12-03 | 2019-12-05 | 2020-12-05 | TRINA SOLAR | TSM-DD05A.08 (II) 300W | Solar Panels |  | 0.3 | 16 | 34 | 32 |  | Fixed | Roof
Solar Registration Program | NJSRRE1543474536 | Blackwood | 8012 | 14 | 16.2 | Residential | Yes | Behind the Meter | Orbit Energy & Power, LLC | PSE&G | Accepted | 2019-12-03 | 2019-12-05 | 2020-12-05 | TRINA SOLAR | TSM-DD05A.08 (II) 300W | Solar Panels |  | 0.3 | 12 | 214 | 15 |  | Fixed | Roof
Solar Registration Program | NJSRRE1543474536 | Blackwood | 8012 | 14 | 16.2 | Residential | Yes | Behind the Meter | Orbit Energy & Power, LLC | PSE&G | Accepted | 2019-12-03 | 2019-12-05 | 2020-12-05 | TRINA SOLAR | TSM-DD05A.08(II) 300W | Solar Panels |  | 0.3 | 26 | 214 | 32 |  | Fixed | Roof
Solar Registration Program | NJSRRE1543474536 | Blackwood | 8012 | 14 | 16.2 | Residential | Yes | Behind the Meter | Orbit Energy & Power, LLC | PSE&G | Accepted | 2019-12-03 | 2019-12-05 | 2020-12-05 | ENPHASE | IQ7-60-2-US | Inverters | 0.24 |  | 54 |  |  | 0.99 |  | Outside | ROOF
Solar Registration Program | NJSRRE1540295897 | Willingboro | 8046 | 13 | 16.23 | Residential | Yes | Behind the Meter | Pro Custom Solar dba Momentum Solar | PSE&G | Accepted | 2019-01-29 | 2019-01-30 | 2020-01-30 | HANWHA Q-CELLS | Q.PEAK BLK-G4.1 295 | Solar Panels |  | 0.295 | 14 | 295 | 27 |  | Fixed | Roof
Solar Registration Program | NJSRRE1540295897 | Willingboro | 8046 | 13 | 16.23 | Residential | Yes | Behind the Meter | Pro Custom Solar dba Momentum Solar | PSE&G | Accepted | 2019-01-29 | 2019-01-30 | 2020-01-30 | HANWHA Q-CELLS | Q.PEAK BLK-G4.1 295 | Solar Panels |  | 0.295 | 21 | 23 | 18 |  | Fixed | Roof
Solar Registration Program | NJSRRE1540295897 | Willingboro | 8046 | 13 | 16.23 | Residential | Yes | Behind the Meter | Pro Custom Solar dba Momentum Solar | PSE&G | Accepted | 2019-01-29 | 2019-01-30 | 2020-01-30 | HANWHA Q-CELLS | Q.PEAK BLK-G4.1 295 | Solar Panels |  | 0.295 | 20 | 203 | 18 |  | Fixed | Roof
Solar Registration Program | NJSRRE1540295897 | Willingboro | 8046 | 13 | 16.23 | Residential | Yes | Behind the Meter | Pro Custom Solar dba Momentum Solar | PSE&G | Accepted | 2019-01-29 | 2019-01-30 | 2020-01-30 | ENPHASE | IQ7-60-2-US | Inverters | 250 |  | 55 |  |  | 0.97 |  | Outdoor | ROOF
Solar Registration Program | NJSRRE1540983313 | Middletown | 7748 | 17 | 16.24 | Residential | Yes | Behind the Meter | Sunrun Installation Services, Inc. | JCP&L | Accepted | 2019-05-13 | 2019-05-16 | 2020-05-16 | REC Solar | REC290TP2 BLK | Solar Panels |  | 0.29 | 23 | 71 | 30 |  | Fixed | Roof
Solar Registration Program | NJSRRE1540983313 | Middletown | 7748 | 17 | 16.24 | Residential | Yes | Behind the Meter | Sunrun Installation Services, Inc. | JCP&L | Accepted | 2019-05-13 | 2019-05-16 | 2020-05-16 | REC Solar | REC290TP2 BLK | Solar Panels |  | 0.29 | 6 | 71 | 23 |  | Fixed | Roof
Solar Registration Program | NJSRRE1540983313 | Middletown | 7748 | 17 | 16.24 | Residential | Yes | Behind the Meter | Sunrun Installation Services, Inc. | JCP&L | Accepted | 2019-05-13 | 2019-05-16 | 2020-05-16 | REC Solar | REC290TP2 BLK | Solar Panels |  | 0.29 | 1 | 251 | 23 |  | Fixed | Roof
Solar Registration Program | NJSRRE1540983313 | Middletown | 7748 | 17 | 16.24 | Residential | Yes | Behind the Meter | Sunrun Installation Services, Inc. | JCP&L | Accepted | 2019-05-13 | 2019-05-16 | 2020-05-16 | REC Solar | REC290TP2 BLK | Solar Panels |  | 0.29 | 4 | 161 | 30 |  | Fixed | Roof
Solar Registration Program | NJSRRE1540983313 | Middletown | 7748 | 17 | 16.24 | Residential | Yes | Behind the Meter | Sunrun Installation Services, Inc. | JCP&L | Accepted | 2019-05-13 | 2019-05-16 | 2020-05-16 | REC Solar | REC290TP2 BLK | Solar Panels |  | 0.29 | 22 | 251 | 30 |  | Fixed | Roof
Solar Registration Program | NJSRRE1540983313 | Middletown | 7748 | 17 | 16.24 | Residential | Yes | Behind the Meter | Sunrun Installation Services, Inc. | JCP&L | Accepted | 2019-05-13 | 2019-05-16 | 2020-05-16 | SolarEdge Technologies | SE11400H-USRGM | Inverters | 11400 |  | 1 |  |  | 0.96 |  | Outdoor | Next To Meter
Solar Registration Program | NJSRRE1540983313 | Middletown | 7748 | 17 | 16.24 | Residential | Yes | Behind the Meter | Sunrun Installation Services, Inc. | JCP&L | Accepted | 2019-05-13 | 2019-05-16 | 2020-05-16 | SolarEdge Technologies | SE3000H-USRGM | Inverters | 3000 |  | 1 |  |  | 0.96 |  | Outdoor | Next To Meter
Solar Registration Program | NJSRRE1541064302 | Dover | 7801 | 3 | 16.24 | Residential | Yes | Behind the Meter | Sunrun Installation Services, Inc. | JCP&L | Accepted | 2019-05-31 | 2019-06-05 | 2020-06-05 | REC Solar | REC290TP2 BLK | Solar Panels |  | 0.29 | 18 | 142 | 30 |  | Fixed | Roof
Solar Registration Program | NJSRRE1541064302 | Dover | 7801 | 3 | 16.24 | Residential | Yes | Behind the Meter | Sunrun Installation Services, Inc. | JCP&L | Accepted | 2019-05-31 | 2019-06-05 | 2020-06-05 | REC Solar | REC290TP2 BLK | Solar Panels |  | 0.29 | 20 | 322 | 30 |  | Fixed | Roof
Solar Registration Program | NJSRRE1541064302 | Dover | 7801 | 3 | 16.24 | Residential | Yes | Behind the Meter | Sunrun Installation Services, Inc. | JCP&L | Accepted | 2019-05-31 | 2019-06-05 | 2020-06-05 | REC Solar | REC290TP2 BLK | Solar Panels |  | 0.29 | 8 | 322 | 30 |  | Fixed | Roof
Solar Registration Program | NJSRRE1541064302 | Dover | 7801 | 3 | 16.24 | Residential | Yes | Behind the Meter | Sunrun Installation Services, Inc. | JCP&L | Accepted | 2019-05-31 | 2019-06-05 | 2020-06-05 | REC Solar | REC290TP2 BLK | Solar Panels |  | 0.29 | 10 | 142 | 30 |  | Fixed | Roof
Solar Registration Program | NJSRRE1541064302 | Dover | 7801 | 3 | 16.24 | Residential | Yes | Behind the Meter | Sunrun Installation Services, Inc. | JCP&L | Accepted | 2019-05-31 | 2019-06-05 | 2020-06-05 | SMA America | SB7.7-1SP-US-40 | Inverters | 7680 |  | 1 |  |  | 0.96 |  | Outdoor | Next To Meter
Solar Registration Program | NJSRRE1541064302 | Dover | 7801 | 3 | 16.24 | Residential | Yes | Behind the Meter | Sunrun Installation Services, Inc. | JCP&L | Accepted | 2019-05-31 | 2019-06-05 | 2020-06-05 | SMA America | SB7.0-1SP-US-40 | Inverters | 7000 |  | 1 |  |  | 0.96 |  | Outdoor | Next To Meter
Solar Registration Program | NJSRRE1541064337 | Cinnaminson | 8077 | 13 | 16.24 | Residential | Yes | Behind the Meter | Sunrun Installation Services, Inc. | JCP&L | Accepted | 2019-05-31 | 2019-06-05 | 2020-06-05 | REC Solar | REC290TP2 BLK | Solar Panels |  | 0.29 | 8 | 179 | 18 |  | Fixed | Roof
Solar Registration Program | NJSRRE1541064337 | Cinnaminson | 8077 | 13 | 16.24 | Residential | Yes | Behind the Meter | Sunrun Installation Services, Inc. | JCP&L | Accepted | 2019-05-31 | 2019-06-05 | 2020-06-05 | REC Solar | REC290TP2 BLK | Solar Panels |  | 0.29 | 11 | 358 | 18 |  | Fixed | Roof
Solar Registration Program | NJSRRE1541064337 | Cinnaminson | 8077 | 13 | 16.24 | Residential | Yes | Behind the Meter | Sunrun Installation Services, Inc. | JCP&L | Accepted | 2019-05-31 | 2019-06-05 | 2020-06-05 | REC Solar | REC290TP2 BLK | Solar Panels |  | 0.29 | 3 | 88 | 14 |  | Fixed | Roof
Solar Registration Program | NJSRRE1541064337 | Cinnaminson | 8077 | 13 | 16.24 | Residential | Yes | Behind the Meter | Sunrun Installation Services, Inc. | JCP&L | Accepted | 2019-05-31 | 2019-06-05 | 2020-06-05 | REC Solar | REC290TP2 BLK | Solar Panels |  | 0.29 | 18 | 268 | 9 |  | Fixed | Roof
Solar Registration Program | NJSRRE1541064337 | Cinnaminson | 8077 | 13 | 16.24 | Residential | Yes | Behind the Meter | Sunrun Installation Services, Inc. | JCP&L | Accepted | 2019-05-31 | 2019-06-05 | 2020-06-05 | REC Solar | REC290TP2 BLK | Solar Panels |  | 0.29 | 14 | 88 | 18 |  | Fixed | Roof
Solar Registration Program | NJSRRE1541064337 | Cinnaminson | 8077 | 13 | 16.24 | Residential | Yes | Behind the Meter | Sunrun Installation Services, Inc. | JCP&L | Accepted | 2019-05-31 | 2019-06-05 | 2020-06-05 | REC Solar | REC290TP2 BLK | Solar Panels |  | 0.29 | 1 | 268 | 16 |  | Fixed | Roof
Solar Registration Program | NJSRRE1541064337 | Cinnaminson | 8077 | 13 | 16.24 | Residential | Yes | Behind the Meter | Sunrun Installation Services, Inc. | JCP&L | Accepted | 2019-05-31 | 2019-06-05 | 2020-06-05 | Rec Solar | REC290TP2 BLK | Solar Panels |  | 0.29 | 1 | 268 | 16 |  | Fixed | Roof
Solar Registration Program | NJSRRE1541064337 | Cinnaminson | 8077 | 13 | 16.24 | Residential | Yes | Behind the Meter | Sunrun Installation Services, Inc. | JCP&L | Accepted | 2019-05-31 | 2019-06-05 | 2020-06-05 | SolarEdge Technologies | SE3800H-USRGM | Inverters | 3800 |  | 1 |  |  | 0.96 |  | Outdoor | Next To Meter
Solar Registration Program | NJSRRE1541064337 | Cinnaminson | 8077 | 13 | 16.24 | Residential | Yes | Behind the Meter | Sunrun Installation Services, Inc. | JCP&L | Accepted | 2019-05-31 | 2019-06-05 | 2020-06-05 | SolarEdge Technologies | SE10000H-USRGM | Inverters | 10000 |  | 1 |  |  | 0.96 |  | Outdoor | Next To Meter
Solar Registration Program | NJSRRE1542573007 | West Tuckerton | 8087 | 18 | 16.24 | Residential | Yes | Behind the Meter | Sunrun Installation Services, Inc. | AC Electric | Accepted | 2019-10-21 | 2019-10-23 | 2020-10-23 | REC Solar | REC290TP2 BLK | Solar Panels |  | 0.29 | 9 | 310 | 40 |  | Fixed | Roof
Solar Registration Program | NJSRRE1542573007 | West Tuckerton | 8087 | 18 | 16.24 | Residential | Yes | Behind the Meter | Sunrun Installation Services, Inc. | AC Electric | Accepted | 2019-10-21 | 2019-10-23 | 2020-10-23 | REC Solar | REC290TP2 BLK | Solar Panels |  | 0.29 | 26 | 131 | 30 |  | Fixed | Roof
Solar Registration Program | NJSRRE1542573007 | West Tuckerton | 8087 | 18 | 16.24 | Residential | Yes | Behind the Meter | Sunrun Installation Services, Inc. | AC Electric | Accepted | 2019-10-21 | 2019-10-23 | 2020-10-23 | REC Solar | REC290TP2 BLK | Solar Panels |  | 0.29 | 21 | 131 | 30 |  | Fixed | Roof
Solar Registration Program | NJSRRE1542573007 | West Tuckerton | 8087 | 18 | 16.24 | Residential | Yes | Behind the Meter | Sunrun Installation Services, Inc. | AC Electric | Accepted | 2019-10-21 | 2019-10-23 | 2020-10-23 | Ningbo Ginlong Technologies | Solis-1P10K-4G-US | Inverters | 10000 |  | 1 |  |  | 0.96 |  | Outdoor | Next To Meter
Solar Registration Program | NJSRRE1542573007 | West Tuckerton | 8087 | 18 | 16.24 | Residential | Yes | Behind the Meter | Sunrun Installation Services, Inc. | AC Electric | Accepted | 2019-10-21 | 2019-10-23 | 2020-10-23 | Ningbo Ginlong Technologies | Solis-1P5K-4G-US | Inverters | 5000 |  | 1 |  |  | 0.96 |  | Outdoor | Next To Meter
Solar Registration Program | NJSRRE1543098086 | Monroeville | 8343 | 16 | 16.24 | Residential | Yes | Behind the Meter | Sunrun Installation Services, Inc. | AC Electric | Accepted | 2019-11-12 | 2019-11-15 | 2020-11-15 | REC Solar | REC290TP2 BLK | Solar Panels |  | 0.29 | 56 | 179 | 30 |  | Fixed | Roof
Solar Registration Program | NJSRRE1543098086 | Monroeville | 8343 | 16 | 16.24 | Residential | Yes | Behind the Meter | Sunrun Installation Services, Inc. | AC Electric | Accepted | 2019-11-12 | 2019-11-15 | 2020-11-15 | Delta Electronics | M8-TL-US | Inverters | 7680 |  | 1 |  |  | 0.96 |  | Outdoor | Next To Meter
Solar Registration Program | NJSRRE1543098086 | Monroeville | 8343 | 16 | 16.24 | Residential | Yes | Behind the Meter | Sunrun Installation Services, Inc. | AC Electric | Accepted | 2019-11-12 | 2019-11-15 | 2020-11-15 | Delta Electronics | M5-TL-US | Inverters | 4800 |  | 1 |  |  | 0.96 |  | Outdoor | Next To Meter
Solar Registration Program | NJSRRE1543467137 | Tabernacle | 8088 | 13 | 16.24 | Residential | Yes | Behind the Meter | Sunrun Installation Services, Inc. | AC Electric | Accepted | 2019-12-02 | 2019-12-05 | 2020-12-05 | REC Solar | REC290TP2 BLK | Solar Panels |  | 0.29 | 13 | 97 | 30 |  | Fixed | Roof
Solar Registration Program | NJSRRE1543467137 | Tabernacle | 8088 | 13 | 16.24 | Residential | Yes | Behind the Meter | Sunrun Installation Services, Inc. | AC Electric | Accepted | 2019-12-02 | 2019-12-05 | 2020-12-05 | REC Solar | REC290TP2 BLK | Solar Panels |  | 0.29 | 5 | 6 | 30 |  | Fixed | Roof
Solar Registration Program | NJSRRE1543467137 | Tabernacle | 8088 | 13 | 16.24 | Residential | Yes | Behind the Meter | Sunrun Installation Services, Inc. | AC Electric | Accepted | 2019-12-02 | 2019-12-05 | 2020-12-05 | REC Solar | REC290TP2 BLK | Solar Panels |  | 0.29 | 11 | 276 | 30 |  | Fixed | Roof
Solar Registration Program | NJSRRE1543467137 | Tabernacle | 8088 | 13 | 16.24 | Residential | Yes | Behind the Meter | Sunrun Installation Services, Inc. | AC Electric | Accepted | 2019-12-02 | 2019-12-05 | 2020-12-05 | REC Solar | REC290TP2 BLK | Solar Panels |  | 0.29 | 7 | 276 | 30 |  | Fixed | Roof
Solar Registration Program | NJSRRE1543467137 | Tabernacle | 8088 | 13 | 16.24 | Residential | Yes | Behind the Meter | Sunrun Installation Services, Inc. | AC Electric | Accepted | 2019-12-02 | 2019-12-05 | 2020-12-05 | REC Solar | REC290TP2 BLK | Solar Panels |  | 0.29 | 11 | 187 | 31 |  | Fixed | Roof
Solar Registration Program | NJSRRE1543467137 | Tabernacle | 8088 | 13 | 16.24 | Residential | Yes | Behind the Meter | Sunrun Installation Services, Inc. | AC Electric | Accepted | 2019-12-02 | 2019-12-05 | 2020-12-05 | REC Solar | REC290TP2 BLK | Solar Panels |  | 0.29 | 9 | 97 | 30 |  | Fixed | Roof
Solar Registration Program | NJSRRE1543467137 | Tabernacle | 8088 | 13 | 16.24 | Residential | Yes | Behind the Meter | Sunrun Installation Services, Inc. | AC Electric | Accepted | 2019-12-02 | 2019-12-05 | 2020-12-05 | Delta Electronics | M10-TL-US | Inverters | 9600 |  | 1 |  |  | 0.96 |  | Outdoor | Next To Meter
Solar Registration Program | NJSRRE1543467137 | Tabernacle | 8088 | 13 | 16.24 | Residential | Yes | Behind the Meter | Sunrun Installation Services, Inc. | AC Electric | Accepted | 2019-12-02 | 2019-12-05 | 2020-12-05 | Delta Electronics | M6-TL-US | Inverters | 5760 |  | 1 |  |  | 0.96 |  | Outdoor | Next To Meter
Solar Registration Program | NJSRRE1543502298 | Paramus | 7652 | 7 | 16.24 | Residential | Yes | Behind the Meter | Sunrun Installation Services, Inc. | PSE&G | Accepted | 2019-12-09 | 2019-12-12 | 2020-12-12 | REC Solar | REC290TP2 BLK | Solar Panels |  | 0.29 | 26 | 206 | 14 |  | Fixed | Roof
Solar Registration Program | NJSRRE1543502298 | Paramus | 7652 | 7 | 16.24 | Residential | Yes | Behind the Meter | Sunrun Installation Services, Inc. | PSE&G | Accepted | 2019-12-09 | 2019-12-12 | 2020-12-12 | REC Solar | REC290TP2 BLK | Solar Panels |  | 0.29 | 7 | 207 | 18 |  | Fixed | Roof
Solar Registration Program | NJSRRE1543502298 | Paramus | 7652 | 7 | 16.24 | Residential | Yes | Behind the Meter | Sunrun Installation Services, Inc. | PSE&G | Accepted | 2019-12-09 | 2019-12-12 | 2020-12-12 | REC Solar | REC290TP2 BLK | Solar Panels |  | 0.29 | 8 | 28 | 18 |  | Fixed | Roof
Solar Registration Program | NJSRRE1543502298 | Paramus | 7652 | 7 | 16.24 | Residential | Yes | Behind the Meter | Sunrun Installation Services, Inc. | PSE&G | Accepted | 2019-12-09 | 2019-12-12 | 2020-12-12 | REC Solar | REC290TP2 BLK | Solar Panels |  | 0.29 | 7 | 207 | 18 |  | Fixed | Roof
Solar Registration Program | NJSRRE1543502298 | Paramus | 7652 | 7 | 16.24 | Residential | Yes | Behind the Meter | Sunrun Installation Services, Inc. | PSE&G | Accepted | 2019-12-09 | 2019-12-12 | 2020-12-12 | REC Solar | REC290TP2 BLK | Solar Panels |  | 0.29 | 8 | 26 | 14 |  | Fixed | Roof
Solar Registration Program | NJSRRE1543502298 | Paramus | 7652 | 7 | 16.24 | Residential | Yes | Behind the Meter | Sunrun Installation Services, Inc. | PSE&G | Accepted | 2019-12-09 | 2019-12-12 | 2020-12-12 | Delta Electronics | M6-TL-US | Inverters | 5760 |  | 1 |  |  | 0.96 |  | Outdoor | Next To Meter
Solar Registration Program | NJSRRE1543502298 | Paramus | 7652 | 7 | 16.24 | Residential | Yes | Behind the Meter | Sunrun Installation Services, Inc. | PSE&G | Accepted | 2019-12-09 | 2019-12-12 | 2020-12-12 | Delta Electronics | M10-TL-US | Inverters | 9600 |  | 1 |  |  | 0.96 |  | Outdoor | Next To Meter
Solar Registration Program | NJSRRE1541028052 | CHERRY HILL | 8002 | 14 | 16.25 | Commercial | No | Behind the Meter | Amped On Solar LLC | PSE&G | Final As-Built Received | 2019-05-21 | 2019-05-24 | 2020-05-24 | CANADIAN SOLAR | CS I H 325 | Solar Panels |  | 0.325 | 50 | 193 | 26 |  | Fixed | Roof
Solar Registration Program | NJSRRE1541028052 | CHERRY HILL | 8002 | 14 | 16.25 | Commercial | No | Behind the Meter | Amped On Solar LLC | PSE&G | Final As-Built Received | 2019-05-21 | 2019-05-24 | 2020-05-24 | SOLAREDGE | SE5000H | Inverters | 15000 |  | 3 |  |  | 0.98 |  | Outside | NEAR METER
Solar Registration Program | NJSRRE1541028052 | CHERRY HILL | 8002 | 14 | 16.25 | Commercial | No | Behind the Meter | Amped On Solar LLC | PSE&G | Final As-Built Received | 2019-05-21 | 2019-05-24 | 2020-05-24 | LANDIS GYR | GRIDSTREAM | Meters |  |  | 1 |  |  |  | Yes
Solar Registration Program | NJSRRE1542394208 | Old Tappan | 7675 | 7 | 16.25 | Residential | No | Behind the Meter | Green Power Energy | Orange Rockland Electric | Accepted | 2019-09-12 | 2019-09-16 | 2020-09-16 | Panasonic | VBHN325KA03 | Solar Panels |  | 0.325 | 50 | 180 | 27 |  | Fixed | Roof
Solar Registration Program | NJSRRE1542394208 | Old Tappan | 7675 | 7 | 16.25 | Residential | No | Behind the Meter | Green Power Energy | Orange Rockland Electric | Accepted | 2019-09-12 | 2019-09-16 | 2020-09-16 | Solar Edge | SE7600H-US | Inverters | 7600 |  | 2 |  |  | 0.97 |  | Outside | next to meter
Solar Registration Program | NJSRRE1542500910 | Lyndhurst | 7071 | 7 | 16.25 | Residential | No | Behind the Meter | Integrity Solar Solutions | PSE&G | Accepted | 2019-10-03 | 2019-10-08 | 2020-10-08 | Hanwha Q-Cell | Q.Peak Duo BLK G5 - 325 | Solar Panels |  | 0.325 | 50 | Portrait | 25 |  | Fixed | Roof
Solar Registration Program | NJSRRE1542500910 | Lyndhurst | 7071 | 7 | 16.25 | Residential | No | Behind the Meter | Integrity Solar Solutions | PSE&G | Accepted | 2019-10-03 | 2019-10-08 | 2020-10-08 | Solar Edge | SE11400H-US | Inverters | 11400 |  | 1 |  |  | 0.99 |  | Outside | Outside next to existing utility
Solar Registration Program | NJSRRE1542684346 | Tenafly | 7670 | 7 | 16.25 | Residential | No | Behind the Meter | Green Power energy | PSE&G | Accepted | 2019-10-28 | 2019-10-30 | 2020-10-30 | Panasonic | VBHN325KA03 | Solar Panels |  | 0.325 | 12 | 178 | 30 |  | Fixed | Roof
Solar Registration Program | NJSRRE1542684346 | Tenafly | 7670 | 7 | 16.25 | Residential | No | Behind the Meter | Green Power energy | PSE&G | Accepted | 2019-10-28 | 2019-10-30 | 2020-10-30 | Panasonic | VBHN325KA03 | Solar Panels |  | 0.325 | 38 | 89 | 27 |  | Fixed | Roof
Solar Registration Program | NJSRRE1542684346 | Tenafly | 7670 | 7 | 16.25 | Residential | No | Behind the Meter | Green Power energy | PSE&G | Accepted | 2019-10-28 | 2019-10-30 | 2020-10-30 | SolarEdge | SE7600H-US | Inverters | 7600 |  | 2 |  |  | 0.97 |  | Outside | Next to Meter
Solar Registration Program | NJSRRE1541047343 | MILLVILLE | 8332 | 20 | 16.28 | Non Profit | Yes | Behind the Meter | CE Team Inc. | AC Electric | Accepted | 2019-05-28 | 2019-05-31 | 2020-05-31 | TRINA | TSM370 | Solar Panels |  | 0.37 | 44 | 175 | 25 |  | Fixed | Ground
Solar Registration Program | NJSRRE1541047343 | MILLVILLE | 8332 | 20 | 16.28 | Non Profit | Yes | Behind the Meter | CE Team Inc. | AC Electric | Accepted | 2019-05-28 | 2019-05-31 | 2020-05-31 | SOLAREDGE | SE7600H | Inverters | 15200 |  | 2 |  |  | 0.992 |  | Outdoor | WEST WALL
Solar Registration Program | NJSRRE1541047343 | MILLVILLE | 8332 | 20 | 16.28 | Non Profit | Yes | Behind the Meter | CE Team Inc. | AC Electric | Accepted | 2019-05-28 | 2019-05-31 | 2020-05-31 | HIALEAH | CL200 | Meters | 3 |  | 1 |  |  |  | Yes | Outdoor
Solar Registration Program | NJSRRE1541621580 | Elizabeth | 7208 | 10 | 16.32 | Residential | Yes | Behind the Meter | Pro Custom Solar dba Momentum Solar | PSE&G | Accepted | 2019-07-08 | 2019-07-10 | 2020-07-10 | LG | LG 340N1C-V5 | Solar Panels |  | 0.34 | 26 | 37 | 43 |  | Fixed | Roof
Solar Registration Program | NJSRRE1541621580 | Elizabeth | 7208 | 10 | 16.32 | Residential | Yes | Behind the Meter | Pro Custom Solar dba Momentum Solar | PSE&G | Accepted | 2019-07-08 | 2019-07-10 | 2020-07-10 | LG | LG 340N1C-V5 | Solar Panels |  | 0.34 | 22 | 217 | 47 |  | Fixed | Roof
Solar Registration Program | NJSRRE1541621580 | Elizabeth | 7208 | 10 | 16.32 | Residential | Yes | Behind the Meter | Pro Custom Solar dba Momentum Solar | PSE&G | Accepted | 2019-07-08 | 2019-07-10 | 2020-07-10 | ENPHASE | IQ7-60-2-US | Inverters | 250 |  | 48 |  |  | 0.97 |  | Outdoor | ROOF
Solar Registration Program | NJSRRE1542373114 | Whitehouse Station | 8889 | 4 | 16.32 | Residential | No | Behind the Meter | Solar Spectrum LLC | JCP&L | Accepted | 2019-09-09 | 2019-09-11 | 2020-09-11 | LG Electronics | LG320N1K-A5 | Solar Panels |  | 0.32 | 21 | 307 | 16 |  | Fixed | Roof
Solar Registration Program | NJSRRE1542373114 | Whitehouse Station | 8889 | 4 | 16.32 | Residential | No | Behind the Meter | Solar Spectrum LLC | JCP&L | Accepted | 2019-09-09 | 2019-09-11 | 2020-09-11 | LG Electronics | LG320N1K-A5 | Solar Panels |  | 0.32 | 8 | 217 | 16 |  | Fixed | Roof
Solar Registration Program | NJSRRE1542373114 | Whitehouse Station | 8889 | 4 | 16.32 | Residential | No | Behind the Meter | Solar Spectrum LLC | JCP&L | Accepted | 2019-09-09 | 2019-09-11 | 2020-09-11 | LG Electronics | LG320N1K-A5 | Solar Panels |  | 0.32 | 22 | 127 | 16 |  | Fixed | Roof
Solar Registration Program | NJSRRE1542373114 | Whitehouse Station | 8889 | 4 | 16.32 | Residential | No | Behind the Meter | Solar Spectrum LLC | JCP&L | Accepted | 2019-09-09 | 2019-09-11 | 2020-09-11 | SolarEdge Technologies | SE11400H-US | Inverters | 47.5 |  | 1 |  |  | 0.99 |  | Outdoor | near meter
Solar Registration Program | NJSRRE1542373114 | Whitehouse Station | 8889 | 4 | 16.32 | Residential | No | Behind the Meter | Solar Spectrum LLC | JCP&L | Accepted | 2019-09-09 | 2019-09-11 | 2020-09-11 | SolarEdge Technologies | SE3000H-US | Inverters | 12.5 |  | 1 |  |  | 0.99 |  | Outdoor | near meter
Solar Registration Program | NJSRRE1543446476 | Randolph | 7869 | 3 | 16.32 | Commercial | No | Behind the Meter | Green Power Energy | JCP&L | Accepted | 2019-11-26 | 2019-12-02 | 2020-12-02 | Panasonic | VBHN340SA17 | Solar Panels |  | 0.34 | 48 | 180 | 20 |  | Fixed | Ground
Solar Registration Program | NJSRRE1543446476 | Randolph | 7869 | 3 | 16.32 | Commercial | No | Behind the Meter | Green Power Energy | JCP&L | Accepted | 2019-11-26 | 2019-12-02 | 2020-12-02 | SolarEdge | SE14.4KUS | Inverters | 14.4 |  | 1 |  |  | 0.97 |  | Outside | Next to meter
Solar Registration Program | NJSRRE1541025844 | Absecon Highlands | 8201 | 19 | 16.35 | Residential | Yes | Behind the Meter | Vision Solar LLC | AC Electric | Accepted | 2019-05-20 | 2019-05-28 | 2020-05-28 | sunpower | e20-327-e-ac | Solar Panels |  | 0.327 | 26 | 180 | 30 |  | Fixed | Roof
Solar Registration Program | NJSRRE1541025844 | Absecon Highlands | 8201 | 19 | 16.35 | Residential | Yes | Behind the Meter | Vision Solar LLC | AC Electric | Accepted | 2019-05-20 | 2019-05-28 | 2020-05-28 | sunpower | e20-327-e-ac | Solar Panels |  | 0.327 | 24 | 180 | 30 |  | Fixed | Roof
Solar Registration Program | NJSRRE1541025844 | Absecon Highlands | 8201 | 19 | 16.35 | Residential | Yes | Behind the Meter | Vision Solar LLC | AC Electric | Accepted | 2019-05-20 | 2019-05-28 | 2020-05-28 | sunpower | e20-327-e-ac | Inverters | 0.327 |  | 50 |  |  | 0.96 |  | Other | behind panels
Solar Registration Program | NJSRRE1541672559 | Florence Twp | 8518 | 13 | 16.35 | Residential | Yes | Behind the Meter | SunnyMac LLC | PSE&G | Accepted | 2019-07-17 | 2019-07-18 | 2020-07-18 | Sunpower | SPR-E20-327 | Solar Panels |  | 0.327 | 12 | 184 | 43 |  | Fixed | Roof
Solar Registration Program | NJSRRE1541672559 | Florence Twp | 8518 | 13 | 16.35 | Residential | Yes | Behind the Meter | SunnyMac LLC | PSE&G | Accepted | 2019-07-17 | 2019-07-18 | 2020-07-18 | Sunpower | SPR-E20-327 | Solar Panels |  | 0.327 | 5 | 184 | 43 |  | Fixed | Roof
Solar Registration Program | NJSRRE1541672559 | Florence Twp | 8518 | 13 | 16.35 | Residential | Yes | Behind the Meter | SunnyMac LLC | PSE&G | Accepted | 2019-07-17 | 2019-07-18 | 2020-07-18 | Sunpower | SPR-E20-327 | Solar Panels |  | 0.327 | 9 | 94 | 34 |  | Fixed | Roof
Solar Registration Program | NJSRRE1541672559 | Florence Twp | 8518 | 13 | 16.35 | Residential | Yes | Behind the Meter | SunnyMac LLC | PSE&G | Accepted | 2019-07-17 | 2019-07-18 | 2020-07-18 | Sunpower | SPR-E20-327 | Solar Panels |  | 0.327 | 8 | 184 | 45 |  | Fixed | Roof
Solar Registration Program | NJSRRE1541672559 | Florence Twp | 8518 | 13 | 16.35 | Residential | Yes | Behind the Meter | SunnyMac LLC | PSE&G | Accepted | 2019-07-17 | 2019-07-18 | 2020-07-18 | Sunpower | SPR-E20-327 | Solar Panels |  | 0.327 | 16 | 274 | 34 |  | Fixed | Roof
Solar Registration Program | NJSRRE1541672559 | Florence Twp | 8518 | 13 | 16.35 | Residential | Yes | Behind the Meter | SunnyMac LLC | PSE&G | Accepted | 2019-07-17 | 2019-07-18 | 2020-07-18 | Sunpower | IQ7XS-96-ACM-US | Inverters | 0.315 |  | 50 |  |  | 0.99 |  | Outdoor | roof
Solar Registration Program | NJSRRE1542372655 | Indian Mills | 8088 | 13 | 16.35 | Residential | No | Behind the Meter | Seabright Solar | AC Electric | Accepted | 2019-09-12 | 2019-09-12 | 2020-09-12 | Sunpower | SPR-E20-327 | Solar Panels |  | 0.327 | 50 | 150 | 30 |  | Fixed | Ground
Solar Registration Program | NJSRRE1542372655 | Indian Mills | 8088 | 13 | 16.35 | Residential | No | Behind the Meter | Seabright Solar | AC Electric | Accepted | 2019-09-12 | 2019-09-12 | 2020-09-12 | Sunpower | SPR-E20-327 | Inverters | 0.32 |  | 50 |  |  | 0.99 |  | Outside | Ground
Solar Registration Program | NJSRRE1542393534 | Minotola | 8341 | 19 | 16.35 | Residential | No | Behind the Meter | SunnyMac LLC | AC Electric | Accepted | 2019-09-12 | 2019-09-16 | 2020-09-16 | SunPower | SPR-E20-327 | Solar Panels |  | 0.327 | 9 | 190 | 18 |  | Fixed | Roof
Solar Registration Program | NJSRRE1542393534 | Minotola | 8341 | 19 | 16.35 | Residential | No | Behind the Meter | SunnyMac LLC | AC Electric | Accepted | 2019-09-12 | 2019-09-16 | 2020-09-16 | SunPower | SPR-E20-327 | Solar Panels |  | 0.327 | 2 | 280 | 24 |  | Fixed | Roof
Solar Registration Program | NJSRRE1542393534 | Minotola | 8341 | 19 | 16.35 | Residential | No | Behind the Meter | SunnyMac LLC | AC Electric | Accepted | 2019-09-12 | 2019-09-16 | 2020-09-16 | SunPower | SPR-E20-327 | Solar Panels |  | 0.327 | 15 | 100 | 18 |  | Fixed | Roof
Solar Registration Program | NJSRRE1542393534 | Minotola | 8341 | 19 | 16.35 | Residential | No | Behind the Meter | SunnyMac LLC | AC Electric | Accepted | 2019-09-12 | 2019-09-16 | 2020-09-16 | SunPower | SPR-E20-327 | Solar Panels |  | 0.327 | 9 | 190 | 13 |  | Fixed | Roof
Solar Registration Program | NJSRRE1542393534 | Minotola | 8341 | 19 | 16.35 | Residential | No | Behind the Meter | SunnyMac LLC | AC Electric | Accepted | 2019-09-12 | 2019-09-16 | 2020-09-16 | SunPower | SPR-E20-327 | Solar Panels |  | 0.327 | 15 | 280 | 18 |  | Fixed | Roof
Solar Registration Program | NJSRRE1542393534 | Minotola | 8341 | 19 | 16.35 | Residential | No | Behind the Meter | SunnyMac LLC | AC Electric | Accepted | 2019-09-12 | 2019-09-16 | 2020-09-16 | Enphase | IQ7XS-96-ACM-US | Inverters | 0.315 |  | 52 |  |  | 0.99 |  | Outdoor | roof
Solar Registration Program | NJSRRE1542544762 | Woodstown | 8098 | 16 | 16.35 | Residential | No | Behind the Meter | Seabright Solar | AC Electric | Accepted | 2019-10-30 | 2019-10-30 | 2020-10-30 | Sunpower | SPR-E20-327 | Solar Panels |  | 0.327 | 50 | 180 | 30 |  | Fixed | Ground
Solar Registration Program | NJSRRE1542544762 | Woodstown | 8098 | 16 | 16.35 | Residential | No | Behind the Meter | Seabright Solar | AC Electric | Accepted | 2019-10-30 | 2019-10-30 | 2020-10-30 | Sunpower | SPR-E20-327 | Inverters | 0.32 |  | 50 |  |  | 0.99 |  | Outside | Ground Mount
Solar Registration Program | NJSRRE1542561908 | Linwood | 8221 | 19 | 16.35 | Residential | No | Behind the Meter | SunnyMac LLC | AC Electric | Accepted | 2019-10-21 | 2019-10-22 | 2020-10-22 | SunPower | SPR-E20-327 | Solar Panels |  | 0.327 | 10 | 124 | 33 |  | Fixed | Roof
Solar Registration Program | NJSRRE1542561908 | Linwood | 8221 | 19 | 16.35 | Residential | No | Behind the Meter | SunnyMac LLC | AC Electric | Accepted | 2019-10-21 | 2019-10-22 | 2020-10-22 | SunPower | SPR-E20-327 | Solar Panels |  | 0.327 | 19 | 304 | 28 |  | Fixed | Roof
Solar Registration Program | NJSRRE1542561908 | Linwood | 8221 | 19 | 16.35 | Residential | No | Behind the Meter | SunnyMac LLC | AC Electric | Accepted | 2019-10-21 | 2019-10-22 | 2020-10-22 | SunPower | SPR-E20-327 | Solar Panels |  | 0.327 | 6 | 124 | 19 |  | Fixed | Roof
Solar Registration Program | NJSRRE1542561908 | Linwood | 8221 | 19 | 16.35 | Residential | No | Behind the Meter | SunnyMac LLC | AC Electric | Accepted | 2019-10-21 | 2019-10-22 | 2020-10-22 | SunPower | SPR-E20-327 | Solar Panels |  | 0.327 | 15 | 124 | 28 |  | Fixed | Roof
Solar Registration Program | NJSRRE1542561908 | Linwood | 8221 | 19 | 16.35 | Residential | No | Behind the Meter | SunnyMac LLC | AC Electric | Accepted | 2019-10-21 | 2019-10-22 | 2020-10-22 | Enphase | IQ7XS-96-ACM-US | Inverters | 0.315 |  | 50 |  |  | 0.99 |  | Outdoor | roof
Solar Registration Program | NJSRRE1542832850 | sicklerville | 8081 | 14 | 16.35 | Residential | Yes | Behind the Meter | Vision Solar LLC | AC Electric | Accepted | 2019-10-30 | 2019-11-01 | 2020-11-01 | sunpower | e20-327-e-ac | Solar Panels |  | 0.327 | 35 | 257 | 27 |  | Fixed | Roof
Solar Registration Program | NJSRRE1542832850 | sicklerville | 8081 | 14 | 16.35 | Residential | Yes | Behind the Meter | Vision Solar LLC | AC Electric | Accepted | 2019-10-30 | 2019-11-01 | 2020-11-01 | sunpower | e20-327-e-ac | Solar Panels |  | 0.327 | 15 | 77 | 27 |  | Fixed | Roof
Solar Registration Program | NJSRRE1542832850 | sicklerville | 8081 | 14 | 16.35 | Residential | Yes | Behind the Meter | Vision Solar LLC | AC Electric | Accepted | 2019-10-30 | 2019-11-01 | 2020-11-01 | sunpower | e20-327-e-ac | Inverters | 0.32 |  | 50 |  |  | 0.96 |  | Other | behind panels
Solar Registration Program | NJSRRE1542883200 | Matawan | 7747 | 17 | 16.35 | Residential | Yes | Behind the Meter | GenRenew, LLC | JCP&L | Accepted | 2019-11-01 | 2019-11-05 | 2020-11-05 | sunpower | SPR-E20-327-E-AC | Solar Panels |  | 0.327 | 21 | 53 | 22 |  | Fixed | Roof
Solar Registration Program | NJSRRE1542883200 | Matawan | 7747 | 17 | 16.35 | Residential | Yes | Behind the Meter | GenRenew, LLC | JCP&L | Accepted | 2019-11-01 | 2019-11-05 | 2020-11-05 | sunpower | SPR-E20-327-E-AC | Solar Panels |  | 0.327 | 29 | 233 | 22 |  | Fixed | Roof
Solar Registration Program | NJSRRE1542883200 | Matawan | 7747 | 17 | 16.35 | Residential | Yes | Behind the Meter | GenRenew, LLC | JCP&L | Accepted | 2019-11-01 | 2019-11-05 | 2020-11-05 | sunpower | MI-C-320-US208/240-10 | Inverters | 320 |  | 50 |  |  | 0.96 |  | Outdoor | microinverter located under modules
Solar Registration Program | NJSRRE1540243765 | East Brunswick | 8816 | 11 | 16.38 | Residential | No | Behind the Meter | Suntuity Solar LLC | PSE&G | Accepted | 2019-01-15 | 2019-01-17 | 2020-01-17 | Hanwha Solar | Q-Cells 315 Mono | Solar Panels |  | 0.315 | 17 | 229 | 20 |  | Fixed | Roof
Solar Registration Program | NJSRRE1540243765 | East Brunswick | 8816 | 11 | 16.38 | Residential | No | Behind the Meter | Suntuity Solar LLC | PSE&G | Accepted | 2019-01-15 | 2019-01-17 | 2020-01-17 | Hanwha Solar | Q-Cells 315 Mono | Solar Panels |  | 0.315 | 6 | 49 | 20 |  | Fixed | Roof
Solar Registration Program | NJSRRE1540243765 | East Brunswick | 8816 | 11 | 16.38 | Residential | No | Behind the Meter | Suntuity Solar LLC | PSE&G | Accepted | 2019-01-15 | 2019-01-17 | 2020-01-17 | Hanwha Solar | Q-Cells 315 Mono | Solar Panels |  | 0.315 | 6 | 229 | 20 |  | Fixed | Roof
Solar Registration Program | NJSRRE1540243765 | East Brunswick | 8816 | 11 | 16.38 | Residential | No | Behind the Meter | Suntuity Solar LLC | PSE&G | Accepted | 2019-01-15 | 2019-01-17 | 2020-01-17 | Hanwha Solar | Q-Cells 315 Mono | Solar Panels |  | 0.315 | 20 | 49 | 20 |  | Fixed | Roof
Solar Registration Program | NJSRRE1540243765 | East Brunswick | 8816 | 11 | 16.38 | Residential | No | Behind the Meter | Suntuity Solar LLC | PSE&G | Accepted | 2019-01-15 | 2019-01-17 | 2020-01-17 | Hanwha Solar | Q-Cells 315 Mono | Solar Panels |  | 0.315 | 3 | 229 | 19 |  | Fixed | Roof
Solar Registration Program | NJSRRE1540243765 | East Brunswick | 8816 | 11 | 16.38 | Residential | No | Behind the Meter | Suntuity Solar LLC | PSE&G | Accepted | 2019-01-15 | 2019-01-17 | 2020-01-17 | SolarEdge | SE7600H-US | Inverters | 7600 |  | 1 |  |  | 0.99 |  | Outdoor | Besides the meter
Solar Registration Program | NJSRRE1540243765 | East Brunswick | 8816 | 11 | 16.38 | Residential | No | Behind the Meter | Suntuity Solar LLC | PSE&G | Accepted | 2019-01-15 | 2019-01-17 | 2020-01-17 | SolarEdge | SE6000H-US | Inverters | 6000 |  | 1 |  |  | 0.99 |  | Outdoor | Besides the meter
Solar Registration Program | NJSRRE1540292097 | Freehold | 7728 | 17 | 16.38 | Residential | Yes | Behind the Meter | Vivint Solar Developer, LLC | JCP&L | Accepted | 2019-01-28 | 2019-01-29 | 2020-01-29 | Hanwha Solar | Q.Peak BLK-G5 315 | Solar Panels |  | 0.315 | 17 | 108 | 32 |  | Fixed | Roof
Solar Registration Program | NJSRRE1540292097 | Freehold | 7728 | 17 | 16.38 | Residential | Yes | Behind the Meter | Vivint Solar Developer, LLC | JCP&L | Accepted | 2019-01-28 | 2019-01-29 | 2020-01-29 | Hanwha Solar | Q.Peak BLKG5 315 | Solar Panels |  | 0.315 | 35 | 198 | 32 |  | Fixed | Roof
Solar Registration Program | NJSRRE1540292097 | Freehold | 7728 | 17 | 16.38 | Residential | Yes | Behind the Meter | Vivint Solar Developer, LLC | JCP&L | Accepted | 2019-01-28 | 2019-01-29 | 2020-01-29 | Solar Edge | SE7600H-US | Inverters | 7600 |  | 1 |  |  | 0.992 |  | Outdoor | Near the Utility Meter.
Solar Registration Program | NJSRRE1540292097 | Freehold | 7728 | 17 | 16.38 | Residential | Yes | Behind the Meter | Vivint Solar Developer, LLC | JCP&L | Accepted | 2019-01-28 | 2019-01-29 | 2020-01-29 | Solar Edge | SE3800H-US | Inverters | 3800 |  | 1 |  |  | 0.992 |  | Outdoor | Near the Utility Meter.
Solar Registration Program | NJSRRE1541620669 | Englewood | 7631 | 7 | 16.38 | Residential | Yes | Behind the Meter | Trinity Solar | PSE&G | Accepted | 2019-07-08 | 2019-07-10 | 2020-07-10 | Hanwha | Q.PEAK DUO BLK-G5 315 | Solar Panels |  | 0.315 | 26 | 297 | 27 |  | Fixed | Roof
Solar Registration Program | NJSRRE1541620669 | Englewood | 7631 | 7 | 16.38 | Residential | Yes | Behind the Meter | Trinity Solar | PSE&G | Accepted | 2019-07-08 | 2019-07-10 | 2020-07-10 | Hanwha | Q.PEAK DUO BLK-G5 315 | Solar Panels |  | 0.315 | 26 | 117 | 27 |  | Fixed | Roof
Solar Registration Program | NJSRRE1541620669 | Englewood | 7631 | 7 | 16.38 | Residential | Yes | Behind the Meter | Trinity Solar | PSE&G | Accepted | 2019-07-08 | 2019-07-10 | 2020-07-10 | Solar Edge | SE7600 | Inverters | 7600 |  | 1 |  |  | 0.97 |  | Outside | side of home
Solar Registration Program | NJSRRE1541620669 | Englewood | 7631 | 7 | 16.38 | Residential | Yes | Behind the Meter | Trinity Solar | PSE&G | Accepted | 2019-07-08 | 2019-07-10 | 2020-07-10 | Solar Edge | SE5000 | Inverters | 5000 |  | 1 |  |  | 0.97 |  | Outside | side of home
Solar Registration Program | NJSRRE1541873552 | Oradell | 7649 | 7 | 16.38 | Residential | Yes | Behind the Meter | Tesla Energy Operations Inc | PSE&G | Accepted | 2019-08-22 | 2019-08-26 | 2020-08-26 | Hanwha Q-Cells | Q.Peak DUO BLK-G5/SC315 | Solar Panels |  | 0.315 | 5 | 199 | 27 |  | Fixed | Roof
Solar Registration Program | NJSRRE1541873552 | Oradell | 7649 | 7 | 16.38 | Residential | Yes | Behind the Meter | Tesla Energy Operations Inc | PSE&G | Accepted | 2019-08-22 | 2019-08-26 | 2020-08-26 | Hanwha Q-Cells | Q.Peak DUO BLK-G5/SC315 | Solar Panels |  | 0.315 | 7 | 199 | 27 |  | Fixed | Roof
Solar Registration Program | NJSRRE1541873552 | Oradell | 7649 | 7 | 16.38 | Residential | Yes | Behind the Meter | Tesla Energy Operations Inc | PSE&G | Accepted | 2019-08-22 | 2019-08-26 | 2020-08-26 | Hanwha Q-Cells | Q.Peak DUO BLK-G5/SC315 | Solar Panels |  | 0.315 | 4 | 19 | 27 |  | Fixed | Roof
Solar Registration Program | NJSRRE1541873552 | Oradell | 7649 | 7 | 16.38 | Residential | Yes | Behind the Meter | Tesla Energy Operations Inc | PSE&G | Accepted | 2019-08-22 | 2019-08-26 | 2020-08-26 | Hanwha Q-Cells | Q.Peak DUO BLK-G5/SC315 | Solar Panels |  | 0.315 | 12 | 19 | 27 |  | Fixed | Roof
Solar Registration Program | NJSRRE1541873552 | Oradell | 7649 | 7 | 16.38 | Residential | Yes | Behind the Meter | Tesla Energy Operations Inc | PSE&G | Accepted | 2019-08-22 | 2019-08-26 | 2020-08-26 | Hanwha Q-Cells | Q.Peak DUO BLK-G5/SC315 | Solar Panels |  | 0.315 | 6 | 289 | 27 |  | Fixed | Roof
Solar Registration Program | NJSRRE1541873552 | Oradell | 7649 | 7 | 16.38 | Residential | Yes | Behind the Meter | Tesla Energy Operations Inc | PSE&G | Accepted | 2019-08-22 | 2019-08-26 | 2020-08-26 | Hanwha Q-Cells | Q.Peak DUO BLK-G5/SC315 | Solar Panels |  | 0.315 | 9 | 109 | 27 |  | Fixed | Roof
Solar Registration Program | NJSRRE1541873552 | Oradell | 7649 | 7 | 16.38 | Residential | Yes | Behind the Meter | Tesla Energy Operations Inc | PSE&G | Accepted | 2019-08-22 | 2019-08-26 | 2020-08-26 | Hanwha Q-Cells | Q.Peak DUO BLK-G5/SC315 | Solar Panels |  | 0.315 | 9 | 289 | 27 |  | Fixed | Roof
Solar Registration Program | NJSRRE1541873552 | Oradell | 7649 | 7 | 16.38 | Residential | Yes | Behind the Meter | Tesla Energy Operations Inc | PSE&G | Accepted | 2019-08-22 | 2019-08-26 | 2020-08-26 | SOLAREDGE | SE7600H-US000SNC2 | Inverters | 7600 |  | 2 |  |  | 0.99 |  | Outdoor | outdoor
Solar Registration Program | NJSRRE1541873552 | Oradell | 7649 | 7 | 16.38 | Residential | Yes | Behind the Meter | Tesla Energy Operations Inc | PSE&G | Accepted | 2019-08-22 | 2019-08-26 | 2020-08-26 | Tesla | AC Powerwall 2.0 | Electric Storage Battery |  |  | 4 |  |  |  | Lithium Ion |  | Inside
Solar Registration Program | NJSRRE1541882905 | Brick | 8723 | 18 | 16.38 | Residential | No | Behind the Meter | Tesla Energy Operations Inc | JCP&L | Accepted | 2019-08-24 | 2019-08-28 | 2020-08-28 | Hanwha Q CELLS | Q.PEAK DUO BLK-G5 315 | Solar Panels |  | 0.315 | 15 | 152 | 20 |  | Fixed | Roof
Solar Registration Program | NJSRRE1541882905 | Brick | 8723 | 18 | 16.38 | Residential | No | Behind the Meter | Tesla Energy Operations Inc | JCP&L | Accepted | 2019-08-24 | 2019-08-28 | 2020-08-28 | Hanwha Q CELLS | Q.PEAK DUO BLK-G5 315 | Solar Panels |  | 0.315 | 15 | 332 | 20 |  | Fixed | Roof
Solar Registration Program | NJSRRE1541882905 | Brick | 8723 | 18 | 16.38 | Residential | No | Behind the Meter | Tesla Energy Operations Inc | JCP&L | Accepted | 2019-08-24 | 2019-08-28 | 2020-08-28 | Hanwha Q CELLS | Q.PEAK DUO BLK-G5 315 | Solar Panels |  | 0.315 | 12 | 152 | 20 |  | Fixed | Roof
Solar Registration Program | NJSRRE1541882905 | Brick | 8723 | 18 | 16.38 | Residential | No | Behind the Meter | Tesla Energy Operations Inc | JCP&L | Accepted | 2019-08-24 | 2019-08-28 | 2020-08-28 | Hanwha Q CELLS | Q.PEAK DUO BLK-G5 315 | Solar Panels |  | 0.315 | 6 | 242 | 20 |  | Fixed | Roof
Solar Registration Program | NJSRRE1541882905 | Brick | 8723 | 18 | 16.38 | Residential | No | Behind the Meter | Tesla Energy Operations Inc | JCP&L | Accepted | 2019-08-24 | 2019-08-28 | 2020-08-28 | Hanwha Q CELLS | Q.PEAK DUO BLK-G5 315 | Solar Panels |  | 0.315 | 4 | 62 | 20 |  | Fixed | Roof
Solar Registration Program | NJSRRE1541882905 | Brick | 8723 | 18 | 16.38 | Residential | No | Behind the Meter | Tesla Energy Operations Inc | JCP&L | Accepted | 2019-08-24 | 2019-08-28 | 2020-08-28 | SolarEdge Technologies | SE10000H-US000SNC2 | Inverters | 10000 |  | 1 |  |  | 0.99 |  | Outdoor | outdoor
Solar Registration Program | NJSRRE1541882905 | Brick | 8723 | 18 | 16.38 | Residential | No | Behind the Meter | Tesla Energy Operations Inc | JCP&L | Accepted | 2019-08-24 | 2019-08-28 | 2020-08-28 | SolarEdge Technologies | SE5000H-US000SNC2 | Inverters | 5000 |  | 1 |  |  | 0.99 |  | Outdoor | outdoor
Solar Registration Program | NJSRRE1541882905 | Brick | 8723 | 18 | 16.38 | Residential | No | Behind the Meter | Tesla Energy Operations Inc | JCP&L | Accepted | 2019-08-24 | 2019-08-28 | 2020-08-28 | Tesla | AC Powerwall 2.0 | Electric Storage Battery |  |  | 2 |  |  |  | Lithium Ion |  | outside
Solar Registration Program | NJSRRE1541883946 | MEDFORD | 8055 | 13 | 16.38 | Residential | Yes | Behind the Meter | Vivint Solar Developer, LLC | PSE&G | Accepted | 2019-09-03 | 2019-09-03 | 2020-09-03 | Hanwha Solar | Q.PEAK BLK-G5 315w | Solar Panels |  | 0.315 | 12 | 58 | 35 |  | Fixed | Roof
Solar Registration Program | NJSRRE1541883946 | MEDFORD | 8055 | 13 | 16.38 | Residential | Yes | Behind the Meter | Vivint Solar Developer, LLC | PSE&G | Accepted | 2019-09-03 | 2019-09-03 | 2020-09-03 | Hanwha Solar | Q.PEAK BLK-G5 315w | Solar Panels |  | 0.315 | 7 | 148 | 35 |  | Fixed | Roof
Solar Registration Program | NJSRRE1541883946 | MEDFORD | 8055 | 13 | 16.38 | Residential | Yes | Behind the Meter | Vivint Solar Developer, LLC | PSE&G | Accepted | 2019-09-03 | 2019-09-03 | 2020-09-03 | Hanwha Solar | Q.PEAK BLK-G5 315w | Solar Panels |  | 0.315 | 29 | 238 | 35 |  | Fixed | Roof
Solar Registration Program | NJSRRE1541883946 | MEDFORD | 8055 | 13 | 16.38 | Residential | Yes | Behind the Meter | Vivint Solar Developer, LLC | PSE&G | Accepted | 2019-09-03 | 2019-09-03 | 2020-09-03 | Hanwha Solar | Q.PEAK BLK-G5 315w | Solar Panels |  | 0.315 | 4 | 58 | 35 |  | Fixed | Roof
Solar Registration Program | NJSRRE1541883946 | MEDFORD | 8055 | 13 | 16.38 | Residential | Yes | Behind the Meter | Vivint Solar Developer, LLC | PSE&G | Accepted | 2019-09-03 | 2019-09-03 | 2020-09-03 | Solar Edge | SE7600H-US | Inverters | 7600 |  | 1 |  |  | 0.992 |  | Outdoor | Near the Utility Meter
Solar Registration Program | NJSRRE1541883946 | MEDFORD | 8055 | 13 | 16.38 | Residential | Yes | Behind the Meter | Vivint Solar Developer, LLC | PSE&G | Accepted | 2019-09-03 | 2019-09-03 | 2020-09-03 | Solar Edge | SE3800H-US | Inverters | 3800 |  | 1 |  |  | 0.992 |  | Outdoor | Near the Utility Meter
Solar Registration Program | NJSRRE1542373171 | Edison | 8820 | 11 | 16.38 | Residential | No | Behind the Meter | Tesla Energy Operations Inc | PSE&G | Accepted | 2019-09-09 | 2019-09-12 | 2020-09-12 | Hanwha Q-Cells | Q.Peak DUO BLK-G5/SC315 | Solar Panels |  | 0.315 | 6 | 173 | 18 |  | Fixed | Roof
Solar Registration Program | NJSRRE1542373171 | Edison | 8820 | 11 | 16.38 | Residential | No | Behind the Meter | Tesla Energy Operations Inc | PSE&G | Accepted | 2019-09-09 | 2019-09-12 | 2020-09-12 | Hanwha Q-Cells | Q.Peak DUO BLK-G5/SC315 | Solar Panels |  | 0.315 | 5 | 353 | 14 |  | Fixed | Roof
Solar Registration Program | NJSRRE1542373171 | Edison | 8820 | 11 | 16.38 | Residential | No | Behind the Meter | Tesla Energy Operations Inc | PSE&G | Accepted | 2019-09-09 | 2019-09-12 | 2020-09-12 | Hanwha Q-Cells | Q.Peak DUO BLK-G5/SC315 | Solar Panels |  | 0.315 | 3 | 173 | 18 |  | Fixed | Roof
Solar Registration Program | NJSRRE1542373171 | Edison | 8820 | 11 | 16.38 | Residential | No | Behind the Meter | Tesla Energy Operations Inc | PSE&G | Accepted | 2019-09-09 | 2019-09-12 | 2020-09-12 | Hanwha Q-Cells | Q.Peak DUO BLK-G5/SC315 | Solar Panels |  | 0.315 | 9 | 173 | 18 |  | Fixed | Roof
Solar Registration Program | NJSRRE1542373171 | Edison | 8820 | 11 | 16.38 | Residential | No | Behind the Meter | Tesla Energy Operations Inc | PSE&G | Accepted | 2019-09-09 | 2019-09-12 | 2020-09-12 | Hanwha Q-Cells | Q.Peak DUO BLK-G5/SC315 | Solar Panels |  | 0.315 | 3 | 83 | 34 |  | Fixed | Roof
Solar Registration Program | NJSRRE1542373171 | Edison | 8820 | 11 | 16.38 | Residential | No | Behind the Meter | Tesla Energy Operations Inc | PSE&G | Accepted | 2019-09-09 | 2019-09-12 | 2020-09-12 | Hanwha Q-Cells | Q.Peak DUO BLK-G5/SC315 | Solar Panels |  | 0.315 | 23 | 353 | 18 |  | Fixed | Roof
Solar Registration Program | NJSRRE1542373171 | Edison | 8820 | 11 | 16.38 | Residential | No | Behind the Meter | Tesla Energy Operations Inc | PSE&G | Accepted | 2019-09-09 | 2019-09-12 | 2020-09-12 | Hanwha Q-Cells | Q.Peak DUO BLK-G5/SC315 | Solar Panels |  | 0.315 | 3 | 263 | 34 |  | Fixed | Roof
Solar Registration Program | NJSRRE1542373171 | Edison | 8820 | 11 | 16.38 | Residential | No | Behind the Meter | Tesla Energy Operations Inc | PSE&G | Accepted | 2019-09-09 | 2019-09-12 | 2020-09-12 | SOLAREDGE | SE7600H-US000SNC2 | Inverters | 7600 |  | 2 |  |  | 0.99 |  | Outside | Outside
Solar Registration Program | NJSRRE1542373171 | Edison | 8820 | 11 | 16.38 | Residential | No | Behind the Meter | Tesla Energy Operations Inc | PSE&G | Accepted | 2019-09-09 | 2019-09-12 | 2020-09-12 | Tesla | AC Powerwall 2.0 | Electric Storage Battery |  |  | 3 |  |  |  | Lithium Ion |  | Outside
Solar Registration Program | NJSRRE1542411952 | Hammonton | 8037 | 19 | 16.38 | Residential | No | Behind the Meter | Castle Energy, LLC | AC Electric | Accepted | 2019-09-17 | 2019-09-19 | 2020-09-19 | Hanwha Q-Cells | Q.Peak DUO-G5 315 | Solar Panels |  | 0.315 | 52 | 151 | 28 |  | Fixed | Roof
Solar Registration Program | NJSRRE1542411952 | Hammonton | 8037 | 19 | 16.38 | Residential | No | Behind the Meter | Castle Energy, LLC | AC Electric | Accepted | 2019-09-17 | 2019-09-19 | 2020-09-19 | Enphase Energy | IQ7-60-2-US | Inverters | 240 |  | 52 |  |  | 0.967 |  | Outside | on the rooftop under each solar panel
Solar Registration Program | NJSRRE1542419886 | Berkeley Heights | 7922 | 10 | 16.38 | Residential | No | Behind the Meter | Tesla Energy Operations Inc. | JCP&L | Accepted | 2019-09-18 | 2019-09-20 | 2020-09-20 | Panasonic | SC315B2 | Solar Panels |  | 0.315 | 13 | 299 | 27 |  | Fixed | Roof
Solar Registration Program | NJSRRE1542419886 | Berkeley Heights | 7922 | 10 | 16.38 | Residential | No | Behind the Meter | Tesla Energy Operations Inc. | JCP&L | Accepted | 2019-09-18 | 2019-09-20 | 2020-09-20 | Panasonic | SC315B2 | Solar Panels |  | 0.315 | 19 | 299 | 27 |  | Fixed | Roof
Solar Registration Program | NJSRRE1542419886 | Berkeley Heights | 7922 | 10 | 16.38 | Residential | No | Behind the Meter | Tesla Energy Operations Inc. | JCP&L | Accepted | 2019-09-18 | 2019-09-20 | 2020-09-20 | Panasonic | SC315B2 | Solar Panels |  | 0.315 | 14 | 119 | 27 |  | Fixed | Roof
Solar Registration Program | NJSRRE1542419886 | Berkeley Heights | 7922 | 10 | 16.38 | Residential | No | Behind the Meter | Tesla Energy Operations Inc. | JCP&L | Accepted | 2019-09-18 | 2019-09-20 | 2020-09-20 | Panasonic | SC315B2 | Solar Panels |  | 0.315 | 6 | 119 | 27 |  | Fixed | Roof
Solar Registration Program | NJSRRE1542419886 | Berkeley Heights | 7922 | 10 | 16.38 | Residential | No | Behind the Meter | Tesla Energy Operations Inc. | JCP&L | Accepted | 2019-09-18 | 2019-09-20 | 2020-09-20 | SOLAREDGE | SE7600H-US000SNC2 | Inverters | 7600 |  | 2 |  |  | 0.99 |  | Indoor | Indoor
Solar Registration Program | NJSRRE1542431593 | Willingboro | 8046 | 13 | 16.38 | Residential | Yes | Behind the Meter | Vivint Solar Developer, LLC | PSE&G | Accepted | 2019-09-24 | 2019-09-26 | 2020-09-26 | Hanwha Solar | Q.PEAK DUO BLK-G5 315w | Solar Panels |  | 0.315 | 4 | 10 | 16 |  | Fixed | Roof
Solar Registration Program | NJSRRE1542431593 | Willingboro | 8046 | 13 | 16.38 | Residential | Yes | Behind the Meter | Vivint Solar Developer, LLC | PSE&G | Accepted | 2019-09-24 | 2019-09-26 | 2020-09-26 | Hanwha | Q.PEAK DUO BLK-G5 315w | Solar Panels |  | 0.315 | 25 | 190 | 40 |  | Fixed | Roof
Solar Registration Program | NJSRRE1542431593 | Willingboro | 8046 | 13 | 16.38 | Residential | Yes | Behind the Meter | Vivint Solar Developer, LLC | PSE&G | Accepted | 2019-09-24 | 2019-09-26 | 2020-09-26 | Hanwha Solar | Q.PEAK DUO BLK-G5 315w | Solar Panels |  | 0.315 | 17 | 10 | 40 |  | Fixed | Roof
Solar Registration Program | NJSRRE1542431593 | Willingboro | 8046 | 13 | 16.38 | Residential | Yes | Behind the Meter | Vivint Solar Developer, LLC | PSE&G | Accepted | 2019-09-24 | 2019-09-26 | 2020-09-26 | Hanwha Solar | Q.PEAK DUO BLK-G5 315w | Solar Panels |  | 0.315 | 6 | 190 | 16 |  | Fixed | Roof
Solar Registration Program | NJSRRE1542431593 | Willingboro | 8046 | 13 | 16.38 | Residential | Yes | Behind the Meter | Vivint Solar Developer, LLC | PSE&G | Accepted | 2019-09-24 | 2019-09-26 | 2020-09-26 | Solar Edge | SE7600H-US000BNC4 | Inverters | 7600 |  | 1 |  |  | 0.992 |  | Outdoor | Near the Utility Meter
Solar Registration Program | NJSRRE1542431593 | Willingboro | 8046 | 13 | 16.38 | Residential | Yes | Behind the Meter | Vivint Solar Developer, LLC | PSE&G | Accepted | 2019-09-24 | 2019-09-26 | 2020-09-26 | Solar Edge | SE3800H-US000BNC4 | Inverters | 3800 |  | 1 |  |  | 0.992 |  | Outdoor | Near the Utility Meter
Solar Registration Program | NJSRRE1542445756 | Scotch Plains Twp | 7076 | 10 | 16.38 | Residential | No | Behind the Meter | Tesla Energy Operations Inc | PSE&G | Accepted | 2019-09-26 | 2019-09-30 | 2020-09-30 | Hanwha Q-Cells | # Q.Peak DUO BLK-G5/SC315 | Solar Panels |  | 0.315 | 46 | 134 | 43 |  | Fixed | Roof
Solar Registration Program | NJSRRE1542445756 | Scotch Plains Twp | 7076 | 10 | 16.38 | Residential | No | Behind the Meter | Tesla Energy Operations Inc | PSE&G | Accepted | 2019-09-26 | 2019-09-30 | 2020-09-30 | Hanwha Q-Cells | # Q.Peak DUO BLK-G5/SC315 | Solar Panels |  | 0.315 | 6 | 224 | 43 |  | Fixed | Roof
Solar Registration Program | NJSRRE1542445756 | Scotch Plains Twp | 7076 | 10 | 16.38 | Residential | No | Behind the Meter | Tesla Energy Operations Inc | PSE&G | Accepted | 2019-09-26 | 2019-09-30 | 2020-09-30 | Delta | #Solivia 7.6 TL | Inverters | 7.6 |  | 2 |  |  | 0.975 |  | Indoor | Indoor
Solar Registration Program | NJSRRE1542445756 | Scotch Plains Twp | 7076 | 10 | 16.38 | Residential | No | Behind the Meter | Tesla Energy Operations Inc | PSE&G | Accepted | 2019-09-26 | 2019-09-30 | 2020-09-30 | Tesla | AC Powerwall 2.0 | Electric Storage Battery |  |  | 2 |  |  |  | Lithium Ion |  | Indoors
Solar Registration Program | NJSRRE1542500901 | Williamstown | 8094 | 15 | 16.38 | Residential | No | Behind the Meter | Vivint Solar Developer, LLC | AC Electric | Accepted | 2019-10-03 | 2019-10-08 | 2020-10-08 | Hanwha Solar | Q.PEAK BLK-G5 315 | Solar Panels |  | 0.315 | 21 | 109 | 13 |  | Fixed | Roof
Solar Registration Program | NJSRRE1542500901 | Williamstown | 8094 | 15 | 16.38 | Residential | No | Behind the Meter | Vivint Solar Developer, LLC | AC Electric | Accepted | 2019-10-03 | 2019-10-08 | 2020-10-08 | Hanwha Solar | Q.PEAK BLK-G5 315 | Solar Panels |  | 0.315 | 21 | 289 | 13 |  | Fixed | Roof
Solar Registration Program | NJSRRE1542500901 | Williamstown | 8094 | 15 | 16.38 | Residential | No | Behind the Meter | Vivint Solar Developer, LLC | AC Electric | Accepted | 2019-10-03 | 2019-10-08 | 2020-10-08 | Hanwha Solar | Q.PEAK BLK-G5 315 | Solar Panels |  | 0.315 | 10 | 101 | 26 |  | Fixed | Roof
Solar Registration Program | NJSRRE1542500901 | Williamstown | 8094 | 15 | 16.38 | Residential | No | Behind the Meter | Vivint Solar Developer, LLC | AC Electric | Accepted | 2019-10-03 | 2019-10-08 | 2020-10-08 | SOLAREDGE | SE3800H-US000BNC4 | Inverters | 3800 |  | 1 |  |  | 0.992 |  | Outdoor | Near The Utility Meter
Solar Registration Program | NJSRRE1542500901 | Williamstown | 8094 | 15 | 16.38 | Residential | No | Behind the Meter | Vivint Solar Developer, LLC | AC Electric | Accepted | 2019-10-03 | 2019-10-08 | 2020-10-08 | SOLAREDGE | SE10000H-US000BNC4 | Inverters | 10000 |  | 1 |  |  | 0.992 |  | Outdoor | Near The Utility Meter
Solar Registration Program | NJSRRE1543058748 | Point Pleasant | 8742 | 18 | 16.38 | Residential | Yes | Behind the Meter | Trinity Solar | JCP&L | Accepted | 2019-11-08 | 2019-11-12 | 2020-11-12 | Hanwha | Q.PEAK DUO BLK-G5 315 | Solar Panels |  | 0.315 | 6 | 17 | 18 |  | Fixed | Roof
Solar Registration Program | NJSRRE1543058748 | Point Pleasant | 8742 | 18 | 16.38 | Residential | Yes | Behind the Meter | Trinity Solar | JCP&L | Accepted | 2019-11-08 | 2019-11-12 | 2020-11-12 | Hanwha | Q.PEAK DUO BLK-G5 315 | Solar Panels |  | 0.315 | 22 | 107 | 18 |  | Fixed | Roof
Solar Registration Program | NJSRRE1543058748 | Point Pleasant | 8742 | 18 | 16.38 | Residential | Yes | Behind the Meter | Trinity Solar | JCP&L | Accepted | 2019-11-08 | 2019-11-12 | 2020-11-12 | Hanwha | Q.PEAK DUO BLK-G5 315 | Solar Panels |  | 0.315 | 13 | 287 | 18 |  | Fixed | Roof
Solar Registration Program | NJSRRE1543058748 | Point Pleasant | 8742 | 18 | 16.38 | Residential | Yes | Behind the Meter | Trinity Solar | JCP&L | Accepted | 2019-11-08 | 2019-11-12 | 2020-11-12 | Hanwha | Q.PEAK DUO BLK-G5 315 | Solar Panels |  | 0.315 | 11 | 197 | 18 |  | Fixed | Roof
Solar Registration Program | NJSRRE1543058748 | Point Pleasant | 8742 | 18 | 16.38 | Residential | Yes | Behind the Meter | Trinity Solar | JCP&L | Accepted | 2019-11-08 | 2019-11-12 | 2020-11-12 | Solar Edge | SE7600 | Inverters | 7600 |  | 1 |  |  | 0.97 |  | Outside | side of home
Solar Registration Program | NJSRRE1543058748 | Point Pleasant | 8742 | 18 | 16.38 | Residential | Yes | Behind the Meter | Trinity Solar | JCP&L | Accepted | 2019-11-08 | 2019-11-12 | 2020-11-12 | Solar Edge | SE6000 | Inverters | 6000 |  | 1 |  |  | 0.97 |  | Outside | side of home
Solar Registration Program | NJSRRE1543418565 | Plainsboro Twp | 8536 | 11 | 16.38 | Residential | No | Behind the Meter | Tesla Energy Operations Inc | PSE&G | Accepted | 2019-11-18 | 2019-11-21 | 2020-11-21 | Hanwha Q CELLS | Q.PEAK DUO BLK-G5 315 | Solar Panels |  | 0.315 | 6 | 194 | 45 |  | Fixed | Roof
Solar Registration Program | NJSRRE1543418565 | Plainsboro Twp | 8536 | 11 | 16.38 | Residential | No | Behind the Meter | Tesla Energy Operations Inc | PSE&G | Accepted | 2019-11-18 | 2019-11-21 | 2020-11-21 | Hanwha Q CELLS | Q.PEAK DUO BLK-G5 315 | Solar Panels |  | 0.315 | 12 | 194 | 45 |  | Fixed | Roof
Solar Registration Program | NJSRRE1543418565 | Plainsboro Twp | 8536 | 11 | 16.38 | Residential | No | Behind the Meter | Tesla Energy Operations Inc | PSE&G | Accepted | 2019-11-18 | 2019-11-21 | 2020-11-21 | Hanwha Q CELLS | Q.PEAK DUO BLK-G5 315 | Solar Panels |  | 0.315 | 34 | 104 | 37 |  | Fixed | Roof
Solar Registration Program | NJSRRE1543418565 | Plainsboro Twp | 8536 | 11 | 16.38 | Residential | No | Behind the Meter | Tesla Energy Operations Inc | PSE&G | Accepted | 2019-11-18 | 2019-11-21 | 2020-11-21 | Delta | Solivia 7.6 TL | Inverters | 7600 |  | 2 |  |  | 0.975 |  | Indoor | Indoor
Solar Registration Program | NJSRRE1543418565 | Plainsboro Twp | 8536 | 11 | 16.38 | Residential | No | Behind the Meter | Tesla Energy Operations Inc | PSE&G | Accepted | 2019-11-18 | 2019-11-21 | 2020-11-21 | Tesla | AC Powerwall 2.0 | Electric Storage Battery |  |  | 2 |  |  |  | Lithium Ion |  | Inside
Solar Registration Program | NJSRRE1543433722 | Absecon | 8201 | 19 | 16.38 | Residential | Yes | Behind the Meter | Pro Custom Solar dba Momentum Solar | AC Electric | Accepted | 2019-11-21 | 2019-11-25 | 2020-11-25 | Hanwha | Q.Peak DUO BLK-G5 315 | Solar Panels |  | 0.315 | 16 | 92 | 23 |  | Fixed | Roof
Solar Registration Program | NJSRRE1543433722 | Absecon | 8201 | 19 | 16.38 | Residential | Yes | Behind the Meter | Pro Custom Solar dba Momentum Solar | AC Electric | Accepted | 2019-11-21 | 2019-11-25 | 2020-11-25 | Hanwha | Q.Peak DUO BLK-G5 315 | Solar Panels |  | 0.315 | 24 | 93 | 24 |  | Fixed | Roof
Solar Registration Program | NJSRRE1543433722 | Absecon | 8201 | 19 | 16.38 | Residential | Yes | Behind the Meter | Pro Custom Solar dba Momentum Solar | AC Electric | Accepted | 2019-11-21 | 2019-11-25 | 2020-11-25 | Hanwha | Q.Peak DUO BLK-G5 315 | Solar Panels |  | 0.315 | 12 | 272 | 23 |  | Fixed | Roof
Solar Registration Program | NJSRRE1543433722 | Absecon | 8201 | 19 | 16.38 | Residential | Yes | Behind the Meter | Pro Custom Solar dba Momentum Solar | AC Electric | Accepted | 2019-11-21 | 2019-11-25 | 2020-11-25 | Enphase Energy | IQ7-60-2-US | Inverters | 250 |  | 52 |  |  | 0.97 |  | Outdoor | Roof
Solar Registration Program | NJSRRE1543506731 | Toms River | 8753 | 18 | 16.38 | Residential | Yes | Behind the Meter | Trinity Solar | JCP&L | Accepted | 2019-12-10 | 2019-12-13 | 2020-12-13 | Hanwha 315 | Q.PEAK DUO BLK-G5 315 | Solar Panels |  | 0.315 | 4 | 126 | 23 |  | Fixed | Roof
Solar Registration Program | NJSRRE1543506731 | Toms River | 8753 | 18 | 16.38 | Residential | Yes | Behind the Meter | Trinity Solar | JCP&L | Accepted | 2019-12-10 | 2019-12-13 | 2020-12-13 | Hanwha 315 | Q.PEAK DUO BLK-G5 315 | Solar Panels |  | 0.315 | 4 | 306 | 16 |  | Fixed | Roof
Solar Registration Program | NJSRRE1543506731 | Toms River | 8753 | 18 | 16.38 | Residential | Yes | Behind the Meter | Trinity Solar | JCP&L | Accepted | 2019-12-10 | 2019-12-13 | 2020-12-13 | Hanwha 315 | Q.PEAK DUO BLK-G5 315 | Solar Panels |  | 0.315 | 16 | 306 | 23 |  | Fixed | Roof
Solar Registration Program | NJSRRE1543506731 | Toms River | 8753 | 18 | 16.38 | Residential | Yes | Behind the Meter | Trinity Solar | JCP&L | Accepted | 2019-12-10 | 2019-12-13 | 2020-12-13 | Hanwha 315 | Q.PEAK DUO BLK-G5 315 | Solar Panels |  | 0.315 | 28 | 126 | 23 |  | Fixed | Roof
Solar Registration Program | NJSRRE1543506731 | Toms River | 8753 | 18 | 16.38 | Residential | Yes | Behind the Meter | Trinity Solar | JCP&L | Accepted | 2019-12-10 | 2019-12-13 | 2020-12-13 | Solar Edge | SE11400H-US | Inverters | 11400 |  | 1 |  |  | 0.97 |  | Outside | side of home
Solar Registration Program | NJSRRE1543506731 | Toms River | 8753 | 18 | 16.38 | Residential | Yes | Behind the Meter | Trinity Solar | JCP&L | Accepted | 2019-12-10 | 2019-12-13 | 2020-12-13 | Solar Edge | SE3000H-US | Inverters | 3000 |  | 1 |  |  | 0.97 |  | Outside | side of home
Solar Registration Program | NJSRRE1543535740 | Jackson Township | 8527 | 18 | 16.38 | Residential | Yes | Behind the Meter | Suntuity Solar LLC | JCP&L | Accepted | 2019-12-13 | 2019-12-18 | 2020-12-18 | Yingli Green Energy | YL315D-30b | Solar Panels |  | 0.315 | 6 | 183 | 15 |  | Fixed | Roof
Solar Registration Program | NJSRRE1543535740 | Jackson Township | 8527 | 18 | 16.38 | Residential | Yes | Behind the Meter | Suntuity Solar LLC | JCP&L | Accepted | 2019-12-13 | 2019-12-18 | 2020-12-18 | Yingli Green Energy | YL315D-30b | Solar Panels |  | 0.315 | 7 | 183 | 40 |  | Fixed | Roof
Solar Registration Program | NJSRRE1543535740 | Jackson Township | 8527 | 18 | 16.38 | Residential | Yes | Behind the Meter | Suntuity Solar LLC | JCP&L | Accepted | 2019-12-13 | 2019-12-18 | 2020-12-18 | Yingli Green Energy | YL315D-30b | Solar Panels |  | 0.315 | 6 | 183 | 40 |  | Fixed | Roof
Solar Registration Program | NJSRRE1543535740 | Jackson Township | 8527 | 18 | 16.38 | Residential | Yes | Behind the Meter | Suntuity Solar LLC | JCP&L | Accepted | 2019-12-13 | 2019-12-18 | 2020-12-18 | Yingli Green Energy | YL315D-30b | Solar Panels |  | 0.315 | 16 | 273 | 15 |  | Fixed | Roof
Solar Registration Program | NJSRRE1543535740 | Jackson Township | 8527 | 18 | 16.38 | Residential | Yes | Behind the Meter | Suntuity Solar LLC | JCP&L | Accepted | 2019-12-13 | 2019-12-18 | 2020-12-18 | Yingli Green Energy | YL315D-30b | Solar Panels |  | 0.315 | 17 | 93 | 40 |  | Fixed | Roof
Solar Registration Program | NJSRRE1543535740 | Jackson Township | 8527 | 18 | 16.38 | Residential | Yes | Behind the Meter | Suntuity Solar LLC | JCP&L | Accepted | 2019-12-13 | 2019-12-18 | 2020-12-18 | Enphase Energy | IQ7-60-2-US | Inverters | 240 |  | 52 |  |  | 0.97 |  | Outdoor | Behind the PV Modules
Solar Registration Program | NJSRRE1543820037 | Pine Hill | 8021 | 14 | 16.38 | Residential | Yes | Behind the Meter | Suntuity Solar LLC | AC Electric | Accepted | 2019-12-26 | 2019-12-31 | 2020-12-31 | Hanwha Solar | Q-Cells 315 Mono | Solar Panels |  | 0.315 | 14 | 192 | 10 |  | Fixed | Roof
Solar Registration Program | NJSRRE1543820037 | Pine Hill | 8021 | 14 | 16.38 | Residential | Yes | Behind the Meter | Suntuity Solar LLC | AC Electric | Accepted | 2019-12-26 | 2019-12-31 | 2020-12-31 | Hanwha Solar | Q-Cells 315 Mono | Solar Panels |  | 0.315 | 23 | 193 | 25 |  | Fixed | Roof
Solar Registration Program | NJSRRE1543820037 | Pine Hill | 8021 | 14 | 16.38 | Residential | Yes | Behind the Meter | Suntuity Solar LLC | AC Electric | Accepted | 2019-12-26 | 2019-12-31 | 2020-12-31 | Hanwha Solar | Q-Cells 315 Mono | Solar Panels |  | 0.315 | 9 | 283 | 21 |  | Fixed | Roof
Solar Registration Program | NJSRRE1543820037 | Pine Hill | 8021 | 14 | 16.38 | Residential | Yes | Behind the Meter | Suntuity Solar LLC | AC Electric | Accepted | 2019-12-26 | 2019-12-31 | 2020-12-31 | Hanwha Solar | Q-Cells 315 Mono | Solar Panels |  | 0.315 | 6 | 103 | 21 |  | Fixed | Roof
Solar Registration Program | NJSRRE1543820037 | Pine Hill | 8021 | 14 | 16.38 | Residential | Yes | Behind the Meter | Suntuity Solar LLC | AC Electric | Accepted | 2019-12-26 | 2019-12-31 | 2020-12-31 | Enphase Energy | IQ7-60-2-US | Inverters | 240 |  | 52 |  |  | 0.97 |  | Outdoor | Behind the PV Modules
Solar Registration Program | NJSRRE1541820830 | Princeton | 8540 | 12 | 16.42 | Residential | Yes | Behind the Meter | Pro Custom Solar dba Momentum Solar | PSE&G | Accepted | 2019-08-13 | 2019-08-23 | 2020-08-23 | LG ELECTRONICS | LG 335N1C-V5 | Solar Panels |  | 0.335 | 25 | 217 | 15 |  | Fixed | Roof
Solar Registration Program | NJSRRE1541820830 | Princeton | 8540 | 12 | 16.42 | Residential | Yes | Behind the Meter | Pro Custom Solar dba Momentum Solar | PSE&G | Accepted | 2019-08-13 | 2019-08-23 | 2020-08-23 | LG ELECTRONICS | LG 335N1C-V5 | Solar Panels |  | 0.335 | 24 | 37 | 16 |  | Fixed | Roof
Solar Registration Program | NJSRRE1541820830 | Princeton | 8540 | 12 | 16.42 | Residential | Yes | Behind the Meter | Pro Custom Solar dba Momentum Solar | PSE&G | Accepted | 2019-08-13 | 2019-08-23 | 2020-08-23 | Enphase Energy | IQ7-60-2-US | Inverters | 250 |  | 49 |  |  | 0.97 |  | Outdoor | Roof
Solar Registration Program | NJSRRE1541880302 | West Long Branch | 7764 | 17 | 16.42 | Residential | Yes | Behind the Meter | Pro Custom Solar dba Momentum Solar | JCP&L | Accepted | 2019-08-23 | 2019-08-27 | 2020-08-27 | LG ELECTRONICS | LG 335N1C-V5 | Solar Panels |  | 0.335 | 28 | 88 | 26 |  | Fixed | Roof
Solar Registration Program | NJSRRE1541880302 | West Long Branch | 7764 | 17 | 16.42 | Residential | Yes | Behind the Meter | Pro Custom Solar dba Momentum Solar | JCP&L | Accepted | 2019-08-23 | 2019-08-27 | 2020-08-27 | LG ELECTRONICS | LG 335N1C-V5 | Solar Panels |  | 0.335 | 3 | 87 | 20 |  | Fixed | Roof
Solar Registration Program | NJSRRE1541880302 | West Long Branch | 7764 | 17 | 16.42 | Residential | Yes | Behind the Meter | Pro Custom Solar dba Momentum Solar | JCP&L | Accepted | 2019-08-23 | 2019-08-27 | 2020-08-27 | LG ELECTRONICS | LG 335N1C-V5 | Solar Panels |  | 0.335 | 18 | 88 | 34 |  | Fixed | Roof
Solar Registration Program | NJSRRE1541880302 | West Long Branch | 7764 | 17 | 16.42 | Residential | Yes | Behind the Meter | Pro Custom Solar dba Momentum Solar | JCP&L | Accepted | 2019-08-23 | 2019-08-27 | 2020-08-27 | Enphase Energy | IQ7-60-2-US | Inverters | 250 |  | 49 |  |  | 0.97 |  | Outdoor | Roof
Solar Registration Program | NJSRRE1542448264 | Waterford Works | 8089 | 14 | 16.42 | Residential | Yes | Behind the Meter | Pro Custom Solar dba Momentum Solar | AC Electric | Accepted | 2019-09-27 | 2019-10-01 | 2020-10-01 | LG ELECTRONICS | LG 335N1C-A5 | Solar Panels |  | 0.335 | 29 | 240 | 9 |  | Fixed | Roof
Solar Registration Program | NJSRRE1542448264 | Waterford Works | 8089 | 14 | 16.42 | Residential | Yes | Behind the Meter | Pro Custom Solar dba Momentum Solar | AC Electric | Accepted | 2019-09-27 | 2019-10-01 | 2020-10-01 | LG ELECTRONICS | LG 335N1C-A5 | Solar Panels |  | 0.335 | 20 | 180 | 18 |  | Fixed | Roof
Solar Registration Program | NJSRRE1542448264 | Waterford Works | 8089 | 14 | 16.42 | Residential | Yes | Behind the Meter | Pro Custom Solar dba Momentum Solar | AC Electric | Accepted | 2019-09-27 | 2019-10-01 | 2020-10-01 | Enphase Energy | IQ7Plus-72-2-US | Inverters | 250 |  | 49 |  |  | 0.97 |  | Outdoor | Roof
Solar Registration Program | NJSRRE1540918343 | Colonia | 7067 | 10 | 16.43 | Residential | Yes | Behind the Meter | Suntuity Solar LLC | PSE&G | Accepted | 2019-05-02 | 2019-05-06 | 2020-05-06 | Yingli Green Energy | YL310D-30b | Solar Panels |  | 0.31 | 23 | 173 | 18 |  | Fixed | Roof
Solar Registration Program | NJSRRE1540918343 | Colonia | 7067 | 10 | 16.43 | Residential | Yes | Behind the Meter | Suntuity Solar LLC | PSE&G | Accepted | 2019-05-02 | 2019-05-06 | 2020-05-06 | Yingli Green Energy | YL310D-30b | Solar Panels |  | 0.31 | 8 | 173 | 18 |  | Fixed | Roof
Solar Registration Program | NJSRRE1540918343 | Colonia | 7067 | 10 | 16.43 | Residential | Yes | Behind the Meter | Suntuity Solar LLC | PSE&G | Accepted | 2019-05-02 | 2019-05-06 | 2020-05-06 | Yingli Green Energy | YL310D-30b | Solar Panels |  | 0.31 | 22 | 353 | 18 |  | Fixed | Roof
Solar Registration Program | NJSRRE1540918343 | Colonia | 7067 | 10 | 16.43 | Residential | Yes | Behind the Meter | Suntuity Solar LLC | PSE&G | Accepted | 2019-05-02 | 2019-05-06 | 2020-05-06 | Enphase Energy | IQ7-60-2-US | Inverters | 240 |  | 53 |  |  | 0.97 |  | Outdoor | Behind the PV Modules
Solar Registration Program | NJSRRE1541680366 | Edison | 8820 | 11 | 16.43 | Residential | No | Behind the Meter | Green Power Energy | PSE&G | Accepted | 2019-07-18 | 2019-07-22 | 2020-07-22 | Silfab | SLA-M 310 | Solar Panels |  | 0.31 | 3 | 87 | 27 |  | Fixed | Roof
Solar Registration Program | NJSRRE1541680366 | Edison | 8820 | 11 | 16.43 | Residential | No | Behind the Meter | Green Power Energy | PSE&G | Accepted | 2019-07-18 | 2019-07-22 | 2020-07-22 | Silfab | SLA-M 310 | Solar Panels |  | 0.31 | 26 | 264 | 27 |  | Fixed | Roof
Solar Registration Program | NJSRRE1541680366 | Edison | 8820 | 11 | 16.43 | Residential | No | Behind the Meter | Green Power Energy | PSE&G | Accepted | 2019-07-18 | 2019-07-22 | 2020-07-22 | Silfab | SLA-M 310 | Solar Panels |  | 0.31 | 19 | 84 | 27 |  | Fixed | Roof
Solar Registration Program | NJSRRE1541680366 | Edison | 8820 | 11 | 16.43 | Residential | No | Behind the Meter | Green Power Energy | PSE&G | Accepted | 2019-07-18 | 2019-07-22 | 2020-07-22 | Silfab | SLA-M 310 | Solar Panels |  | 0.31 | 5 | 272 | 27 |  | Fixed | Roof
Solar Registration Program | NJSRRE1541680366 | Edison | 8820 | 11 | 16.43 | Residential | No | Behind the Meter | Green Power Energy | PSE&G | Accepted | 2019-07-18 | 2019-07-22 | 2020-07-22 | Solar Edge | SE7600H-US | Inverters | 7600 |  | 2 |  |  | 0.97 |  | Outside | next to meter
Solar Registration Program | NJSRRE1541814984 | West Creek | 8092 | 18 | 16.43 | Residential | Yes | Behind the Meter | Suntuity Solar LLC | AC Electric | Accepted | 2019-08-12 | 2019-08-23 | 2020-08-23 | Yingli Green Energy | YL310D-30b | Solar Panels |  | 0.31 | 6 | 111 | 35 |  | Fixed | Roof
Solar Registration Program | NJSRRE1541814984 | West Creek | 8092 | 18 | 16.43 | Residential | Yes | Behind the Meter | Suntuity Solar LLC | AC Electric | Accepted | 2019-08-12 | 2019-08-23 | 2020-08-23 | Yingli Green Energy | YL310D-30b | Solar Panels |  | 0.31 | 11 | 111 | 34 |  | Fixed | Roof
Solar Registration Program | NJSRRE1541814984 | West Creek | 8092 | 18 | 16.43 | Residential | Yes | Behind the Meter | Suntuity Solar LLC | AC Electric | Accepted | 2019-08-12 | 2019-08-23 | 2020-08-23 | Yingli Green Energy | YL310D-30b | Solar Panels |  | 0.31 | 36 | 291 | 32 |  | Fixed | Roof
Solar Registration Program | NJSRRE1541814984 | West Creek | 8092 | 18 | 16.43 | Residential | Yes | Behind the Meter | Suntuity Solar LLC | AC Electric | Accepted | 2019-08-12 | 2019-08-23 | 2020-08-23 | Enphase Energy | IQ7-60-2-US | Inverters | 240 |  | 53 |  |  | 0.97 |  | Outdoor | Behind the PV Modules
Solar Registration Program | NJSRRE1541858501 | Monroe | 8831 | 11 | 16.43 | Residential | Yes | Behind the Meter | Suntuity Solar LLC | JCP&L | Accepted | 2019-08-19 | 2019-08-23 | 2020-08-23 | Yingli Green Energy | YL310D-30b | Solar Panels |  | 0.31 | 16 | 161 | 37 |  | Fixed | Roof
Solar Registration Program | NJSRRE1541858501 | Monroe | 8831 | 11 | 16.43 | Residential | Yes | Behind the Meter | Suntuity Solar LLC | JCP&L | Accepted | 2019-08-19 | 2019-08-23 | 2020-08-23 | Yingli Green Energy | YL310D-30b | Solar Panels |  | 0.31 | 14 | 251 | 37 |  | Fixed | Roof
Solar Registration Program | NJSRRE1541858501 | Monroe | 8831 | 11 | 16.43 | Residential | Yes | Behind the Meter | Suntuity Solar LLC | JCP&L | Accepted | 2019-08-19 | 2019-08-23 | 2020-08-23 | Yingli Green Energy | YL310D-30b | Solar Panels |  | 0.31 | 14 | 161 | 30 |  | Fixed | Roof
Solar Registration Program | NJSRRE1541858501 | Monroe | 8831 | 11 | 16.43 | Residential | Yes | Behind the Meter | Suntuity Solar LLC | JCP&L | Accepted | 2019-08-19 | 2019-08-23 | 2020-08-23 | Yingli Green Energy | YL310D-30b | Solar Panels |  | 0.31 | 9 | 71 | 37 |  | Fixed | Roof
Solar Registration Program | NJSRRE1541858501 | Monroe | 8831 | 11 | 16.43 | Residential | Yes | Behind the Meter | Suntuity Solar LLC | JCP&L | Accepted | 2019-08-19 | 2019-08-23 | 2020-08-23 | Enphase Energy | IQ7-60-2-US | Inverters | 240 |  | 53 |  |  | 0.97 |  | Outdoor | Behind the PV Modules
Solar Registration Program | NJSRRE1542070305 | Lakewood | 8701 | 18 | 16.43 | Residential | No | Behind the Meter | Powerlutions | JCP&L | Accepted | 2019-09-03 | 2019-09-06 | 2020-09-06 | Axitec | AC-310P/156-72S | Solar Panels |  | 0.31 | 53 | 199 | 36 |  | Fixed | Roof
Solar Registration Program | NJSRRE1542070305 | Lakewood | 8701 | 18 | 16.43 | Residential | No | Behind the Meter | Powerlutions | JCP&L | Accepted | 2019-09-03 | 2019-09-06 | 2020-09-06 | SolarEdge | SE7600H-US | Inverters | 7.6 |  | 1 |  |  | 0.99 |  | Outdoor | Near Meter
Solar Registration Program | NJSRRE1542372732 | Mantua | 8051 | 15 | 16.43 | Residential | Yes | Behind the Meter | All Season Solar | AC Electric | Accepted | 2019-09-09 | 2019-09-11 | 2020-09-11 | Trina | TSMDDH05II 310w | Solar Panels |  | 0.31 | 3 | 193 | 37 |  | Fixed | Roof
Solar Registration Program | NJSRRE1542372732 | Mantua | 8051 | 15 | 16.43 | Residential | Yes | Behind the Meter | All Season Solar | AC Electric | Accepted | 2019-09-09 | 2019-09-11 | 2020-09-11 | Trina | TSMDDH05II 310w | Solar Panels |  | 0.31 | 5 | 283 | 40 |  | Fixed | Roof
Solar Registration Program | NJSRRE1542372732 | Mantua | 8051 | 15 | 16.43 | Residential | Yes | Behind the Meter | All Season Solar | AC Electric | Accepted | 2019-09-09 | 2019-09-11 | 2020-09-11 | Trina | TSMDDH05II 310w | Solar Panels |  | 0.31 | 6 | 193 | 37 |  | Fixed | Roof
Solar Registration Program | NJSRRE1542372732 | Mantua | 8051 | 15 | 16.43 | Residential | Yes | Behind the Meter | All Season Solar | AC Electric | Accepted | 2019-09-09 | 2019-09-11 | 2020-09-11 | Trina | TSMDDH05II 310w | Solar Panels |  | 0.31 | 7 | 193 | 37 |  | Fixed | Roof
Solar Registration Program | NJSRRE1542372732 | Mantua | 8051 | 15 | 16.43 | Residential | Yes | Behind the Meter | All Season Solar | AC Electric | Accepted | 2019-09-09 | 2019-09-11 | 2020-09-11 | Trina | TSMDDH05II 310w | Solar Panels |  | 0.31 | 8 | 283 | 40 |  | Fixed | Roof
Solar Registration Program | NJSRRE1542372732 | Mantua | 8051 | 15 | 16.43 | Residential | Yes | Behind the Meter | All Season Solar | AC Electric | Accepted | 2019-09-09 | 2019-09-11 | 2020-09-11 | Trina | TSMDDH05II 310w | Solar Panels |  | 0.31 | 6 | 103 | 40 |  | Fixed | Roof
Solar Registration Program | NJSRRE1542372732 | Mantua | 8051 | 15 | 16.43 | Residential | Yes | Behind the Meter | All Season Solar | AC Electric | Accepted | 2019-09-09 | 2019-09-11 | 2020-09-11 | Trina | TSMDDH05II 310w | Solar Panels |  | 0.31 | 5 | 103 | 40 |  | Fixed | Roof
Solar Registration Program | NJSRRE1542372732 | Mantua | 8051 | 15 | 16.43 | Residential | Yes | Behind the Meter | All Season Solar | AC Electric | Accepted | 2019-09-09 | 2019-09-11 | 2020-09-11 | Trina | TSMDDH05II 310w | Solar Panels |  | 0.31 | 3 | 283 | 40 |  | Fixed | Roof
Solar Registration Program | NJSRRE1542372732 | Mantua | 8051 | 15 | 16.43 | Residential | Yes | Behind the Meter | All Season Solar | AC Electric | Accepted | 2019-09-09 | 2019-09-11 | 2020-09-11 | Trina | TSMDDH05II 310w | Solar Panels |  | 0.31 | 5 | 283 | 45 |  | Fixed | Roof
Solar Registration Program | NJSRRE1542372732 | Mantua | 8051 | 15 | 16.43 | Residential | Yes | Behind the Meter | All Season Solar | AC Electric | Accepted | 2019-09-09 | 2019-09-11 | 2020-09-11 | Trina | TSMDDH05II 310w | Solar Panels |  | 0.31 | 5 | 103 | 45 |  | Fixed | Roof
Solar Registration Program | NJSRRE1542372732 | Mantua | 8051 | 15 | 16.43 | Residential | Yes | Behind the Meter | All Season Solar | AC Electric | Accepted | 2019-09-09 | 2019-09-11 | 2020-09-11 | Enphase | IQ7 | Inverters | 0.23 |  | 53 |  |  | 0.97 |  | Outdoor | under module
Solar Registration Program | NJSRRE1542393468 | Princeton Meadows | 8536 | 11 | 16.43 | Residential | No | Behind the Meter | Solar Energy World | PSE&G | Accepted | 2019-09-12 | 2019-09-16 | 2020-09-16 | LONGi Green Energy Technology | LR6-60PE-310M | Solar Panels |  | 0.31 | 53 | 60 | 33 |  | Fixed | Roof
Solar Registration Program | NJSRRE1542393468 | Princeton Meadows | 8536 | 11 | 16.43 | Residential | No | Behind the Meter | Solar Energy World | PSE&G | Accepted | 2019-09-12 | 2019-09-16 | 2020-09-16 | Solar Edge | SE3800H-USRGM | Inverters | 3800 |  | 1 |  |  | 0.982 |  | Outside | near meter
Solar Registration Program | NJSRRE1542393468 | Princeton Meadows | 8536 | 11 | 16.43 | Residential | No | Behind the Meter | Solar Energy World | PSE&G | Accepted | 2019-09-12 | 2019-09-16 | 2020-09-16 | Solar Edge | SE10000H-USRGM | Inverters | 10000 |  | 1 |  |  | 0.98 |  | Outside | near meter
Solar Registration Program | NJSRRE1542511144 | Sicklerville | 8081 | 14 | 16.43 | Residential | No | Behind the Meter | Sun Up Zero Down | AC Electric | Final As-Built Received | 2019-10-07 | 2019-10-09 | 2020-10-09 | Trina | TSM-310 DD05A.05 (II) | Solar Panels |  | 0.31 | 12 | 147 | 21 |  | Fixed | Roof
Solar Registration Program | NJSRRE1542511144 | Sicklerville | 8081 | 14 | 16.43 | Residential | No | Behind the Meter | Sun Up Zero Down | AC Electric | Final As-Built Received | 2019-10-07 | 2019-10-09 | 2020-10-09 | Trina | TSM-310 DD05A.05 (II) | Solar Panels |  | 0.31 | 20 | 147 | 21 |  | Fixed | Roof
Solar Registration Program | NJSRRE1542511144 | Sicklerville | 8081 | 14 | 16.43 | Residential | No | Behind the Meter | Sun Up Zero Down | AC Electric | Final As-Built Received | 2019-10-07 | 2019-10-09 | 2020-10-09 | Trina | TSM-310 DD05A.05 (II) | Solar Panels |  | 0.31 | 18 | 327 | 21 |  | Fixed | Roof
Solar Registration Program | NJSRRE1542511144 | Sicklerville | 8081 | 14 | 16.43 | Residential | No | Behind the Meter | Sun Up Zero Down | AC Electric | Final As-Built Received | 2019-10-07 | 2019-10-09 | 2020-10-09 | Trina | TSM-310 DD05A.05 (II) | Solar Panels |  | 0.31 | 3 | 327 | 21 |  | Fixed | Roof
Solar Registration Program | NJSRRE1542511144 | Sicklerville | 8081 | 14 | 16.43 | Residential | No | Behind the Meter | Sun Up Zero Down | AC Electric | Final As-Built Received | 2019-10-07 | 2019-10-09 | 2020-10-09 | Solaredge | SE6000H-US | Inverters | 6000 |  | 2 |  |  | 0.983 |  | Other | outside wall
Solar Registration Program | NJSRRE1543501906 | Monroe | 8831 | 11 | 16.43 | Residential | No | Behind the Meter | Solar Energy World | JCP&L | Accepted | 2019-12-09 | 2019-12-11 | 2020-12-11 | LONGi Green Energy Technology | LR6-60PE-310M | Solar Panels |  | 0.31 | 53 | 181 | 33 |  | Fixed | Roof
Solar Registration Program | NJSRRE1543501906 | Monroe | 8831 | 11 | 16.43 | Residential | No | Behind the Meter | Solar Energy World | JCP&L | Accepted | 2019-12-09 | 2019-12-11 | 2020-12-11 | Enphase | IQ7-60-x-US | Inverters | 310 |  | 1 |  |  | 0.973 |  | Outdoor | near panels
Solar Registration Program | NJSRRE1541891061 | Morganville | 7751 | 17 | 16.45 | Residential | No | Behind the Meter | SunnyMac LLC | JCP&L | Accepted | 2019-08-28 | 2019-08-30 | 2020-08-30 | SunPower | SPR-X21-350 | Solar Panels |  | 0.35 | 15 | 267 | 30 |  | Fixed | Roof
Solar Registration Program | NJSRRE1541891061 | Morganville | 7751 | 17 | 16.45 | Residential | No | Behind the Meter | SunnyMac LLC | JCP&L | Accepted | 2019-08-28 | 2019-08-30 | 2020-08-30 | SunPower | SPR-X21-350 | Solar Panels |  | 0.35 | 6 | 177 | 30 |  | Fixed | Roof
Solar Registration Program | NJSRRE1541891061 | Morganville | 7751 | 17 | 16.45 | Residential | No | Behind the Meter | SunnyMac LLC | JCP&L | Accepted | 2019-08-28 | 2019-08-30 | 2020-08-30 | SunPower | SPR-X21-350 | Solar Panels |  | 0.35 | 10 | 177 | 30 |  | Fixed | Roof
Solar Registration Program | NJSRRE1541891061 | Morganville | 7751 | 17 | 16.45 | Residential | No | Behind the Meter | SunnyMac LLC | JCP&L | Accepted | 2019-08-28 | 2019-08-30 | 2020-08-30 | SunPower, SPR-X21-350 | SunPower, SPR-X21-350 | Solar Panels |  | 0.35 | 1 | 177 | 30 |  | Fixed | Roof
Solar Registration Program | NJSRRE1541891061 | Morganville | 7751 | 17 | 16.45 | Residential | No | Behind the Meter | SunnyMac LLC | JCP&L | Accepted | 2019-08-28 | 2019-08-30 | 2020-08-30 | SunPower | SPR-X21-350 | Solar Panels |  | 0.35 | 15 | 267 | 30 |  | Fixed | Roof
Solar Registration Program | NJSRRE1541891061 | Morganville | 7751 | 17 | 16.45 | Residential | No | Behind the Meter | SunnyMac LLC | JCP&L | Accepted | 2019-08-28 | 2019-08-30 | 2020-08-30 | Enphase | IQ7XS-96-ACM-US | Inverters | 0.315 |  | 47 |  |  | 0.99 |  | Outdoor | roof
Solar Registration Program | NJSRRE1541698968 | Williamstown | 8094 | 15 | 16.47 | Non Profit | Yes | Behind the Meter | All Season Solar | AC Electric | Accepted | 2019-07-24 | 2019-07-26 | 2020-07-26 | Trina | TSM DD05A.05II 305W MAR 2019 | Solar Panels |  | 0.305 | 54 | 143 | 18 |  | Fixed | Roof
Solar Registration Program | NJSRRE1541698968 | Williamstown | 8094 | 15 | 16.47 | Non Profit | Yes | Behind the Meter | All Season Solar | AC Electric | Accepted | 2019-07-24 | 2019-07-26 | 2020-07-26 | Enphase | IQ7 | Inverters | 240 |  | 54 |  |  | 0.97 |  | Outdoor | Under Module
Solar Registration Program | NJSRRE1543547394 | Freehold | 7728 | 17 | 16.47 | Residential | Yes | Behind the Meter | Bright Planet Solar | JCP&L | Accepted | 2019-12-13 | 2019-12-17 | 2020-12-17 | TRINA SOLAR | TSM-DD05A.05(II) 305W | Solar Panels |  | 0.305 | 54 | 263 | 21 |  | Fixed | Roof
Solar Registration Program | NJSRRE1543547394 | Freehold | 7728 | 17 | 16.47 | Residential | Yes | Behind the Meter | Bright Planet Solar | JCP&L | Accepted | 2019-12-13 | 2019-12-17 | 2020-12-17 | SOLAR EDGE | SE7600H-USRGM | Inverters | 7600 |  | 1 |  |  | 0.98 |  | Outdoor | OUTDOOR
Solar Registration Program | NJSRRE1543547394 | Freehold | 7728 | 17 | 16.47 | Residential | Yes | Behind the Meter | Bright Planet Solar | JCP&L | Accepted | 2019-12-13 | 2019-12-17 | 2020-12-17 | SOLAR EDGE | SE7600H-USRGM | Inverters | 7600 |  | 1 |  |  | 0.98 |  | Outdoor | OUTDOOR
Solar Registration Program | NJSRRE1540393955 | Paterson | 7514 | 6 | 16.5 | Residential | No | Behind the Meter | Palmetto Solar | PSE&G | Accepted | 2019-02-25 | 2019-02-27 | 2020-02-27 | Sil Fab | SLA-M 300W A | Solar Panels |  | 0.3 | 7 | 98 | 38 |  | Fixed | Roof
Solar Registration Program | NJSRRE1540393955 | Paterson | 7514 | 6 | 16.5 | Residential | No | Behind the Meter | Palmetto Solar | PSE&G | Accepted | 2019-02-25 | 2019-02-27 | 2020-02-27 | SilFab | SLA-M 300W | Solar Panels |  | 0.3 | 6 | 188 | 16 |  | Fixed | Roof
Solar Registration Program | NJSRRE1540393955 | Paterson | 7514 | 6 | 16.5 | Residential | No | Behind the Meter | Palmetto Solar | PSE&G | Accepted | 2019-02-25 | 2019-02-27 | 2020-02-27 | silfab | SLA-M300W | Solar Panels |  | 0.3 | 3 | 278 | 16 |  | Fixed | Roof
Solar Registration Program | NJSRRE1540393955 | Paterson | 7514 | 6 | 16.5 | Residential | No | Behind the Meter | Palmetto Solar | PSE&G | Accepted | 2019-02-25 | 2019-02-27 | 2020-02-27 | silfab | SLA-M 300W | Solar Panels |  | 0.3 | 39 | 8 | 38 |  | Fixed | Roof
Solar Registration Program | NJSRRE1540393955 | Paterson | 7514 | 6 | 16.5 | Residential | No | Behind the Meter | Palmetto Solar | PSE&G | Accepted | 2019-02-25 | 2019-02-27 | 2020-02-27 | Solar Edge | SE7600A-US | Inverters | 7600 |  | 1 |  |  | 0.92 |  | Outdoor | side of houe
Solar Registration Program | NJSRRE1540958350 | West Long Branch | 7764 | 17 | 16.5 | Residential | Yes | Behind the Meter | Sunrun Installation Services, Inc. | JCP&L | Accepted | 2019-05-03 | 2019-05-08 | 2020-05-08 | LG Electronics | LG330N1C-A5 | Solar Panels |  | 0.33 | 4 | 174 | 27 |  | Fixed | Roof
Solar Registration Program | NJSRRE1540958350 | West Long Branch | 7764 | 17 | 16.5 | Residential | Yes | Behind the Meter | Sunrun Installation Services, Inc. | JCP&L | Accepted | 2019-05-03 | 2019-05-08 | 2020-05-08 | LG Electronics | LG330N1C-A5 | Solar Panels |  | 0.33 | 4 | 354 | 27 |  | Fixed | Roof
Solar Registration Program | NJSRRE1540958350 | West Long Branch | 7764 | 17 | 16.5 | Residential | Yes | Behind the Meter | Sunrun Installation Services, Inc. | JCP&L | Accepted | 2019-05-03 | 2019-05-08 | 2020-05-08 | LG Electronics | LG330N1C-A5 | Solar Panels |  | 0.33 | 21 | 83 | 26 |  | Fixed | Roof
Solar Registration Program | NJSRRE1540958350 | West Long Branch | 7764 | 17 | 16.5 | Residential | Yes | Behind the Meter | Sunrun Installation Services, Inc. | JCP&L | Accepted | 2019-05-03 | 2019-05-08 | 2020-05-08 | LG Electronics | LG330N1C-A5 | Solar Panels |  | 0.33 | 12 | 264 | 27 |  | Fixed | Roof
Solar Registration Program | NJSRRE1540958350 | West Long Branch | 7764 | 17 | 16.5 | Residential | Yes | Behind the Meter | Sunrun Installation Services, Inc. | JCP&L | Accepted | 2019-05-03 | 2019-05-08 | 2020-05-08 | LG Electronics | LG330N1C-A5 | Solar Panels |  | 0.33 | 9 | 266 | 23 |  | Fixed | Roof
Solar Registration Program | NJSRRE1540958350 | West Long Branch | 7764 | 17 | 16.5 | Residential | Yes | Behind the Meter | Sunrun Installation Services, Inc. | JCP&L | Accepted | 2019-05-03 | 2019-05-08 | 2020-05-08 | SolarEdge Technologies | SE11400H-USRGM | Inverters | 11400 |  | 1 |  |  | 0.96 |  | Outdoor | Next To Meter
Solar Registration Program | NJSRRE1540958350 | West Long Branch | 7764 | 17 | 16.5 | Residential | Yes | Behind the Meter | Sunrun Installation Services, Inc. | JCP&L | Accepted | 2019-05-03 | 2019-05-08 | 2020-05-08 | SolarEdge Technologies | SE3000H-USRGM | Inverters | 3000 |  | 1 |  |  | 0.96 |  | Outdoor | Next To Meter
Solar Registration Program | NJSRRE1541698986 | Sparta | 7871 | 1 | 16.5 | Residential | No | Behind the Meter | Green Power Energy | JCP&L | Final As-Built Received | 2019-07-24 | 2019-07-26 | 2020-07-26 | Panasonic | VBHN330SA17 | Solar Panels |  | 0.33 | 50 | 135 | 23 |  | Fixed | Roof
Solar Registration Program | NJSRRE1541698986 | Sparta | 7871 | 1 | 16.5 | Residential | No | Behind the Meter | Green Power Energy | JCP&L | Final As-Built Received | 2019-07-24 | 2019-07-26 | 2020-07-26 | Itron | CL200 | Meters |  |  | 1 |  |  |  | Yes | Outdoor
Solar Registration Program | NJSRRE1541698986 | Sparta | 7871 | 1 | 16.5 | Residential | No | Behind the Meter | Green Power Energy | JCP&L | Final As-Built Received | 2019-07-24 | 2019-07-26 | 2020-07-26 | Solar Edge | SE7600H-US | Inverters | 7600 |  | 2 |  |  | 0.97 |  | Outside | next to meter
Solar Registration Program | NJSRRE1542377553 | North Caldwell | 7006 | 9 | 16.5 | Residential | No | Behind the Meter | NJ Solar Power, LLC | PSE&G | Accepted | 2019-09-10 | 2019-09-12 | 2020-09-12 | Panasonic | VBHN330SA17 | Solar Panels |  | 0.33 | 20 | 274 | 27 |  | Fixed | Roof
Solar Registration Program | NJSRRE1542377553 | North Caldwell | 7006 | 9 | 16.5 | Residential | No | Behind the Meter | NJ Solar Power, LLC | PSE&G | Accepted | 2019-09-10 | 2019-09-12 | 2020-09-12 | Panasonic | VBHN330SA17 | Solar Panels |  | 0.33 | 4 | 274 | 27 |  | Fixed | Roof
Solar Registration Program | NJSRRE1542377553 | North Caldwell | 7006 | 9 | 16.5 | Residential | No | Behind the Meter | NJ Solar Power, LLC | PSE&G | Accepted | 2019-09-10 | 2019-09-12 | 2020-09-12 | Panasonic | VBHN330SA17 | Solar Panels |  | 0.33 | 26 | 184 | 31 |  | Fixed | Roof
Solar Registration Program | NJSRRE1542377553 | North Caldwell | 7006 | 9 | 16.5 | Residential | No | Behind the Meter | NJ Solar Power, LLC | PSE&G | Accepted | 2019-09-10 | 2019-09-12 | 2020-09-12 | Solaredge | SE7600H-US | Inverters | 7600 |  | 2 |  |  | 0.99 |  | Indoor | at meter
Solar Registration Program | NJSRRE1542397008 | Flemington | 8822 | 4 | 16.5 | Residential | No | Behind the Meter | NJ Solar Power, LLC | JCP&L | Accepted | 2019-09-13 | 2019-09-17 | 2020-09-17 | Panasonic | VBHN330SA17 | Solar Panels |  | 0.33 | 24 | 143 | 37 |  | Fixed | Roof
Solar Registration Program | NJSRRE1542397008 | Flemington | 8822 | 4 | 16.5 | Residential | No | Behind the Meter | NJ Solar Power, LLC | JCP&L | Accepted | 2019-09-13 | 2019-09-17 | 2020-09-17 | Panasonic | VBHN330SA17 | Solar Panels |  | 0.33 | 26 | 143 | 30 |  | Fixed | Roof
Solar Registration Program | NJSRRE1542397008 | Flemington | 8822 | 4 | 16.5 | Residential | No | Behind the Meter | NJ Solar Power, LLC | JCP&L | Accepted | 2019-09-13 | 2019-09-17 | 2020-09-17 | Solaredge | SE10000H-US | Inverters | 10000 |  | 1 |  |  | 0.99 |  | Indoor | garage
Solar Registration Program | NJSRRE1542489371 | Westfield | 7090 | 10 | 16.5 | Residential | No | Behind the Meter | Maier Solar Engineering dba Solar Me | PSE&G | Accepted | 2019-10-02 | 2019-10-04 | 2020-10-04 | Panasonic | VBHN330SA17 | Solar Panels |  | 0.33 | 5 | 172 | 33 |  | Fixed | Roof
Solar Registration Program | NJSRRE1542489371 | Westfield | 7090 | 10 | 16.5 | Residential | No | Behind the Meter | Maier Solar Engineering dba Solar Me | PSE&G | Accepted | 2019-10-02 | 2019-10-04 | 2020-10-04 | Panasonic | VBHN330SA17 | Solar Panels |  | 0.33 | 34 | 82 | 25 |  | Fixed | Roof
Solar Registration Program | NJSRRE1542489371 | Westfield | 7090 | 10 | 16.5 | Residential | No | Behind the Meter | Maier Solar Engineering dba Solar Me | PSE&G | Accepted | 2019-10-02 | 2019-10-04 | 2020-10-04 | Panasonic | VBHN330SA17 | Solar Panels |  | 0.33 | 7 | 352 | 33 |  | Fixed | Roof
Solar Registration Program | NJSRRE1542489371 | Westfield | 7090 | 10 | 16.5 | Residential | No | Behind the Meter | Maier Solar Engineering dba Solar Me | PSE&G | Accepted | 2019-10-02 | 2019-10-04 | 2020-10-04 | Panasonic | VBHN330SA17 | Solar Panels |  | 0.33 | 2 | 172 | 35 |  | Fixed | Roof
Solar Registration Program | NJSRRE1542489371 | Westfield | 7090 | 10 | 16.5 | Residential | No | Behind the Meter | Maier Solar Engineering dba Solar Me | PSE&G | Accepted | 2019-10-02 | 2019-10-04 | 2020-10-04 | Panasonic | VBHN330SA17 | Solar Panels |  | 0.33 | 2 | 352 | 35 |  | Fixed | Roof
Solar Registration Program | NJSRRE1542489371 | Westfield | 7090 | 10 | 16.5 | Residential | No | Behind the Meter | Maier Solar Engineering dba Solar Me | PSE&G | Accepted | 2019-10-02 | 2019-10-04 | 2020-10-04 | Enphase | IQ7X | Inverters | 315 |  | 50 |  |  | 0.96 |  | Outdoor | Next to meter
Solar Registration Program | NJSRRE1542559589 | Whippany | 7981 | 3 | 16.5 | Residential | Yes | Behind the Meter | Sunrun Installation Services, Inc. | JCP&L | Accepted | 2019-10-18 | 2019-10-23 | 2020-10-23 | LG Electronics | LG330N1C-A5 | Solar Panels |  | 0.33 | 9 | 147 | 30 |  | Fixed | Roof
Solar Registration Program | NJSRRE1542559589 | Whippany | 7981 | 3 | 16.5 | Residential | Yes | Behind the Meter | Sunrun Installation Services, Inc. | JCP&L | Accepted | 2019-10-18 | 2019-10-23 | 2020-10-23 | LG Electronics | LG330N1C-A5 | Solar Panels |  | 0.33 | 12 | 58 | 27 |  | Fixed | Roof
Solar Registration Program | NJSRRE1542559589 | Whippany | 7981 | 3 | 16.5 | Residential | Yes | Behind the Meter | Sunrun Installation Services, Inc. | JCP&L | Accepted | 2019-10-18 | 2019-10-23 | 2020-10-23 | LG Electronics | LG330N1C-A5 | Solar Panels |  | 0.33 | 5 | 58 | 27 |  | Fixed | Roof
Solar Registration Program | NJSRRE1542559589 | Whippany | 7981 | 3 | 16.5 | Residential | Yes | Behind the Meter | Sunrun Installation Services, Inc. | JCP&L | Accepted | 2019-10-18 | 2019-10-23 | 2020-10-23 | LG Electronics | LG330N1C-A5 | Solar Panels |  | 0.33 | 24 | 238 | 27 |  | Fixed | Roof
Solar Registration Program | NJSRRE1542559589 | Whippany | 7981 | 3 | 16.5 | Residential | Yes | Behind the Meter | Sunrun Installation Services, Inc. | JCP&L | Accepted | 2019-10-18 | 2019-10-23 | 2020-10-23 | Delta Electronics | M4-TL-US | Inverters | 3840 |  | 1 |  |  | 0.96 |  | Outdoor | Next To Meter
Solar Registration Program | NJSRRE1542559589 | Whippany | 7981 | 3 | 16.5 | Residential | Yes | Behind the Meter | Sunrun Installation Services, Inc. | JCP&L | Accepted | 2019-10-18 | 2019-10-23 | 2020-10-23 | Delta Electronics | M10-TL-US | Inverters | 9600 |  | 1 |  |  | 0.96 |  | Outdoor | Next To Meter
Solar Registration Program | NJSRRE1542582631 | Woodbridge Township | 7064 | 11 | 16.5 | Residential | Yes | Behind the Meter | Sunrun Installation Services, Inc. | PSE&G | Accepted | 2019-10-24 | 2019-10-28 | 2020-10-28 | LG Electronics | LG330N1C-A5 | Solar Panels |  | 0.33 | 24 | 35 | 23 |  | Fixed | Roof
Solar Registration Program | NJSRRE1542582631 | Woodbridge Township | 7064 | 11 | 16.5 | Residential | Yes | Behind the Meter | Sunrun Installation Services, Inc. | PSE&G | Accepted | 2019-10-24 | 2019-10-28 | 2020-10-28 | LG Electronics | LG330N1C-A5 | Solar Panels |  | 0.33 | 26 | 215 | 23 |  | Fixed | Roof
Solar Registration Program | NJSRRE1542582631 | Woodbridge Township | 7064 | 11 | 16.5 | Residential | Yes | Behind the Meter | Sunrun Installation Services, Inc. | PSE&G | Accepted | 2019-10-24 | 2019-10-28 | 2020-10-28 | Delta Electronics | M4-TL-US | Inverters | 3840 |  | 1 |  |  | 0.96 |  | Outdoor | Next To Meter
Solar Registration Program | NJSRRE1542582631 | Woodbridge Township | 7064 | 11 | 16.5 | Residential | Yes | Behind the Meter | Sunrun Installation Services, Inc. | PSE&G | Accepted | 2019-10-24 | 2019-10-28 | 2020-10-28 | Delta Electronics | M10-TL-US | Inverters | 9600 |  | 1 |  |  | 0.96 |  | Outdoor | Next To Meter
Solar Registration Program | NJSRRE1540307059 | Long Branch | 7740 | 17 | 16.53 | Residential | No | Behind the Meter | Sunrun Installation Services, Inc. | JCP&L | Accepted | 2019-02-01 | 2019-02-27 | 2020-02-27 | REC Solar | REC290TP2 BLK | Solar Panels |  | 0.29 | 46 | 149 | 18 |  | Fixed | Roof
Solar Registration Program | NJSRRE1540307059 | Long Branch | 7740 | 17 | 16.53 | Residential | No | Behind the Meter | Sunrun Installation Services, Inc. | JCP&L | Accepted | 2019-02-01 | 2019-02-27 | 2020-02-27 | REC Solar | REC290TP2 BLK | Solar Panels |  | 0.29 | 11 | 59 | 18 |  | Fixed | Roof
Solar Registration Program | NJSRRE1540307059 | Long Branch | 7740 | 17 | 16.53 | Residential | No | Behind the Meter | Sunrun Installation Services, Inc. | JCP&L | Accepted | 2019-02-01 | 2019-02-27 | 2020-02-27 | SMA America | SB7.7-1SP-US-40 | Inverters | 7680 |  | 1 |  |  | 0.96 |  | Outdoor | Next To Meter
Solar Registration Program | NJSRRE1540307059 | Long Branch | 7740 | 17 | 16.53 | Residential | No | Behind the Meter | Sunrun Installation Services, Inc. | JCP&L | Accepted | 2019-02-01 | 2019-02-27 | 2020-02-27 | SMA America | SB7.0-1SP-US-40 | Inverters | 7000 |  | 1 |  |  | 0.96 |  | Outdoor | Next To Meter
Solar Registration Program | NJSRRE1541615249 | Bates Mills | 8037 | 19 | 16.53 | Residential | Yes | Behind the Meter | Sunrun Installation Services, Inc. | AC Electric | Accepted | 2019-07-05 | 2019-07-10 | 2020-07-10 | REC Solar | REC290TP2 BLK | Solar Panels |  | 0.29 | 33 | 244 | 18 |  | Fixed | Roof
Solar Registration Program | NJSRRE1541615249 | Bates Mills | 8037 | 19 | 16.53 | Residential | Yes | Behind the Meter | Sunrun Installation Services, Inc. | AC Electric | Accepted | 2019-07-05 | 2019-07-10 | 2020-07-10 | REC Solar | REC290TP2 BLK | Solar Panels |  | 0.29 | 19 | 64 | 18 |  | Fixed | Roof
Solar Registration Program | NJSRRE1541615249 | Bates Mills | 8037 | 19 | 16.53 | Residential | Yes | Behind the Meter | Sunrun Installation Services, Inc. | AC Electric | Accepted | 2019-07-05 | 2019-07-10 | 2020-07-10 | REC Solar | REC290TP2 BLK | Solar Panels |  | 0.29 | 5 | 153 | 16 |  | Fixed | Roof
Solar Registration Program | NJSRRE1541615249 | Bates Mills | 8037 | 19 | 16.53 | Residential | Yes | Behind the Meter | Sunrun Installation Services, Inc. | AC Electric | Accepted | 2019-07-05 | 2019-07-10 | 2020-07-10 | Ningbo Ginlong Technologies | Solis-1P10K-4G-US | Inverters | 10000 |  | 1 |  |  | 0.96 |  | Outdoor | Next To Meter
Solar Registration Program | NJSRRE1541615249 | Bates Mills | 8037 | 19 | 16.53 | Residential | Yes | Behind the Meter | Sunrun Installation Services, Inc. | AC Electric | Accepted | 2019-07-05 | 2019-07-10 | 2020-07-10 | Ningbo Ginlong Technologies | Solis-1P9K-4G-US | Inverters | 9000 |  | 1 |  |  | 0.96 |  | Outdoor | Next To Meter
Solar Registration Program | NJSRRE1541719258 | North Haledon | 7508 | 6 | 16.53 | Residential | Yes | Behind the Meter | Sunrun Installation Services, Inc. | PSE&G | Accepted | 2019-07-30 | 2019-08-05 | 2020-08-05 | REC Solar | REC290TP2 BLK | Solar Panels |  | 0.29 | 9 | 348 | 10 |  | Fixed | Roof
Solar Registration Program | NJSRRE1541719258 | North Haledon | 7508 | 6 | 16.53 | Residential | Yes | Behind the Meter | Sunrun Installation Services, Inc. | PSE&G | Accepted | 2019-07-30 | 2019-08-05 | 2020-08-05 | REC Solar | REC290TP2 BLK | Solar Panels |  | 0.29 | 4 | 257 | 18 |  | Fixed | Roof
Solar Registration Program | NJSRRE1541719258 | North Haledon | 7508 | 6 | 16.53 | Residential | Yes | Behind the Meter | Sunrun Installation Services, Inc. | PSE&G | Accepted | 2019-07-30 | 2019-08-05 | 2020-08-05 | REC Solar | REC290TP2 BLK | Solar Panels |  | 0.29 | 20 | 169 | 18 |  | Fixed | Roof
Solar Registration Program | NJSRRE1541719258 | North Haledon | 7508 | 6 | 16.53 | Residential | Yes | Behind the Meter | Sunrun Installation Services, Inc. | PSE&G | Accepted | 2019-07-30 | 2019-08-05 | 2020-08-05 | REC Solar | REC290TP2 BLK | Solar Panels |  | 0.29 | 8 | 77 | 37 |  | Fixed | Roof
Solar Registration Program | NJSRRE1541719258 | North Haledon | 7508 | 6 | 16.53 | Residential | Yes | Behind the Meter | Sunrun Installation Services, Inc. | PSE&G | Accepted | 2019-07-30 | 2019-08-05 | 2020-08-05 | REC Solar | REC290TP2 BLK | Solar Panels |  | 0.29 | 16 | 350 | 18 |  | Fixed | Roof
Solar Registration Program | NJSRRE1541719258 | North Haledon | 7508 | 6 | 16.53 | Residential | Yes | Behind the Meter | Sunrun Installation Services, Inc. | PSE&G | Accepted | 2019-07-30 | 2019-08-05 | 2020-08-05 | SolarEdge Technologies | SE7600H-USRGM | Inverters | 7600 |  | 1 |  |  | 0.96 |  | Outdoor | Next To Meter
Solar Registration Program | NJSRRE1541719258 | North Haledon | 7508 | 6 | 16.53 | Residential | Yes | Behind the Meter | Sunrun Installation Services, Inc. | PSE&G | Accepted | 2019-07-30 | 2019-08-05 | 2020-08-05 | SolarEdge Technologies | SE6000H-USRGM | Inverters | 6000 |  | 1 |  |  | 0.96 |  | Outdoor | Next To Meter
Solar Registration Program | NJSRRE1541865172 | Gloucester Twp | 8012 | 14 | 16.53 | Residential | Yes | Behind the Meter | Sunrun Installation Services, Inc. | PSE&G | Accepted | 2019-08-21 | 2019-08-26 | 2020-08-26 | REC Solar | REC290TP2 BLK | Solar Panels |  | 0.29 | 28 | 40 | 40 |  | Fixed | Roof
Solar Registration Program | NJSRRE1541865172 | Gloucester Twp | 8012 | 14 | 16.53 | Residential | Yes | Behind the Meter | Sunrun Installation Services, Inc. | PSE&G | Accepted | 2019-08-21 | 2019-08-26 | 2020-08-26 | REC Solar | REC290TP2 BLK | Solar Panels |  | 0.29 | 29 | 40 | 40 |  | Fixed | Roof
Solar Registration Program | NJSRRE1541865172 | Gloucester Twp | 8012 | 14 | 16.53 | Residential | Yes | Behind the Meter | Sunrun Installation Services, Inc. | PSE&G | Accepted | 2019-08-21 | 2019-08-26 | 2020-08-26 | Ningbo Ginlong Technologies | Solis-1P10K-4G-US | Inverters | 10000 |  | 1 |  |  | 0.96 |  | Outdoor | Next To Meter
Solar Registration Program | NJSRRE1541865172 | Gloucester Twp | 8012 | 14 | 16.53 | Residential | Yes | Behind the Meter | Sunrun Installation Services, Inc. | PSE&G | Accepted | 2019-08-21 | 2019-08-26 | 2020-08-26 | Ningbo Ginlong Technologies | Solis-1P10K-4G-US | Inverters | 10000 |  | 1 |  |  | 0.96 |  | Outdoor | Next To Meter
Solar Registration Program | NJSRRE1540496841 | Secaucus | 7094 | 8 | 16.56 | Residential | Yes | Behind the Meter | SunPower Corporation, Systems | PSE&G | Accepted | 2019-03-18 | 2019-03-19 | 2020-03-19 | SUNPOWER | SPRΓÇÉX22ΓÇÉ360ΓÇÉDΓÇÉAC | Solar Panels |  | 0.36 | 12 | 38 | 16 |  | Fixed | Roof
Solar Registration Program | NJSRRE1540496841 | Secaucus | 7094 | 8 | 16.56 | Residential | Yes | Behind the Meter | SunPower Corporation, Systems | PSE&G | Accepted | 2019-03-18 | 2019-03-19 | 2020-03-19 | SUNPOWER | SPRΓÇÉX22ΓÇÉ360ΓÇÉDΓÇÉAC | Solar Panels |  | 0.36 | 28 | 218 | 16 |  | Fixed | Roof
Solar Registration Program | NJSRRE1540496841 | Secaucus | 7094 | 8 | 16.56 | Residential | Yes | Behind the Meter | SunPower Corporation, Systems | PSE&G | Accepted | 2019-03-18 | 2019-03-19 | 2020-03-19 | SUNPOWER | SPRΓÇÉX22ΓÇÉ360ΓÇÉDΓÇÉAC | Solar Panels |  | 0.36 | 6 | 128 | 16 |  | Fixed | Roof
Solar Registration Program | NJSRRE1540496841 | Secaucus | 7094 | 8 | 16.56 | Residential | Yes | Behind the Meter | SunPower Corporation, Systems | PSE&G | Accepted | 2019-03-18 | 2019-03-19 | 2020-03-19 | SUNPOWER | SPRΓÇÉX22ΓÇÉ360ΓÇÉDΓÇÉAC | Inverters | 320 |  | 46 |  |  | 0.96 |  | Other | under each panel
Solar Registration Program | NJSRRE1541688788 | Rochelle Park | 7662 | 7 | 16.56 | Residential | Yes | Behind the Meter | SunPower Corporation, Systems | PSE&G | Accepted | 2019-07-19 | 2019-07-23 | 2020-07-23 | SUNPOWER | SPR-X22-360-E-AC | Solar Panels |  | 0.36 | 10 | 307 | 27 |  | Fixed | Roof
Solar Registration Program | NJSRRE1541688788 | Rochelle Park | 7662 | 7 | 16.56 | Residential | Yes | Behind the Meter | SunPower Corporation, Systems | PSE&G | Accepted | 2019-07-19 | 2019-07-23 | 2020-07-23 | SUNPOWER | SPR-X22-360-E-AC | Solar Panels |  | 0.36 | 13 | 127 | 23 |  | Fixed | Roof
Solar Registration Program | NJSRRE1541688788 | Rochelle Park | 7662 | 7 | 16.56 | Residential | Yes | Behind the Meter | SunPower Corporation, Systems | PSE&G | Accepted | 2019-07-19 | 2019-07-23 | 2020-07-23 | SUNPOWER | SPR-X22-360-E-AC | Solar Panels |  | 0.36 | 6 | 307 | 23 |  | Fixed | Roof
Solar Registration Program | NJSRRE1541688788 | Rochelle Park | 7662 | 7 | 16.56 | Residential | Yes | Behind the Meter | SunPower Corporation, Systems | PSE&G | Accepted | 2019-07-19 | 2019-07-23 | 2020-07-23 | SUNPOWER | SPR-X22-360-E-AC | Solar Panels |  | 0.36 | 8 | 217 | 27 |  | Fixed | Roof
Solar Registration Program | NJSRRE1541688788 | Rochelle Park | 7662 | 7 | 16.56 | Residential | Yes | Behind the Meter | SunPower Corporation, Systems | PSE&G | Accepted | 2019-07-19 | 2019-07-23 | 2020-07-23 | SUNPOWER | SPR-X22-360-E-AC | Solar Panels |  | 0.36 | 9 | 127 | 27 |  | Fixed | Roof
Solar Registration Program | NJSRRE1541688788 | Rochelle Park | 7662 | 7 | 16.56 | Residential | Yes | Behind the Meter | SunPower Corporation, Systems | PSE&G | Accepted | 2019-07-19 | 2019-07-23 | 2020-07-23 | SUNPOWER | SPR-X22-360-E-AC | Inverters | 320 |  | 46 |  |  | 0.96 |  | Other | under each panel
Solar Registration Program | NJSRRE1542463865 | Beachwood | 8722 | 18 | 16.56 | Residential | Yes | Behind the Meter | Pro Custom Solar dba Momentum Solar | AC Electric | Accepted | 2019-09-30 | 2019-10-02 | 2020-10-02 | LG ELECTRONICS | LG 345N1C-V5 | Solar Panels |  | 0.345 | 4 | 135 | 22 |  | Fixed | Roof
Solar Registration Program | NJSRRE1542463865 | Beachwood | 8722 | 18 | 16.56 | Residential | Yes | Behind the Meter | Pro Custom Solar dba Momentum Solar | AC Electric | Accepted | 2019-09-30 | 2019-10-02 | 2020-10-02 | LG ELECTRONICS | LG 345N1C-V5 | Solar Panels |  | 0.345 | 16 | 225 | 23 |  | Fixed | Roof
Solar Registration Program | NJSRRE1542463865 | Beachwood | 8722 | 18 | 16.56 | Residential | Yes | Behind the Meter | Pro Custom Solar dba Momentum Solar | AC Electric | Accepted | 2019-09-30 | 2019-10-02 | 2020-10-02 | LG ELECTRONICS | LG 345N1C-V5 | Solar Panels |  | 0.345 | 28 | 45 | 23 |  | Fixed | Roof
Solar Registration Program | NJSRRE1542463865 | Beachwood | 8722 | 18 | 16.56 | Residential | Yes | Behind the Meter | Pro Custom Solar dba Momentum Solar | AC Electric | Accepted | 2019-09-30 | 2019-10-02 | 2020-10-02 | Enphase Energy | IQ7-60-2-US | Inverters | 250 |  | 48 |  |  | 0.97 |  | Outdoor | Roof
Solar Registration Program | NJSRRE1542497368 | Woolwich Twp | 8085 | 15 | 16.56 | Residential | No | Behind the Meter | Kaitanna Solar, LLC | AC Electric | Accepted | 2019-10-02 | 2019-10-04 | 2020-10-04 | Solaria | 360 | Solar Panels |  | 0.36 | 33 | 184 | 34 |  | Fixed | Roof
Solar Registration Program | NJSRRE1542497368 | Woolwich Twp | 8085 | 15 | 16.56 | Residential | No | Behind the Meter | Kaitanna Solar, LLC | AC Electric | Accepted | 2019-10-02 | 2019-10-04 | 2020-10-04 | Solaria | 360 | Solar Panels |  | 0.36 | 6 | 184 | 33 |  | Fixed | Roof
Solar Registration Program | NJSRRE1542497368 | Woolwich Twp | 8085 | 15 | 16.56 | Residential | No | Behind the Meter | Kaitanna Solar, LLC | AC Electric | Accepted | 2019-10-02 | 2019-10-04 | 2020-10-04 | Solaria | 360 | Solar Panels |  | 0.36 | 7 | 184 | 34 |  | Fixed | Roof
Solar Registration Program | NJSRRE1542497368 | Woolwich Twp | 8085 | 15 | 16.56 | Residential | No | Behind the Meter | Kaitanna Solar, LLC | AC Electric | Accepted | 2019-10-02 | 2019-10-04 | 2020-10-04 | Enphase | Envoy | Meters |  |  | 1 |  |  |  | Yes
Solar Registration Program | NJSRRE1542497368 | Woolwich Twp | 8085 | 15 | 16.56 | Residential | No | Behind the Meter | Kaitanna Solar, LLC | AC Electric | Accepted | 2019-10-02 | 2019-10-04 | 2020-10-04 | Enphase | IQ7+ | Inverters | 290 |  | 46 |  |  | 0.97 |  | Outside | Under Module
Solar Registration Program | NJSRRE1542500899 | Washington | 7676 | 7 | 16.56 | Residential | Yes | Behind the Meter | Pro Custom Solar dba Momentum Solar | PSE&G | Accepted | 2019-10-03 | 2019-10-08 | 2020-10-08 | LG ELECTRONICS | LG 345N1C-V5 | Solar Panels |  | 0.345 | 25 | 105 | 21 |  | Fixed | Roof
Solar Registration Program | NJSRRE1542500899 | Washington | 7676 | 7 | 16.56 | Residential | Yes | Behind the Meter | Pro Custom Solar dba Momentum Solar | PSE&G | Accepted | 2019-10-03 | 2019-10-08 | 2020-10-08 | LG ELECTRONICS | LG 345N1C-V5 | Solar Panels |  | 0.345 | 23 | 285 | 21 |  | Fixed | Roof
Solar Registration Program | NJSRRE1542500899 | Washington | 7676 | 7 | 16.56 | Residential | Yes | Behind the Meter | Pro Custom Solar dba Momentum Solar | PSE&G | Accepted | 2019-10-03 | 2019-10-08 | 2020-10-08 | Enphase Energy | IQ7-60-2-US | Inverters | 250 |  | 48 |  |  | 0.97 |  | Outdoor | Roof
Solar Registration Program | NJSRRE1542792591 | Paterson | 7502 | 6 | 16.56 | Residential | Yes | Behind the Meter | Pro Custom Solar dba Momentum Solar | PSE&G | Accepted | 2019-10-30 | 2019-11-01 | 2020-11-01 | LG Electronics | LG 345N1C-V5 | Solar Panels |  | 0.345 | 26 | 140 | 31 |  | Fixed | Roof
Solar Registration Program | NJSRRE1542792591 | Paterson | 7502 | 6 | 16.56 | Residential | Yes | Behind the Meter | Pro Custom Solar dba Momentum Solar | PSE&G | Accepted | 2019-10-30 | 2019-11-01 | 2020-11-01 | LG Electronics | LG 345N1C-V5 | Solar Panels |  | 0.345 | 22 | 320 | 31 |  | Fixed | Roof
Solar Registration Program | NJSRRE1542792591 | Paterson | 7502 | 6 | 16.56 | Residential | Yes | Behind the Meter | Pro Custom Solar dba Momentum Solar | PSE&G | Accepted | 2019-10-30 | 2019-11-01 | 2020-11-01 | Enphase Energy | IQ7-60-2-US | Inverters | 250 |  | 48 |  |  | 0.97 |  | Outdoor | Roof
Solar Registration Program | NJSRRE1542507756 | Lambertville | 8530 | 4 | 16.58 | Residential | No | Behind the Meter | Green Power Energy | JCP&L | Accepted | 2019-10-04 | 2019-10-09 | 2020-10-09 | Panasonic | VBHN325KA03 | Solar Panels |  | 0.325 | 10 | 141 | 30 |  | Fixed | Roof
Solar Registration Program | NJSRRE1542507756 | Lambertville | 8530 | 4 | 16.58 | Residential | No | Behind the Meter | Green Power Energy | JCP&L | Accepted | 2019-10-04 | 2019-10-09 | 2020-10-09 | Panasonic | VBHN325KA03 | Solar Panels |  | 0.325 | 18 | 234 | 30 |  | Fixed | Roof
Solar Registration Program | NJSRRE1542507756 | Lambertville | 8530 | 4 | 16.58 | Residential | No | Behind the Meter | Green Power Energy | JCP&L | Accepted | 2019-10-04 | 2019-10-09 | 2020-10-09 | Panasonic | VBHN325KA03 | Solar Panels |  | 0.325 | 3 | 143 | 30 |  | Fixed | Roof
Solar Registration Program | NJSRRE1542507756 | Lambertville | 8530 | 4 | 16.58 | Residential | No | Behind the Meter | Green Power Energy | JCP&L | Accepted | 2019-10-04 | 2019-10-09 | 2020-10-09 | Panasonic | VBHN325KA03 | Solar Panels |  | 0.325 | 20 | 236 | 30 |  | Fixed | Roof
Solar Registration Program | NJSRRE1542507756 | Lambertville | 8530 | 4 | 16.58 | Residential | No | Behind the Meter | Green Power Energy | JCP&L | Accepted | 2019-10-04 | 2019-10-09 | 2020-10-09 | Solar Edge | SE7600H-US | Inverters | 7600 |  | 1 |  |  | 0.97 |  | Outside | next to meter
Solar Registration Program | NJSRRE1542507756 | Lambertville | 8530 | 4 | 16.58 | Residential | No | Behind the Meter | Green Power Energy | JCP&L | Accepted | 2019-10-04 | 2019-10-09 | 2020-10-09 | Solar Edge | SE10000H-US | Inverters | 10000 |  | 1 |  |  | 0.97 |  | Outside | next to meter
Solar Registration Program | NJSRRE1542511139 | Glen Rock | 7452 | 7 | 16.58 | Residential | No | Behind the Meter | Green Power Energy | PSE&G | Accepted | 2019-10-07 | 2019-10-09 | 2020-10-09 | Hanwha | Q.PEAK DUO-G5 325 | Solar Panels |  | 0.325 | 29 | 77 | 27 |  | Fixed | Roof
Solar Registration Program | NJSRRE1542511139 | Glen Rock | 7452 | 7 | 16.58 | Residential | No | Behind the Meter | Green Power Energy | PSE&G | Accepted | 2019-10-07 | 2019-10-09 | 2020-10-09 | Hanwha | Q.PEAK DUO-G5 325 | Solar Panels |  | 0.325 | 22 | 256 | 27 |  | Fixed | Roof
Solar Registration Program | NJSRRE1542511139 | Glen Rock | 7452 | 7 | 16.58 | Residential | No | Behind the Meter | Green Power Energy | PSE&G | Accepted | 2019-10-07 | 2019-10-09 | 2020-10-09 | Solar Edge | SE7600H-US | Inverters | 7600 |  | 2 |  |  | 0.97 |  | Outside | next to meter
Solar Registration Program | NJSRRE1542684909 | Mickleton | 8086 | 15 | 16.58 | Residential | No | Behind the Meter | Green Power energy | AC Electric | Accepted | 2019-10-28 | 2019-10-30 | 2020-10-30 | Panasonic | VBHN325KA03 | Solar Panels |  | 0.325 | 10 | 253 | 34 |  | Fixed | Roof
Solar Registration Program | NJSRRE1542684909 | Mickleton | 8086 | 15 | 16.58 | Residential | No | Behind the Meter | Green Power energy | AC Electric | Accepted | 2019-10-28 | 2019-10-30 | 2020-10-30 | Panasonic | VBHN325KA03 | Solar Panels |  | 0.325 | 10 | 73 | 34 |  | Fixed | Roof
Solar Registration Program | NJSRRE1542684909 | Mickleton | 8086 | 15 | 16.58 | Residential | No | Behind the Meter | Green Power energy | AC Electric | Accepted | 2019-10-28 | 2019-10-30 | 2020-10-30 | Panasonic | VBHN325KA03 | Solar Panels |  | 0.325 | 11 | 163 | 34 |  | Fixed | Roof
Solar Registration Program | NJSRRE1542684909 | Mickleton | 8086 | 15 | 16.58 | Residential | No | Behind the Meter | Green Power energy | AC Electric | Accepted | 2019-10-28 | 2019-10-30 | 2020-10-30 | Panasonic | VBHN325KA03 | Solar Panels |  | 0.325 | 8 | 163 | 34 |  | Fixed | Roof
Solar Registration Program | NJSRRE1542684909 | Mickleton | 8086 | 15 | 16.58 | Residential | No | Behind the Meter | Green Power energy | AC Electric | Accepted | 2019-10-28 | 2019-10-30 | 2020-10-30 | Panasonic | VBHN325KA03 | Solar Panels |  | 0.325 | 12 | 254 | 30 |  | Fixed | Roof
Solar Registration Program | NJSRRE1542684909 | Mickleton | 8086 | 15 | 16.58 | Residential | No | Behind the Meter | Green Power energy | AC Electric | Accepted | 2019-10-28 | 2019-10-30 | 2020-10-30 | SolarEdge | SE7600H-US | Inverters | 7600 |  | 1 |  |  | 0.97 |  | Outside | Next to Meter
Solar Registration Program | NJSRRE1542684909 | Mickleton | 8086 | 15 | 16.58 | Residential | No | Behind the Meter | Green Power energy | AC Electric | Accepted | 2019-10-28 | 2019-10-30 | 2020-10-30 | SolarEdge | SE6000H-US | Inverters | 6000 |  | 1 |  |  | 0.97 |  | Outside | Next to meter
Solar Registration Program | NJSRRE1543083874 | Mickleton | 8056 | 15 | 16.59 | Residential | No | Behind the Meter | A Clear Alternative, Inc | AC Electric | Accepted | 2019-11-12 | 2019-11-15 | 2020-11-15 | Hanwha | Q.Peak DUOL-G5.3 | Solar Panels |  | 0.395 | 42 | 159 | 20 |  | Fixed | Roof
Solar Registration Program | NJSRRE1543083874 | Mickleton | 8056 | 15 | 16.59 | Residential | No | Behind the Meter | A Clear Alternative, Inc | AC Electric | Accepted | 2019-11-12 | 2019-11-15 | 2020-11-15 | Enphase Energy | IQ7PlusUS-72-B-US | Inverters | 290 |  | 42 |  |  | 0.975 |  | Outdoor | under module
Solar Registration Program | NJSRRE1541888103 | WAYNE | 7470 | 6 | 16.64 | Residential | No | Behind the Meter | Integrity Solar Solutions | PSE&G | Accepted | 2019-08-27 | 2019-08-29 | 2020-08-29 | LG | LGNeon 320N1K-V5 | Solar Panels |  | 0.32 | 52 | Portrait and Landscape | 25 |  | Fixed | Roof
Solar Registration Program | NJSRRE1541888103 | WAYNE | 7470 | 6 | 16.64 | Residential | No | Behind the Meter | Integrity Solar Solutions | PSE&G | Accepted | 2019-08-27 | 2019-08-29 | 2020-08-29 | Solar Edge | SE11400A-US | Inverters | 11400 |  | 1 |  |  | 0.98 |  | Outside | Outside next to meter
Solar Registration Program | NJSRRE1543436518 | ewing | 8638 | 12 | 16.64 | Residential | No | Behind the Meter | EMT RENEWABLES | PSE&G | Accepted | 2019-11-22 | 2019-11-26 | 2020-11-26 | TRINA | 320 | Solar Panels |  | 0.32 | 52 | 197 | 16 |  | Fixed | Roof
Solar Registration Program | NJSRRE1543436518 | ewing | 8638 | 12 | 16.64 | Residential | No | Behind the Meter | EMT RENEWABLES | PSE&G | Accepted | 2019-11-22 | 2019-11-26 | 2020-11-26 | SOLAREDGE | SE11400 | Inverters | 11400 |  | 1 |  |  | 0.1 |  | Outdoor | NEXT TO HOUSE METER
Solar Registration Program | NJSRRE1543527318 | Cape May | 8204 | 21 | 16.64 | Residential | No | Behind the Meter | Castle Energy, LLC | AC Electric | Accepted | 2019-12-12 | 2019-12-16 | 2020-12-16 | Hanwha Q-Cells | Q.Peak DUO-G5 320 | Solar Panels |  | 0.32 | 52 | 180 | 25 |  | Fixed | Ground
Solar Registration Program | NJSRRE1543527318 | Cape May | 8204 | 21 | 16.64 | Residential | No | Behind the Meter | Castle Energy, LLC | AC Electric | Accepted | 2019-12-12 | 2019-12-16 | 2020-12-16 | Enphase Energy | IQ7-60-2-US | Inverters | 240 |  | 52 |  |  | 0.967 |  | Outside | under each solar panel
Solar Registration Program | NJSRRE1542248448 | Denville | 7834 | 3 | 16.65 | Residential | No | Behind the Meter | SunPower Corporation, Systems | JCP&L | Accepted | 2019-09-05 | 2019-09-09 | 2020-09-09 | SUNPOWER | SPR-X22-370-E-AC | Solar Panels |  | 0.37 | 13 | 121 | 23 |  | Fixed | Roof
Solar Registration Program | NJSRRE1542248448 | Denville | 7834 | 3 | 16.65 | Residential | No | Behind the Meter | SunPower Corporation, Systems | JCP&L | Accepted | 2019-09-05 | 2019-09-09 | 2020-09-09 | SUNPOWER | SPR-X22-370-E-AC | Solar Panels |  | 0.37 | 12 | 301 | 8 |  | Fixed | Roof
Solar Registration Program | NJSRRE1542248448 | Denville | 7834 | 3 | 16.65 | Residential | No | Behind the Meter | SunPower Corporation, Systems | JCP&L | Accepted | 2019-09-05 | 2019-09-09 | 2020-09-09 | SUNPOWER | SPR-X22-370-E-AC | Solar Panels |  | 0.37 | 7 | 31 | 18 |  | Fixed | Roof
Solar Registration Program | NJSRRE1542248448 | Denville | 7834 | 3 | 16.65 | Residential | No | Behind the Meter | SunPower Corporation, Systems | JCP&L | Accepted | 2019-09-05 | 2019-09-09 | 2020-09-09 | SUNPOWER | SPR-X22-370-E-AC | Solar Panels |  | 0.37 | 4 | 211 | 18 |  | Fixed | Roof
Solar Registration Program | NJSRRE1542248448 | Denville | 7834 | 3 | 16.65 | Residential | No | Behind the Meter | SunPower Corporation, Systems | JCP&L | Accepted | 2019-09-05 | 2019-09-09 | 2020-09-09 | SUNPOWER | SPR-X22-370-E-AC | Solar Panels |  | 0.37 | 9 | 211 | 30 |  | Fixed | Roof
Solar Registration Program | NJSRRE1542248448 | Denville | 7834 | 3 | 16.65 | Residential | No | Behind the Meter | SunPower Corporation, Systems | JCP&L | Accepted | 2019-09-05 | 2019-09-09 | 2020-09-09 | SUNPOWER | SPR-X22-370-E-AC | Inverters | 320 |  | 45 |  |  | 0.96 |  | Other | under each panel
Solar Registration Program | NJSRRE1541907819 | Mount Holly | 8060 | 13 | 16.68 | Residential | Yes | Behind the Meter | GenRenew, LLC | PSE&G | Final As-Built Received | 2019-08-29 | 2019-09-03 | 2020-09-03 | sunpower | SPR-E20-327-E-AC | Solar Panels |  | 0.327 | 13 | 290 | 27 |  | Fixed | Roof
Solar Registration Program | NJSRRE1541907819 | Mount Holly | 8060 | 13 | 16.68 | Residential | Yes | Behind the Meter | GenRenew, LLC | PSE&G | Final As-Built Received | 2019-08-29 | 2019-09-03 | 2020-09-03 | sunpower | SPR-E20-327-E-AC | Solar Panels |  | 0.327 | 8 | 200 | 27 |  | Fixed | Roof
Solar Registration Program | NJSRRE1541907819 | Mount Holly | 8060 | 13 | 16.68 | Residential | Yes | Behind the Meter | GenRenew, LLC | PSE&G | Final As-Built Received | 2019-08-29 | 2019-09-03 | 2020-09-03 | sunpower | SPR-E20-327-E-AC | Solar Panels |  | 0.327 | 4 | 290 | 27 |  | Fixed | Roof
Solar Registration Program | NJSRRE1541907819 | Mount Holly | 8060 | 13 | 16.68 | Residential | Yes | Behind the Meter | GenRenew, LLC | PSE&G | Final As-Built Received | 2019-08-29 | 2019-09-03 | 2020-09-03 | sunpower | SPR-E20-327-E-AC | Solar Panels |  | 0.327 | 2 | 110 | 27 |  | Fixed | Roof
Solar Registration Program | NJSRRE1541907819 | Mount Holly | 8060 | 13 | 16.68 | Residential | Yes | Behind the Meter | GenRenew, LLC | PSE&G | Final As-Built Received | 2019-08-29 | 2019-09-03 | 2020-09-03 | sunpower | SPR-E20-327-E-AC | Solar Panels |  | 0.327 | 9 | 110 | 27 |  | Fixed | Roof
Solar Registration Program | NJSRRE1541907819 | Mount Holly | 8060 | 13 | 16.68 | Residential | Yes | Behind the Meter | GenRenew, LLC | PSE&G | Final As-Built Received | 2019-08-29 | 2019-09-03 | 2020-09-03 | sunpower | SPR-E20-327-E-AC | Solar Panels |  | 0.327 | 9 | 20 | 27 |  | Fixed | Roof
Solar Registration Program | NJSRRE1541907819 | Mount Holly | 8060 | 13 | 16.68 | Residential | Yes | Behind the Meter | GenRenew, LLC | PSE&G | Final As-Built Received | 2019-08-29 | 2019-09-03 | 2020-09-03 | sunpower | SPR-E20-327-E-AC | Solar Panels |  | 0.327 | 3 | 110 | 27 |  | Fixed | Roof
Solar Registration Program | NJSRRE1541907819 | Mount Holly | 8060 | 13 | 16.68 | Residential | Yes | Behind the Meter | GenRenew, LLC | PSE&G | Final As-Built Received | 2019-08-29 | 2019-09-03 | 2020-09-03 | sunpower | SPR-E20-327-E-AC | Solar Panels |  | 0.327 | 3 | 110 | 8 |  | Fixed | Roof
Solar Registration Program | NJSRRE1541907819 | Mount Holly | 8060 | 13 | 16.68 | Residential | Yes | Behind the Meter | GenRenew, LLC | PSE&G | Final As-Built Received | 2019-08-29 | 2019-09-03 | 2020-09-03 | sunpower | MI-C-320-US208/240-10 | Inverters | 320 |  | 51 |  |  | 0.96 |  | Outdoor | MICROINVERTER LOCATED UNDER MODULE
Solar Registration Program | NJSRRE1541907819 | Mount Holly | 8060 | 13 | 16.68 | Residential | Yes | Behind the Meter | GenRenew, LLC | PSE&G | Final As-Built Received | 2019-08-29 | 2019-09-03 | 2020-09-03 | sunpower | pvs6 | Meters |  |  | 1 |  |  |  | Yes | Outdoor
Solar Registration Program | NJSRRE1542411798 | Watchung Boro | 7069 | 5 | 16.68 | Residential | Yes | Behind the Meter | Vision Solar LLC | PSE&G | Accepted | 2019-09-17 | 2019-09-19 | 2020-09-19 | sunpower | e20-327-e-ac | Solar Panels |  | 0.327 | 20 | 139 | 11 |  | Fixed | Roof
Solar Registration Program | NJSRRE1542411798 | Watchung Boro | 7069 | 5 | 16.68 | Residential | Yes | Behind the Meter | Vision Solar LLC | PSE&G | Accepted | 2019-09-17 | 2019-09-19 | 2020-09-19 | sunpower | e20-327-e-ac | Solar Panels |  | 0.327 | 15 | 319 | 11 |  | Fixed | Roof
Solar Registration Program | NJSRRE1542411798 | Watchung Boro | 7069 | 5 | 16.68 | Residential | Yes | Behind the Meter | Vision Solar LLC | PSE&G | Accepted | 2019-09-17 | 2019-09-19 | 2020-09-19 | sunpower | e20-327-e-ac | Solar Panels |  | 0.327 | 16 | 229 | 43 |  | Fixed | Roof
Solar Registration Program | NJSRRE1542411798 | Watchung Boro | 7069 | 5 | 16.68 | Residential | Yes | Behind the Meter | Vision Solar LLC | PSE&G | Accepted | 2019-09-17 | 2019-09-19 | 2020-09-19 | sunpower | e20-327-e-ac | Inverters | 0.32 |  | 51 |  |  | 0.96 |  | Other | behind panels
Solar Registration Program | NJSRRE1542850533 | Flemington | 8822 | 4 | 16.68 | Residential | Yes | Behind the Meter | SunnyMac LLC | JCP&L | Accepted | 2019-10-31 | 2019-11-04 | 2020-11-04 | SunPower | SPR-E20-327 | Solar Panels |  | 0.327 | 33 | 173 | 17 |  | Fixed | Roof
Solar Registration Program | NJSRRE1542850533 | Flemington | 8822 | 4 | 16.68 | Residential | Yes | Behind the Meter | SunnyMac LLC | JCP&L | Accepted | 2019-10-31 | 2019-11-04 | 2020-11-04 | SunPower | SPR-E20-327 | Solar Panels |  | 0.327 | 18 | 353 | 17 |  | Fixed | Roof
Solar Registration Program | NJSRRE1542850533 | Flemington | 8822 | 4 | 16.68 | Residential | Yes | Behind the Meter | SunnyMac LLC | JCP&L | Accepted | 2019-10-31 | 2019-11-04 | 2020-11-04 | Enphase | IQ7XS-96-ACM-US | Inverters | 0.315 |  | 51 |  |  | 0.99 |  | Outdoor | roof
Solar Registration Program | NJSRRE1540291974 | Vineland | 8361 | 20 | 16.7 | Residential | No | Behind the Meter | Suntuity Solar LLC | Vineland Muni Electric | Accepted | 2019-01-28 | 2019-01-29 | 2020-01-29 | Hanwha Solar | Q-Cells 315 Mono | Solar Panels |  | 0.315 | 14 | 182 | 31 |  | Fixed | Roof
Solar Registration Program | NJSRRE1540291974 | Vineland | 8361 | 20 | 16.7 | Residential | No | Behind the Meter | Suntuity Solar LLC | Vineland Muni Electric | Accepted | 2019-01-28 | 2019-01-29 | 2020-01-29 | Hanwha Solar | Q-Cells 315 Mono | Solar Panels |  | 0.315 | 16 | 92 | 23 |  | Fixed | Roof
Solar Registration Program | NJSRRE1540291974 | Vineland | 8361 | 20 | 16.7 | Residential | No | Behind the Meter | Suntuity Solar LLC | Vineland Muni Electric | Accepted | 2019-01-28 | 2019-01-29 | 2020-01-29 | Hanwha Solar | Q-Cells 315 Mono | Solar Panels |  | 0.315 | 23 | 272 | 23 |  | Fixed | Roof
Solar Registration Program | NJSRRE1540291974 | Vineland | 8361 | 20 | 16.7 | Residential | No | Behind the Meter | Suntuity Solar LLC | Vineland Muni Electric | Accepted | 2019-01-28 | 2019-01-29 | 2020-01-29 | SolarEdge | SE7600H-US | Inverters | 7600 |  | 1 |  |  | 0.99 |  | Outdoor | Besides the meter
Solar Registration Program | NJSRRE1540291974 | Vineland | 8361 | 20 | 16.7 | Residential | No | Behind the Meter | Suntuity Solar LLC | Vineland Muni Electric | Accepted | 2019-01-28 | 2019-01-29 | 2020-01-29 | SolarEdge | SE6000H-US | Inverters | 6000 |  | 1 |  |  | 0.99 |  | Outdoor | Besides the meter
Solar Registration Program | NJSRRE1541732048 | Teaneck | 7666 | 7 | 16.7 | Residential | Yes | Behind the Meter | Trinity Solar | PSE&G | Accepted | 2019-08-02 | 2019-08-07 | 2020-08-07 | Hanwha 315 | Q.PEAK DUO BLK-G5 315 | Solar Panels |  | 0.315 | 32 | 283 | 28 |  | Fixed | Roof
Solar Registration Program | NJSRRE1541732048 | Teaneck | 7666 | 7 | 16.7 | Residential | Yes | Behind the Meter | Trinity Solar | PSE&G | Accepted | 2019-08-02 | 2019-08-07 | 2020-08-07 | Hanwha 315 | Q.PEAK DUO BLK-G5 315 | Solar Panels |  | 0.315 | 14 | 103 | 7 |  | Fixed | Roof
Solar Registration Program | NJSRRE1541732048 | Teaneck | 7666 | 7 | 16.7 | Residential | Yes | Behind the Meter | Trinity Solar | PSE&G | Accepted | 2019-08-02 | 2019-08-07 | 2020-08-07 | Hanwha 315 | Q.PEAK DUO BLK-G5 315 | Solar Panels |  | 0.315 | 3 | 193 | 18 |  | Fixed | Roof
Solar Registration Program | NJSRRE1541732048 | Teaneck | 7666 | 7 | 16.7 | Residential | Yes | Behind the Meter | Trinity Solar | PSE&G | Accepted | 2019-08-02 | 2019-08-07 | 2020-08-07 | Hanwha 315 | Q.PEAK DUO BLK-G5 315 | Solar Panels |  | 0.315 | 4 | 103 | 29 |  | Fixed | Roof
Solar Registration Program | NJSRRE1541732048 | Teaneck | 7666 | 7 | 16.7 | Residential | Yes | Behind the Meter | Trinity Solar | PSE&G | Accepted | 2019-08-02 | 2019-08-07 | 2020-08-07 | Solar Edge | SE7600H-US000BNC4 | Inverters | 7600 |  | 1 |  |  | 0.97 |  | Outside | side of home
Solar Registration Program | NJSRRE1541732048 | Teaneck | 7666 | 7 | 16.7 | Residential | Yes | Behind the Meter | Trinity Solar | PSE&G | Accepted | 2019-08-02 | 2019-08-07 | 2020-08-07 | Solar edge | SE5000H-US000BNC4 | Inverters | 5000 |  | 1 |  |  | 0.97 |  | Outside | Side of home
Solar Registration Program | NJSRRE1542407173 | Howell | 7731 | 17 | 16.7 | Residential | Yes | Behind the Meter | Vivint Solar Developer, LLC | JCP&L | Accepted | 2019-09-18 | 2019-09-19 | 2020-09-19 | Hanwha | Q.PEAK DUO BLK-G5 315w | Solar Panels |  | 0.315 | 10 | 65 | 27 |  | Fixed | Roof
Solar Registration Program | NJSRRE1542407173 | Howell | 7731 | 17 | 16.7 | Residential | Yes | Behind the Meter | Vivint Solar Developer, LLC | JCP&L | Accepted | 2019-09-18 | 2019-09-19 | 2020-09-19 | Hanwha | Q.PEAK DUO BLK-G5 315w | Solar Panels |  | 0.315 | 6 | 155 | 28 |  | Fixed | Roof
Solar Registration Program | NJSRRE1542407173 | Howell | 7731 | 17 | 16.7 | Residential | Yes | Behind the Meter | Vivint Solar Developer, LLC | JCP&L | Accepted | 2019-09-18 | 2019-09-19 | 2020-09-19 | Hanwha | Q.PEAK DUO BLK-G5 315w | Solar Panels |  | 0.315 | 2 | 335 | 28 |  | Fixed | Roof
Solar Registration Program | NJSRRE1542407173 | Howell | 7731 | 17 | 16.7 | Residential | Yes | Behind the Meter | Vivint Solar Developer, LLC | JCP&L | Accepted | 2019-09-18 | 2019-09-19 | 2020-09-19 | Hanwha | Q.PEAK DUO BLK-G5 315w | Solar Panels |  | 0.315 | 20 | 245 | 27 |  | Fixed | Roof
Solar Registration Program | NJSRRE1542407173 | Howell | 7731 | 17 | 16.7 | Residential | Yes | Behind the Meter | Vivint Solar Developer, LLC | JCP&L | Accepted | 2019-09-18 | 2019-09-19 | 2020-09-19 | Hanwha | Q.PEAK DUO BLK-G5 315w | Solar Panels |  | 0.315 | 15 | 65 | 28 |  | Fixed | Roof
Solar Registration Program | NJSRRE1542407173 | Howell | 7731 | 17 | 16.7 | Residential | Yes | Behind the Meter | Vivint Solar Developer, LLC | JCP&L | Accepted | 2019-09-18 | 2019-09-19 | 2020-09-19 | Solar Edge | SE7600H-US000BNC4 | Inverters | 7600 |  | 1 |  |  | 0.992 |  | Other | Near the Utility Meter
Solar Registration Program | NJSRRE1542407173 | Howell | 7731 | 17 | 16.7 | Residential | Yes | Behind the Meter | Vivint Solar Developer, LLC | JCP&L | Accepted | 2019-09-18 | 2019-09-19 | 2020-09-19 | Solar Edge | SE3800H-US000BNC4 | Inverters | 3800 |  | 1 |  |  | 0.992 |  | Other | Near the Utility Meter
Solar Registration Program | NJSRRE1542411854 | Sicklerville | 8081 | 14 | 16.7 | Residential | Yes | Behind the Meter | Vivint Solar Developer, LLC | AC Electric | Accepted | 2019-09-17 | 2019-09-19 | 2020-09-19 | HANWHA SOLAR | Q.PEAK BLK-G5 315 | Solar Panels |  | 0.315 | 23 | 239 | 26 |  | Fixed | Roof
Solar Registration Program | NJSRRE1542411854 | Sicklerville | 8081 | 14 | 16.7 | Residential | Yes | Behind the Meter | Vivint Solar Developer, LLC | AC Electric | Accepted | 2019-09-17 | 2019-09-19 | 2020-09-19 | HANWHA SOLAR | Q.PEAK BLK-G5 315 | Solar Panels |  | 0.315 | 15 | 239 | 26 |  | Fixed | Roof
Solar Registration Program | NJSRRE1542411854 | Sicklerville | 8081 | 14 | 16.7 | Residential | Yes | Behind the Meter | Vivint Solar Developer, LLC | AC Electric | Accepted | 2019-09-17 | 2019-09-19 | 2020-09-19 | HANWHA SOLAR | Q.PEAK BLK-G5 315 | Solar Panels |  | 0.315 | 15 | 239 | 26 |  | Fixed | Roof
Solar Registration Program | NJSRRE1542411854 | Sicklerville | 8081 | 14 | 16.7 | Residential | Yes | Behind the Meter | Vivint Solar Developer, LLC | AC Electric | Accepted | 2019-09-17 | 2019-09-19 | 2020-09-19 | Solar Edge | SE7600H-US | Inverters | 7600 |  | 1 |  |  | 0.992 |  | Outdoor | Near Utility Meter
Solar Registration Program | NJSRRE1542411854 | Sicklerville | 8081 | 14 | 16.7 | Residential | Yes | Behind the Meter | Vivint Solar Developer, LLC | AC Electric | Accepted | 2019-09-17 | 2019-09-19 | 2020-09-19 | SolarEdge | SE3800H-US | Inverters | 3800 |  | 1 |  |  | 0.992 |  | Outdoor | Near the Utility Meter
Solar Registration Program | NJSRRE1542412192 | Belford | 7718 | 17 | 16.7 | Residential | Yes | Behind the Meter | Trinity Solar | JCP&L | Accepted | 2019-09-17 | 2019-09-19 | 2020-09-19 | HANWHA | Q.PEAK DUO BLK-G5 315 | Solar Panels |  | 0.315 | 25 | 212 | 27 |  | Fixed | Roof
Solar Registration Program | NJSRRE1542412192 | Belford | 7718 | 17 | 16.7 | Residential | Yes | Behind the Meter | Trinity Solar | JCP&L | Accepted | 2019-09-17 | 2019-09-19 | 2020-09-19 | HANWHA | Q.PEAK DUO BLK-G5 315 | Solar Panels |  | 0.315 | 12 | 122 | 23 |  | Fixed | Roof
Solar Registration Program | NJSRRE1542412192 | Belford | 7718 | 17 | 16.7 | Residential | Yes | Behind the Meter | Trinity Solar | JCP&L | Accepted | 2019-09-17 | 2019-09-19 | 2020-09-19 | HANWHA | Q.PEAK DUO BLK-G5 315 | Solar Panels |  | 0.315 | 12 | 302 | 23 |  | Fixed | Roof
Solar Registration Program | NJSRRE1542412192 | Belford | 7718 | 17 | 16.7 | Residential | Yes | Behind the Meter | Trinity Solar | JCP&L | Accepted | 2019-09-17 | 2019-09-19 | 2020-09-19 | HANWHA | Q.PEAK DUO BLK-G5 315 | Solar Panels |  | 0.315 | 4 | 122 | 27 |  | Fixed | Roof
Solar Registration Program | NJSRRE1542412192 | Belford | 7718 | 17 | 16.7 | Residential | Yes | Behind the Meter | Trinity Solar | JCP&L | Accepted | 2019-09-17 | 2019-09-19 | 2020-09-19 | Solar Edge | SE7600H-US | Inverters | 7600 |  | 1 |  |  | 0.97 |  | Outdoor | side of home
Solar Registration Program | NJSRRE1542412192 | Belford | 7718 | 17 | 16.7 | Residential | Yes | Behind the Meter | Trinity Solar | JCP&L | Accepted | 2019-09-17 | 2019-09-19 | 2020-09-19 | Solar Edge | SE5000H-US | Inverters | 5000 |  | 1 |  |  | 0.97 |  | Outdoor | side of home
Solar Registration Program | NJSRRE1542582619 | Whiting | 8759 | 18 | 16.7 | Residential | Yes | Behind the Meter | Pro Custom Solar dba Momentum Solar | JCP&L | Accepted | 2019-10-24 | 2019-10-28 | 2020-10-28 | Hanwha | Q.Peak DUO BLK-G5 315 | Solar Panels |  | 0.315 | 32 | 224 | 16 |  | Fixed | Roof
Solar Registration Program | NJSRRE1542582619 | Whiting | 8759 | 18 | 16.7 | Residential | Yes | Behind the Meter | Pro Custom Solar dba Momentum Solar | JCP&L | Accepted | 2019-10-24 | 2019-10-28 | 2020-10-28 | Hanwha | Q.Peak DUO BLK-G5 315 | Solar Panels |  | 0.315 | 21 | 44 | 14 |  | Fixed | Roof
Solar Registration Program | NJSRRE1542582619 | Whiting | 8759 | 18 | 16.7 | Residential | Yes | Behind the Meter | Pro Custom Solar dba Momentum Solar | JCP&L | Accepted | 2019-10-24 | 2019-10-28 | 2020-10-28 | Enphase Energy | IQ6-60-2-US | Inverters | 240 |  | 53 |  |  | 0.97 |  | Outdoor | Roof
Solar Registration Program | NJSRRE1542790576 | Allentown | 8501 | 17 | 16.7 | Residential | No | Behind the Meter | Trinity Solar | JCP&L | Accepted | 2019-10-30 | 2019-11-01 | 2020-11-01 | HANWHA | Q.PEAK DUO BLK-G5 315 | Solar Panels |  | 0.315 | 53 | 196 | 30 |  | Fixed | Roof
Solar Registration Program | NJSRRE1542790576 | Allentown | 8501 | 17 | 16.7 | Residential | No | Behind the Meter | Trinity Solar | JCP&L | Accepted | 2019-10-30 | 2019-11-01 | 2020-11-01 | Solar Edge | SE7600H-US000BNC4 | Inverters | 7600 |  | 1 |  |  | 0.97 |  | Outdoor | side of home
Solar Registration Program | NJSRRE1542790576 | Allentown | 8501 | 17 | 16.7 | Residential | No | Behind the Meter | Trinity Solar | JCP&L | Accepted | 2019-10-30 | 2019-11-01 | 2020-11-01 | Solar Edge | SE5000H-US000BNC4 | Inverters | 5000 |  | 1 |  |  | 0.97 |  | Outdoor | side of home
Solar Registration Program | NJSRRE1543059008 | WESTAMPTON | 8060 | 13 | 16.7 | Residential | Yes | Behind the Meter | Vivint Solar Developer, LLC | PSE&G | Accepted | 2019-12-09 | 2019-12-09 | 2020-12-09 | HANWHA SOLAR | Q.PEAK BLK-G5 315 | Solar Panels |  | 0.315 | 13 | 115 | 29 |  | Fixed | Roof
Solar Registration Program | NJSRRE1543059008 | WESTAMPTON | 8060 | 13 | 16.7 | Residential | Yes | Behind the Meter | Vivint Solar Developer, LLC | PSE&G | Accepted | 2019-12-09 | 2019-12-09 | 2020-12-09 | HANWHA SOLAR | Q.PEAK BLK-G5 315 | Solar Panels |  | 0.315 | 15 | 295 | 29 |  | Fixed | Roof
Solar Registration Program | NJSRRE1543059008 | WESTAMPTON | 8060 | 13 | 16.7 | Residential | Yes | Behind the Meter | Vivint Solar Developer, LLC | PSE&G | Accepted | 2019-12-09 | 2019-12-09 | 2020-12-09 | HANWHA SOLAR | Q.PEAK BLK-G5 315 | Solar Panels |  | 0.315 | 15 | 295 | 31 |  | Fixed | Roof
Solar Registration Program | NJSRRE1543059008 | WESTAMPTON | 8060 | 13 | 16.7 | Residential | Yes | Behind the Meter | Vivint Solar Developer, LLC | PSE&G | Accepted | 2019-12-09 | 2019-12-09 | 2020-12-09 | HANWHA SOLAR | Q.PEAK BLK-G5 315 | Solar Panels |  | 0.315 | 10 | 115 | 31 |  | Fixed | Roof
Solar Registration Program | NJSRRE1543059008 | WESTAMPTON | 8060 | 13 | 16.7 | Residential | Yes | Behind the Meter | Vivint Solar Developer, LLC | PSE&G | Accepted | 2019-12-09 | 2019-12-09 | 2020-12-09 | SOLAREDGE | SE7600H | Inverters | 7600 |  | 1 |  |  | 0.992 |  | Outdoor | Near the Utility Meter
Solar Registration Program | NJSRRE1543059008 | WESTAMPTON | 8060 | 13 | 16.7 | Residential | Yes | Behind the Meter | Vivint Solar Developer, LLC | PSE&G | Accepted | 2019-12-09 | 2019-12-09 | 2020-12-09 | SOLAREDGE | SE3800H | Inverters | 3800 |  | 1 |  |  | 0.992 |  | Outdoor | Near the Utility Meter
Solar Registration Program | NJSRRE1543434903 | East Hanover | 7936 | 3 | 16.7 | Residential | Yes | Behind the Meter | Pro Custom Solar dba Momentum Solar | JCP&L | Accepted | 2019-11-21 | 2019-11-26 | 2020-11-26 | Hanwha | Q.Peak DUO BLK-G5 315 | Solar Panels |  | 0.315 | 24 | 292 | 23 |  | Fixed | Roof
Solar Registration Program | NJSRRE1543434903 | East Hanover | 7936 | 3 | 16.7 | Residential | Yes | Behind the Meter | Pro Custom Solar dba Momentum Solar | JCP&L | Accepted | 2019-11-21 | 2019-11-26 | 2020-11-26 | Hanwha | Q.Peak DUO BLK-G5 315 | Solar Panels |  | 0.315 | 12 | 292 | 21 |  | Fixed | Roof
Solar Registration Program | NJSRRE1543434903 | East Hanover | 7936 | 3 | 16.7 | Residential | Yes | Behind the Meter | Pro Custom Solar dba Momentum Solar | JCP&L | Accepted | 2019-11-21 | 2019-11-26 | 2020-11-26 | Hanwha | Q.Peak DUO BLK-G5 315 | Solar Panels |  | 0.315 | 17 | 112 | 23 |  | Fixed | Roof
Solar Registration Program | NJSRRE1543434903 | East Hanover | 7936 | 3 | 16.7 | Residential | Yes | Behind the Meter | Pro Custom Solar dba Momentum Solar | JCP&L | Accepted | 2019-11-21 | 2019-11-26 | 2020-11-26 | Enphase Energy | IQ6-60-2-US | Inverters | 240 |  | 53 |  |  | 0.97 |  | Outdoor | Roof
Solar Registration Program | NJSRRE1543478416 | MIDDLETOWN | 7748 | 17 | 16.7 | Residential | Yes | Behind the Meter | Vivint Solar Developer, LLC | JCP&L | Accepted | 2019-12-05 | 2019-12-09 | 2020-12-09 | HANWHA SOLAR | Q.PEAK BLK-G5 315 | Solar Panels |  | 0.315 | 25 | 0 | 27 |  | Fixed | Roof
Solar Registration Program | NJSRRE1543478416 | MIDDLETOWN | 7748 | 17 | 16.7 | Residential | Yes | Behind the Meter | Vivint Solar Developer, LLC | JCP&L | Accepted | 2019-12-05 | 2019-12-09 | 2020-12-09 | HANWHA SOLAR | Q.PEAK BLK-G5 315 | Solar Panels |  | 0.315 | 28 | 180 | 27 |  | Fixed | Roof
Solar Registration Program | NJSRRE1543478416 | MIDDLETOWN | 7748 | 17 | 16.7 | Residential | Yes | Behind the Meter | Vivint Solar Developer, LLC | JCP&L | Accepted | 2019-12-05 | 2019-12-09 | 2020-12-09 | SOLAREDGE | SE7600H-US | Inverters | 7600 |  | 1 |  |  | 0.992 |  | Outdoor | Near the Utility Meter
Solar Registration Program | NJSRRE1543478416 | MIDDLETOWN | 7748 | 17 | 16.7 | Residential | Yes | Behind the Meter | Vivint Solar Developer, LLC | JCP&L | Accepted | 2019-12-05 | 2019-12-09 | 2020-12-09 | SOLAREDGE | SE3800H-US | Inverters | 3800 |  | 1 |  |  | 0.992 |  | Outdoor | Near the Utility Meter
Solar Registration Program | NJSRRE1543505977 | High Bridge | 8829 | 4 | 16.7 | Residential | Yes | Behind the Meter | Pro Custom Solar dba Momentum Solar | JCP&L | Accepted | 2019-12-10 | 2019-12-12 | 2020-12-12 | HANWHA | Q.PEAK DUO BLK-G5 315 | Solar Panels |  | 0.315 | 27 | 170 | 20 |  | Fixed | Roof
Solar Registration Program | NJSRRE1543505977 | High Bridge | 8829 | 4 | 16.7 | Residential | Yes | Behind the Meter | Pro Custom Solar dba Momentum Solar | JCP&L | Accepted | 2019-12-10 | 2019-12-12 | 2020-12-12 | HANWHA | Q.PEAK DUO BLK-G5 315 | Solar Panels |  | 0.315 | 26 | 350 | 18 |  | Fixed | Roof
Solar Registration Program | NJSRRE1543505977 | High Bridge | 8829 | 4 | 16.7 | Residential | Yes | Behind the Meter | Pro Custom Solar dba Momentum Solar | JCP&L | Accepted | 2019-12-10 | 2019-12-12 | 2020-12-12 | Enphase Energy | IQ6-60-2-US | Inverters | 240 |  | 53 |  |  | 0.97 |  | Outdoor | Roof
Solar Registration Program | NJSRRE1543692182 | Howell | 7731 | 17 | 16.7 | Residential | Yes | Behind the Meter | Trinity Solar | JCP&L | Accepted | 2019-12-24 | 2019-12-30 | 2020-12-30 | Hanwha | Q.PEAK DUO BLK-G5 315 | Solar Panels |  | 0.315 | 18 | 17 | 30 |  | Fixed | Roof
Solar Registration Program | NJSRRE1543692182 | Howell | 7731 | 17 | 16.7 | Residential | Yes | Behind the Meter | Trinity Solar | JCP&L | Accepted | 2019-12-24 | 2019-12-30 | 2020-12-30 | Hanwha | Q.PEAK DUO BLK-G5 315 | Solar Panels |  | 0.315 | 14 | 197 | 30 |  | Fixed | Roof
Solar Registration Program | NJSRRE1543692182 | Howell | 7731 | 17 | 16.7 | Residential | Yes | Behind the Meter | Trinity Solar | JCP&L | Accepted | 2019-12-24 | 2019-12-30 | 2020-12-30 | Hanwha | Q.PEAK DUO BLK-G5 315 | Solar Panels |  | 0.315 | 15 | 197 | 30 |  | Fixed | Roof
Solar Registration Program | NJSRRE1543692182 | Howell | 7731 | 17 | 16.7 | Residential | Yes | Behind the Meter | Trinity Solar | JCP&L | Accepted | 2019-12-24 | 2019-12-30 | 2020-12-30 | Hanwha | Q.PEAK DUO BLK-G5 315 | Solar Panels |  | 0.315 | 6 | 197 | 30 |  | Fixed | Roof
Solar Registration Program | NJSRRE1543692182 | Howell | 7731 | 17 | 16.7 | Residential | Yes | Behind the Meter | Trinity Solar | JCP&L | Accepted | 2019-12-24 | 2019-12-30 | 2020-12-30 | Solar Edge | SE10000 | Inverters | 10000 |  | 1 |  |  | 0.97 |  | Outside | side of home
Solar Registration Program | NJSRRE1543692182 | Howell | 7731 | 17 | 16.7 | Residential | Yes | Behind the Meter | Trinity Solar | JCP&L | Accepted | 2019-12-24 | 2019-12-30 | 2020-12-30 | Solar Edge | SE5000 | Inverters | 5000 |  | 1 |  |  | 0.97 |  | Outside | side of home
Solar Registration Program | NJSRRE1540904921 | Penns Grove | 8069 | 16 | 16.72 | Commercial | Yes | Behind the Meter | Solar Renewable Energy, LLC | AC Electric | Accepted | 2019-05-15 | 2019-06-17 | 2020-06-17 | HT SAAE | HT 72 156M (380W) | Solar Panels |  | 0.38 | 44 | Landscape | 22 |  | Fixed | Roof
Solar Registration Program | NJSRRE1540904921 | Penns Grove | 8069 | 16 | 16.72 | Commercial | Yes | Behind the Meter | Solar Renewable Energy, LLC | AC Electric | Accepted | 2019-05-15 | 2019-06-17 | 2020-06-17 | Solar Edge | SE11400 | Inverters | 11400 |  | 1 |  |  | 0.996 |  | Outdoor | Roof
Solar Registration Program | NJSRRE1540904921 | Penns Grove | 8069 | 16 | 16.72 | Commercial | Yes | Behind the Meter | Solar Renewable Energy, LLC | AC Electric | Accepted | 2019-05-15 | 2019-06-17 | 2020-06-17 | Solar Edge | SE Rwnd 3D 480 MB | Meters |  |  | 1 |  |  |  |  | Outdoor
Solar Registration Program | NJSRRE1540904991 | Penns Grove | 8069 | 16 | 16.72 | Commercial | Yes | Behind the Meter | Solar Renewable Energy, LLC | AC Electric | Accepted | 2019-05-15 | 2019-06-17 | 2020-06-17 | HT SAAE | HT72 156M (380W) | Solar Panels |  | 0.38 | 44 | Landscape | 22 |  | Fixed | Roof
Solar Registration Program | NJSRRE1540904991 | Penns Grove | 8069 | 16 | 16.72 | Commercial | Yes | Behind the Meter | Solar Renewable Energy, LLC | AC Electric | Accepted | 2019-05-15 | 2019-06-17 | 2020-06-17 | Solar Edge | SE 11400 | Inverters | 11400 |  | 1 |  |  | 0.996 |  | Outside | Roof
Solar Registration Program | NJSRRE1540904991 | Penns Grove | 8069 | 16 | 16.72 | Commercial | Yes | Behind the Meter | Solar Renewable Energy, LLC | AC Electric | Accepted | 2019-05-15 | 2019-06-17 | 2020-06-17 | Solar Edge | SE Rwnd 3D 480 MB | Meters |  |  | 1 |  |  |  |  | Outdoor
Solar Registration Program | NJSRRE1540878155 | Kenilworth | 7033 | 10 | 16.74 | Residential | Yes | Behind the Meter | Suntuity Solar LLC | PSE&G | Accepted | 2019-04-24 | 2019-04-25 | 2020-04-25 | Yingli Green Energy | YL310D-30b | Solar Panels |  | 0.31 | 4 | 353 | 20 |  | Fixed | Roof
Solar Registration Program | NJSRRE1540878155 | Kenilworth | 7033 | 10 | 16.74 | Residential | Yes | Behind the Meter | Suntuity Solar LLC | PSE&G | Accepted | 2019-04-24 | 2019-04-25 | 2020-04-25 | Yingli Green Energy | YL310D-30b | Solar Panels |  | 0.31 | 8 | 83 | 29 |  | Fixed | Roof
Solar Registration Program | NJSRRE1540878155 | Kenilworth | 7033 | 10 | 16.74 | Residential | Yes | Behind the Meter | Suntuity Solar LLC | PSE&G | Accepted | 2019-04-24 | 2019-04-25 | 2020-04-25 | Yingli Green Energy | YL310D-30b | Solar Panels |  | 0.31 | 8 | 263 | 27 |  | Fixed | Roof
Solar Registration Program | NJSRRE1540878155 | Kenilworth | 7033 | 10 | 16.74 | Residential | Yes | Behind the Meter | Suntuity Solar LLC | PSE&G | Accepted | 2019-04-24 | 2019-04-25 | 2020-04-25 | Yingli Green Energy | YL310D-30b | Solar Panels |  | 0.31 | 20 | 172 | 33 |  | Fixed | Roof
Solar Registration Program | NJSRRE1540878155 | Kenilworth | 7033 | 10 | 16.74 | Residential | Yes | Behind the Meter | Suntuity Solar LLC | PSE&G | Accepted | 2019-04-24 | 2019-04-25 | 2020-04-25 | Yingli Green Energy | YL310D-30b | Solar Panels |  | 0.31 | 14 | 353 | 33 |  | Fixed | Roof
Solar Registration Program | NJSRRE1540878155 | Kenilworth | 7033 | 10 | 16.74 | Residential | Yes | Behind the Meter | Suntuity Solar LLC | PSE&G | Accepted | 2019-04-24 | 2019-04-25 | 2020-04-25 | Enphase Energy | IQ7-60-2-US | Inverters | 240 |  | 54 |  |  | 0.97 |  | Outdoor | Behind the PV modules
Solar Registration Program | NJSRRE1541131472 | Freehold | 7728 | 17 | 16.74 | Residential | No | Behind the Meter | Advanced Solar & Energy Solutions, LLC | JCP&L | Accepted | 2019-06-11 | 2019-06-13 | 2020-06-13 | Silfab | S310w | Solar Panels |  | 0.31 | 9 | 120 | 19 |  | Fixed | Roof
Solar Registration Program | NJSRRE1541131472 | Freehold | 7728 | 17 | 16.74 | Residential | No | Behind the Meter | Advanced Solar & Energy Solutions, LLC | JCP&L | Accepted | 2019-06-11 | 2019-06-13 | 2020-06-13 | Silfab | S310w | Solar Panels |  | 0.31 | 45 | 210 | 19 |  | Fixed | Roof
Solar Registration Program | NJSRRE1541131472 | Freehold | 7728 | 17 | 16.74 | Residential | No | Behind the Meter | Advanced Solar & Energy Solutions, LLC | JCP&L | Accepted | 2019-06-11 | 2019-06-13 | 2020-06-13 | Solar Edge | SE7600A-US | Inverters | 7600 |  | 2 |  |  | 0.97 |  | Indoor | Garage
Solar Registration Program | NJSRRE1541832852 | Hamilton | 8690 | 12 | 16.74 | Residential | Yes | Behind the Meter | Suntuity Solar LLC | PSE&G | Accepted | 2019-08-14 | 2019-08-23 | 2020-08-23 | Yingli Green Energy | YL310D-30b | Solar Panels |  | 0.31 | 14 | 201 | 21 |  | Fixed | Roof
Solar Registration Program | NJSRRE1541832852 | Hamilton | 8690 | 12 | 16.74 | Residential | Yes | Behind the Meter | Suntuity Solar LLC | PSE&G | Accepted | 2019-08-14 | 2019-08-23 | 2020-08-23 | Yingli Green Energy | YL310D-30b | Solar Panels |  | 0.31 | 10 | 111 | 21 |  | Fixed | Roof
Solar Registration Program | NJSRRE1541832852 | Hamilton | 8690 | 12 | 16.74 | Residential | Yes | Behind the Meter | Suntuity Solar LLC | PSE&G | Accepted | 2019-08-14 | 2019-08-23 | 2020-08-23 | Yingli Green Energy | YL310D-30b | Solar Panels |  | 0.31 | 5 | 291 | 21 |  | Fixed | Roof
Solar Registration Program | NJSRRE1541832852 | Hamilton | 8690 | 12 | 16.74 | Residential | Yes | Behind the Meter | Suntuity Solar LLC | PSE&G | Accepted | 2019-08-14 | 2019-08-23 | 2020-08-23 | Yingli Green Energy | YL310D-30b | Solar Panels |  | 0.31 | 5 | 291 | 5 |  | Fixed | Roof
Solar Registration Program | NJSRRE1541832852 | Hamilton | 8690 | 12 | 16.74 | Residential | Yes | Behind the Meter | Suntuity Solar LLC | PSE&G | Accepted | 2019-08-14 | 2019-08-23 | 2020-08-23 | Yingli Green Energy | YL310D-30b | Solar Panels |  | 0.31 | 20 | 21 | 21 |  | Fixed | Roof
Solar Registration Program | NJSRRE1541832852 | Hamilton | 8690 | 12 | 16.74 | Residential | Yes | Behind the Meter | Suntuity Solar LLC | PSE&G | Accepted | 2019-08-14 | 2019-08-23 | 2020-08-23 | Enphase Energy | IQ7-60-2-US | Inverters | 240 |  | 54 |  |  | 0.97 |  | Outdoor | Behind the PV Modules
Solar Registration Program | NJSRRE1542389890 | Lakewood | 8701 | 18 | 16.74 | Residential | No | Behind the Meter | Powerlutions | JCP&L | Final As-Built Received | 2019-09-11 | 2019-09-13 | 2020-09-13 | Trina | TSM-310 DD05A | Solar Panels |  | 0.31 | 2 | 188 | 43 |  | Fixed | Roof
Solar Registration Program | NJSRRE1542389890 | Lakewood | 8701 | 18 | 16.74 | Residential | No | Behind the Meter | Powerlutions | JCP&L | Final As-Built Received | 2019-09-11 | 2019-09-13 | 2020-09-13 | Trina | TSM-310 DD05A | Solar Panels |  | 0.31 | 29 | 98 | 38 |  | Fixed | Roof
Solar Registration Program | NJSRRE1542389890 | Lakewood | 8701 | 18 | 16.74 | Residential | No | Behind the Meter | Powerlutions | JCP&L | Final As-Built Received | 2019-09-11 | 2019-09-13 | 2020-09-13 | Trina | TSM-310 DD05A | Solar Panels |  | 0.31 | 10 | 98 | 22 |  | Fixed | Roof
Solar Registration Program | NJSRRE1542389890 | Lakewood | 8701 | 18 | 16.74 | Residential | No | Behind the Meter | Powerlutions | JCP&L | Final As-Built Received | 2019-09-11 | 2019-09-13 | 2020-09-13 | Trina | TSM-310 DD05A | Solar Panels |  | 0.31 | 13 | 278 | 38 |  | Fixed | Roof
Solar Registration Program | NJSRRE1542389890 | Lakewood | 8701 | 18 | 16.74 | Residential | No | Behind the Meter | Powerlutions | JCP&L | Final As-Built Received | 2019-09-11 | 2019-09-13 | 2020-09-13 | SolarEdge | SE7600H-US | Inverters | 15.2 |  | 2 |  |  | 0.99 |  | Outdoor | Near Meter
Solar Registration Program | NJSRRE1542389902 | Robbinsvilee | 8691 | 12 | 16.74 | Residential | No | Behind the Meter | Morgan Associates and Consulting LLC | PSE&G | Accepted | 2019-09-11 | 2019-10-14 | 2020-10-14 | Axitec | 310 | Solar Panels |  | 0.31 | 54 | 192 | 14 |  | Fixed | Roof
Solar Registration Program | NJSRRE1542389902 | Robbinsvilee | 8691 | 12 | 16.74 | Residential | No | Behind the Meter | Morgan Associates and Consulting LLC | PSE&G | Accepted | 2019-09-11 | 2019-10-14 | 2020-10-14 | SolarEdge | 5kw 10KW | Inverters | 10000 |  | 2 |  |  | 0.99 |  | Outside | side of house
Solar Registration Program | NJSRRE1542525058 | Cape May Court House | 8210 | 21 | 16.74 | Residential | Yes | Behind the Meter | RCL Enterprises Inc. | AC Electric | Accepted | 2019-10-10 | 2019-10-14 | 2020-10-14 | Trina Solar | TSM-310DD05H | Solar Panels |  | 0.31 | 24 | 178 | 22 |  | Fixed | Roof
Solar Registration Program | NJSRRE1542525058 | Cape May Court House | 8210 | 21 | 16.74 | Residential | Yes | Behind the Meter | RCL Enterprises Inc. | AC Electric | Accepted | 2019-10-10 | 2019-10-14 | 2020-10-14 | Trina Solar | TSM-310DD05H | Solar Panels |  | 0.31 | 30 | 88 | 22 |  | Fixed | Roof
Solar Registration Program | NJSRRE1542525058 | Cape May Court House | 8210 | 21 | 16.74 | Residential | Yes | Behind the Meter | RCL Enterprises Inc. | AC Electric | Accepted | 2019-10-10 | 2019-10-14 | 2020-10-14 | Enphase | IQ7 | Inverters | 12960 |  | 54 |  |  | 0.96 |  | Outdoor | under panels
Solar Registration Program | NJSRRE1543167257 | Toms River | 8755 | 18 | 16.74 | Residential | No | Behind the Meter | Powerlutions | JCP&L | Accepted | 2019-11-13 | 2019-11-15 | 2020-11-15 | Trina | TSM-310 DD05A | Solar Panels |  | 0.31 | 12 | 248 | 23 |  | Fixed | Roof
Solar Registration Program | NJSRRE1543167257 | Toms River | 8755 | 18 | 16.74 | Residential | No | Behind the Meter | Powerlutions | JCP&L | Accepted | 2019-11-13 | 2019-11-15 | 2020-11-15 | Trina | TSM-310 DD05A | Solar Panels |  | 0.31 | 12 | 158 | 23 |  | Fixed | Roof
Solar Registration Program | NJSRRE1543167257 | Toms River | 8755 | 18 | 16.74 | Residential | No | Behind the Meter | Powerlutions | JCP&L | Accepted | 2019-11-13 | 2019-11-15 | 2020-11-15 | Trina | TSM-310 DD05A | Solar Panels |  | 0.31 | 7 | 158 | 23 |  | Fixed | Roof
Solar Registration Program | NJSRRE1543167257 | Toms River | 8755 | 18 | 16.74 | Residential | No | Behind the Meter | Powerlutions | JCP&L | Accepted | 2019-11-13 | 2019-11-15 | 2020-11-15 | Trina | TSM-310 DD05A | Solar Panels |  | 0.31 | 6 | 68 | 23 |  | Fixed | Roof
Solar Registration Program | NJSRRE1543167257 | Toms River | 8755 | 18 | 16.74 | Residential | No | Behind the Meter | Powerlutions | JCP&L | Accepted | 2019-11-13 | 2019-11-15 | 2020-11-15 | Trina | TSM-310 DD05A | Solar Panels |  | 0.31 | 9 | 158 | 23 |  | Fixed | Roof
Solar Registration Program | NJSRRE1543167257 | Toms River | 8755 | 18 | 16.74 | Residential | No | Behind the Meter | Powerlutions | JCP&L | Accepted | 2019-11-13 | 2019-11-15 | 2020-11-15 | Trina | TSM-310 DD05A | Solar Panels |  | 0.31 | 8 | 68 | 23 |  | Fixed | Roof
Solar Registration Program | NJSRRE1543167257 | Toms River | 8755 | 18 | 16.74 | Residential | No | Behind the Meter | Powerlutions | JCP&L | Accepted | 2019-11-13 | 2019-11-15 | 2020-11-15 | Enphase | IQ7-60-2-US | Inverters | 240 |  | 54 |  |  | 0.97 |  | Outdoor | Near Panel
Solar Registration Program | NJSRRE1543437154 | Rio Grande | 8242 | 21 | 16.74 | Residential | Yes | Behind the Meter | Orbit Energy & Power, LLC | AC Electric | Accepted | 2019-11-22 | 2019-11-26 | 2020-11-26 | TRINA SOLAR | TSM-DD05A.08(II) | Solar Panels |  | 0.31 | 35 | 210 | 20 |  | Fixed | Roof
Solar Registration Program | NJSRRE1543437154 | Rio Grande | 8242 | 21 | 16.74 | Residential | Yes | Behind the Meter | Orbit Energy & Power, LLC | AC Electric | Accepted | 2019-11-22 | 2019-11-26 | 2020-11-26 | TRINA SOLAR | TSM-DD05A.08(II) | Solar Panels |  | 0.31 | 19 | 30 | 20 |  | Fixed | Roof
Solar Registration Program | NJSRRE1543437154 | Rio Grande | 8242 | 21 | 16.74 | Residential | Yes | Behind the Meter | Orbit Energy & Power, LLC | AC Electric | Accepted | 2019-11-22 | 2019-11-26 | 2020-11-26 | ENPHASE | IQ7-60-2-US | Inverters | 0.24 |  | 54 |  |  | 0.99 |  | Outside | ROOF
Solar Registration Program | NJSRRE1543446658 | Salem | 8079 | 16 | 16.74 | Residential | No | Behind the Meter | RCL Enterprises Inc. | AC Electric | Accepted | 2019-11-26 | 2019-12-02 | 2020-12-02 | trina | TSM-310DD05H.05 | Solar Panels |  | 0.31 | 54 | 270 | 30 |  | Fixed | Roof
Solar Registration Program | NJSRRE1543446658 | Salem | 8079 | 16 | 16.74 | Residential | No | Behind the Meter | RCL Enterprises Inc. | AC Electric | Accepted | 2019-11-26 | 2019-12-02 | 2020-12-02 | enphase | iq7 | Inverters | 16740 |  | 54 |  |  | 0.96 |  | Outside | under panels
Solar Registration Program | NJSRRE1541820765 | SOUTHAMPTON | 8088 | 13 | 16.75 | Residential | Yes | Behind the Meter | Pro Custom Solar dba Momentum Solar | PSE&G | Accepted | 2019-08-13 | 2019-08-23 | 2020-08-23 | LG ELECTRONICS | LG 335N1C-V5 | Solar Panels |  | 0.335 | 14 | 74 | 25 |  | Fixed | Roof
Solar Registration Program | NJSRRE1541820765 | SOUTHAMPTON | 8088 | 13 | 16.75 | Residential | Yes | Behind the Meter | Pro Custom Solar dba Momentum Solar | PSE&G | Accepted | 2019-08-13 | 2019-08-23 | 2020-08-23 | LG ELECTRONICS | LG 335N1C-V5 | Solar Panels |  | 0.335 | 23 | 74 | 25 |  | Fixed | Roof
Solar Registration Program | NJSRRE1541820765 | SOUTHAMPTON | 8088 | 13 | 16.75 | Residential | Yes | Behind the Meter | Pro Custom Solar dba Momentum Solar | PSE&G | Accepted | 2019-08-13 | 2019-08-23 | 2020-08-23 | LG ELECTRONICS | LG 335N1C-V5 | Solar Panels |  | 0.335 | 6 | 164 | 34 |  | Fixed | Roof
Solar Registration Program | NJSRRE1541820765 | SOUTHAMPTON | 8088 | 13 | 16.75 | Residential | Yes | Behind the Meter | Pro Custom Solar dba Momentum Solar | PSE&G | Accepted | 2019-08-13 | 2019-08-23 | 2020-08-23 | LG ELECTRONICS | LG 335N1C-V5 | Solar Panels |  | 0.335 | 4 | 344 | 34 |  | Fixed | Roof
Solar Registration Program | NJSRRE1541820765 | SOUTHAMPTON | 8088 | 13 | 16.75 | Residential | Yes | Behind the Meter | Pro Custom Solar dba Momentum Solar | PSE&G | Accepted | 2019-08-13 | 2019-08-23 | 2020-08-23 | LG ELECTRONICS | LG 335N1C-V5 | Solar Panels |  | 0.335 | 3 | 254 | 25 |  | Fixed | Roof
Solar Registration Program | NJSRRE1541820765 | SOUTHAMPTON | 8088 | 13 | 16.75 | Residential | Yes | Behind the Meter | Pro Custom Solar dba Momentum Solar | PSE&G | Accepted | 2019-08-13 | 2019-08-23 | 2020-08-23 | Enphase Energy | IQ7-60-2-US | Inverters | 250 |  | 50 |  |  | 0.97 |  | Outdoor | Roof
Solar Registration Program | NJSRRE1542581538 | Piscataway | 8854 | 11 | 16.75 | Residential | Yes | Behind the Meter | Pro Custom Solar dba Momentum Solar | PSE&G | Accepted | 2019-10-24 | 2019-10-28 | 2020-10-28 | LG Electronics | LG 335N1C-V5 | Solar Panels |  | 0.335 | 21 | 84 | 21 |  | Fixed | Roof
Solar Registration Program | NJSRRE1542581538 | Piscataway | 8854 | 11 | 16.75 | Residential | Yes | Behind the Meter | Pro Custom Solar dba Momentum Solar | PSE&G | Accepted | 2019-10-24 | 2019-10-28 | 2020-10-28 | LG Electronics | LG 335N1C-V5 | Solar Panels |  | 0.335 | 29 | 265 | 20 |  | Fixed | Roof
Solar Registration Program | NJSRRE1542581538 | Piscataway | 8854 | 11 | 16.75 | Residential | Yes | Behind the Meter | Pro Custom Solar dba Momentum Solar | PSE&G | Accepted | 2019-10-24 | 2019-10-28 | 2020-10-28 | Enphase Energy | IQ7-60-2-US | Inverters | 250 |  | 50 |  |  | 0.97 |  | Outdoor | Roof
Solar Registration Program | NJSRRE1540453760 | Bernardsville | 7924 | 5 | 16.77 | Residential | No | Behind the Meter | Luma Resources | JCP&L | Accepted | 2019-03-05 | 2019-03-21 | 2020-03-21 | Luma Resourses | LRSS75 | Solar Panels |  | 0.065 | 160 | 180 | 40 |  | Fixed | Roof
Solar Registration Program | NJSRRE1540453760 | Bernardsville | 7924 | 5 | 16.77 | Residential | No | Behind the Meter | Luma Resources | JCP&L | Accepted | 2019-03-05 | 2019-03-21 | 2020-03-21 | Luma Resources | LRSS75 | Solar Panels |  | 0.065 | 98 | 270 | 40 |  | Fixed | Roof
Solar Registration Program | NJSRRE1540453760 | Bernardsville | 7924 | 5 | 16.77 | Residential | No | Behind the Meter | Luma Resources | JCP&L | Accepted | 2019-03-05 | 2019-03-21 | 2020-03-21 | Fronius | Primo 10.0 240V VAC | Inverters | 10 |  | 1 |  |  | 0.8 |  | Indoor | Mech room
Solar Registration Program | NJSRRE1540453760 | Bernardsville | 7924 | 5 | 16.77 | Residential | No | Behind the Meter | Luma Resources | JCP&L | Accepted | 2019-03-05 | 2019-03-21 | 2020-03-21 | Fronius | Primo 6.0 240V Vac | Inverters | 6 |  | 1 |  |  | 0.8 |  | Indoor | Mech room
Solar Registration Program | NJSRRE1540453760 | Bernardsville | 7924 | 5 | 16.77 | Residential | No | Behind the Meter | Luma Resources | JCP&L | Accepted | 2019-03-05 | 2019-03-21 | 2020-03-21 | ITRON | TMD-C1S | Meters | 1KH |  | 1 |  |  |  |  | Indoor
Solar Registration Program | NJSRRE1541721860 | Pilesgrove | 8098 | 16 | 16.78 | Residential | No | Behind the Meter | RCL Enterprises Inc. | AC Electric | Accepted | 2019-07-31 | 2019-08-05 | 2020-08-05 | Trina Solar | TSM-305DD05A | Solar Panels |  | 0.305 | 55 | 180 | 25 |  | Fixed | Ground
Solar Registration Program | NJSRRE1541721860 | Pilesgrove | 8098 | 16 | 16.78 | Residential | No | Behind the Meter | RCL Enterprises Inc. | AC Electric | Accepted | 2019-07-31 | 2019-08-05 | 2020-08-05 | Enphase | IQ7 | Inverters | 13200 |  | 55 |  |  | 0.96 |  | Outdoor | under panels
Solar Registration Program | NJSRRE1540285651 | swedesboro | 8085 | 15 | 16.8 | Residential | No | Behind the Meter | Orbit Energy & Power, LLC | AC Electric | Accepted | 2019-01-24 | 2019-01-28 | 2020-01-28 | trina | tsm 300 | Solar Panels |  | 0.3 | 19 | 102 | 37 |  | Fixed | Roof
Solar Registration Program | NJSRRE1540285651 | swedesboro | 8085 | 15 | 16.8 | Residential | No | Behind the Meter | Orbit Energy & Power, LLC | AC Electric | Accepted | 2019-01-24 | 2019-01-28 | 2020-01-28 | trina | tsm300 | Solar Panels |  | 0.3 | 10 | 282 | 40 |  | Fixed | Roof
Solar Registration Program | NJSRRE1540285651 | swedesboro | 8085 | 15 | 16.8 | Residential | No | Behind the Meter | Orbit Energy & Power, LLC | AC Electric | Accepted | 2019-01-24 | 2019-01-28 | 2020-01-28 | trina | tsm300 | Solar Panels |  | 0.3 | 27 | 282 | 37 |  | Fixed | Roof
Solar Registration Program | NJSRRE1540285651 | swedesboro | 8085 | 15 | 16.8 | Residential | No | Behind the Meter | Orbit Energy & Power, LLC | AC Electric | Accepted | 2019-01-24 | 2019-01-28 | 2020-01-28 | enphase | iq7 | Inverters | 240 |  | 56 |  |  | 0.986 |  | Outside | panel
Solar Registration Program | NJSRRE1540500147 | Westampton | 8060 | 13 | 16.8 | Residential | Yes | Behind the Meter | New Jersey Clean Energy Solutions | PSE&G | Accepted | 2019-03-19 | 2019-03-20 | 2020-03-20 | Sunpower | SPR-X21-350-E-AC | Solar Panels |  | 0.35 | 10 | 193 | 38 |  | Fixed | Roof | House
Solar Registration Program | NJSRRE1540500147 | Westampton | 8060 | 13 | 16.8 | Residential | Yes | Behind the Meter | New Jersey Clean Energy Solutions | PSE&G | Accepted | 2019-03-19 | 2019-03-20 | 2020-03-20 | Sunpower | SPR-X21-350-E-AC | Solar Panels |  | 0.35 | 17 | 193 | 38 |  | Fixed | Roof | House
Solar Registration Program | NJSRRE1540500147 | Westampton | 8060 | 13 | 16.8 | Residential | Yes | Behind the Meter | New Jersey Clean Energy Solutions | PSE&G | Accepted | 2019-03-19 | 2019-03-20 | 2020-03-20 | Sunpower | SPR-X21-350-E-AC | Solar Panels |  | 0.35 | 3 | 193 | 38 |  | Fixed | Roof | House
Solar Registration Program | NJSRRE1540500147 | Westampton | 8060 | 13 | 16.8 | Residential | Yes | Behind the Meter | New Jersey Clean Energy Solutions | PSE&G | Accepted | 2019-03-19 | 2019-03-20 | 2020-03-20 | Sunpower | SPR-X21-350-E-AC | Solar Panels |  | 0.35 | 9 | 193 | 18 |  | Fixed | Roof | House
Solar Registration Program | NJSRRE1540500147 | Westampton | 8060 | 13 | 16.8 | Residential | Yes | Behind the Meter | New Jersey Clean Energy Solutions | PSE&G | Accepted | 2019-03-19 | 2019-03-20 | 2020-03-20 | Sunpower | SPR-X21-350-E-AC | Solar Panels |  | 0.35 | 9 | 193 | 38 |  | Fixed | Roof | House
Solar Registration Program | NJSRRE1540500147 | Westampton | 8060 | 13 | 16.8 | Residential | Yes | Behind the Meter | New Jersey Clean Energy Solutions | PSE&G | Accepted | 2019-03-19 | 2019-03-20 | 2020-03-20 | Sunpower | Type E | Inverters | 320 |  | 48 |  |  | 0.97 |  | Outside | under array
Solar Registration Program | NJSRRE1541907909 | Estell Manor | 8319 | 19 | 16.8 | Residential | Yes | Behind the Meter | SunnyMac LLC | AC Electric | Accepted | 2019-08-29 | 2019-09-03 | 2020-09-03 | SunPower | SPR-X21-350 | Solar Panels |  | 0.35 | 6 | 326 | 23 |  | Fixed | Roof
Solar Registration Program | NJSRRE1541907909 | Estell Manor | 8319 | 19 | 16.8 | Residential | Yes | Behind the Meter | SunnyMac LLC | AC Electric | Accepted | 2019-08-29 | 2019-09-03 | 2020-09-03 | SunPower | SPR-X21-350 | Solar Panels |  | 0.35 | 17 | 146 | 23 |  | Fixed | Roof
Solar Registration Program | NJSRRE1541907909 | Estell Manor | 8319 | 19 | 16.8 | Residential | Yes | Behind the Meter | SunnyMac LLC | AC Electric | Accepted | 2019-08-29 | 2019-09-03 | 2020-09-03 | SunPower | SPR-X21-350 | Solar Panels |  | 0.35 | 25 | 326 | 23 |  | Fixed | Roof
Solar Registration Program | NJSRRE1541907909 | Estell Manor | 8319 | 19 | 16.8 | Residential | Yes | Behind the Meter | SunnyMac LLC | AC Electric | Accepted | 2019-08-29 | 2019-09-03 | 2020-09-03 | Enphase | IQ7XS-96-ACM-US | Inverters | 0.315 |  | 48 |  |  | 0.99 |  | Outdoor | roof
Solar Registration Program | NJSRRE1542920777 | Wrightstown | 8562 | 13 | 16.8 | Residential | No | Behind the Meter | Solar States LLC | JCP&L | Accepted | 2019-11-05 | 2019-11-06 | 2020-11-06 | LG | LG350N1K-V5 | Solar Panels |  | 0.35 | 48 | 172 | 23 |  | Fixed | Ground
Solar Registration Program | NJSRRE1542920777 | Wrightstown | 8562 | 13 | 16.8 | Residential | No | Behind the Meter | Solar States LLC | JCP&L | Accepted | 2019-11-05 | 2019-11-06 | 2020-11-06 | SolarEdge | SE7600H-US | Inverters | 7600 |  | 2 |  |  | 0.98 |  | Outside | Garage
Solar Registration Program | NJSRRE1543041001 | Sicklerville | 8081 | 14 | 16.8 | Residential | No | Behind the Meter | Orbit Energy & Power, LLC | AC Electric | Accepted | 2019-11-06 | 2019-11-08 | 2020-11-08 | trina | tsm 300 | Solar Panels |  | 0.3 | 14 | 120 | 37 |  | Fixed | Roof
Solar Registration Program | NJSRRE1543041001 | Sicklerville | 8081 | 14 | 16.8 | Residential | No | Behind the Meter | Orbit Energy & Power, LLC | AC Electric | Accepted | 2019-11-06 | 2019-11-08 | 2020-11-08 | trina | tsm 300 | Solar Panels |  | 0.3 | 12 | 300 | 38 |  | Fixed | Roof
Solar Registration Program | NJSRRE1543041001 | Sicklerville | 8081 | 14 | 16.8 | Residential | No | Behind the Meter | Orbit Energy & Power, LLC | AC Electric | Accepted | 2019-11-06 | 2019-11-08 | 2020-11-08 | trina | tsm 300 | Solar Panels |  | 0.3 | 30 | 120 | 38 |  | Fixed | Roof
Solar Registration Program | NJSRRE1543041001 | Sicklerville | 8081 | 14 | 16.8 | Residential | No | Behind the Meter | Orbit Energy & Power, LLC | AC Electric | Accepted | 2019-11-06 | 2019-11-08 | 2020-11-08 | enphase | iq7 | Inverters | 240 |  | 56 |  |  | 0.986 |  | Outside | panel
Solar Registration Program | NJSRRE1543497844 | Newark | 7105 | 9 | 16.8 | Commercial | No | Behind the Meter | Geoscape Solar | PSE&G | Accepted | 2019-12-06 | 2019-12-10 | 2020-12-10 | SUNPOWER | SPR-P17-350-COM | Solar Panels |  | 0.35 | 36 | 208 | 5 |  | Fixed | Roof
Solar Registration Program | NJSRRE1543497844 | Newark | 7105 | 9 | 16.8 | Commercial | No | Behind the Meter | Geoscape Solar | PSE&G | Accepted | 2019-12-06 | 2019-12-10 | 2020-12-10 | SUNPOWER | SPR-P17-350-COM | Solar Panels |  | 0.35 | 12 | 197 | 5 |  | Fixed | Roof
Solar Registration Program | NJSRRE1543497844 | Newark | 7105 | 9 | 16.8 | Commercial | No | Behind the Meter | Geoscape Solar | PSE&G | Accepted | 2019-12-06 | 2019-12-10 | 2020-12-10 | HiQ | TS2085k75 | Inverters | 5075 |  | 2 |  |  | 0.98 |  | Outside | adj. to utility meter
Solar Registration Program | NJSRRE1543498132 | Newark | 7105 | 9 | 16.8 | Commercial | No | Behind the Meter | Geoscape Solar | PSE&G | Accepted | 2019-12-06 | 2019-12-10 | 2020-12-10 | SunPower | SPR-P17-350-COM | Solar Panels |  | 0.35 | 48 | 214 | 5 |  | Fixed | Roof
Solar Registration Program | NJSRRE1543498132 | Newark | 7105 | 9 | 16.8 | Commercial | No | Behind the Meter | Geoscape Solar | PSE&G | Accepted | 2019-12-06 | 2019-12-10 | 2020-12-10 | HiQ Solar | TS208-5k75 | Inverters | 5750 |  | 2 |  |  | 0.98 |  | Outside | adj. to utility meter
Solar Registration Program | NJSRRE1543552694 | Mickleton | 8056 | 15 | 16.8 | Residential | No | Behind the Meter | Castle Energy, LLC | AC Electric | Accepted | 2019-12-16 | 2019-12-19 | 2020-12-19 | LG Electronics | LG350Q1C-A5 | Solar Panels |  | 0.35 | 36 | 147 | 30 |  | Fixed | Roof
Solar Registration Program | NJSRRE1543552694 | Mickleton | 8056 | 15 | 16.8 | Residential | No | Behind the Meter | Castle Energy, LLC | AC Electric | Accepted | 2019-12-16 | 2019-12-19 | 2020-12-19 | LG Electronics | LG350Q1C-A5 | Solar Panels |  | 0.35 | 12 | 238 | 40 |  | Fixed | Roof
Solar Registration Program | NJSRRE1543552694 | Mickleton | 8056 | 15 | 16.8 | Residential | No | Behind the Meter | Castle Energy, LLC | AC Electric | Accepted | 2019-12-16 | 2019-12-19 | 2020-12-19 | Enphase Energy | IQ7PLUS-72-2-US | Inverters | 290 |  | 48 |  |  | 0.967 |  | Outdoor | on the rooftop under each solar panel
Solar Registration Program | NJSRRE1540894624 | Millville | 8332 | 20 | 16.82 | Residential | Yes | Behind the Meter | Trinity Solar | AC Electric | Accepted | 2019-04-25 | 2019-04-26 | 2020-04-26 | HANWHA | Q.PEAK-BLK G4.1 295 | Solar Panels |  | 0.295 | 25 | 282 | 23 |  | Fixed | Roof
Solar Registration Program | NJSRRE1540894624 | Millville | 8332 | 20 | 16.82 | Residential | Yes | Behind the Meter | Trinity Solar | AC Electric | Accepted | 2019-04-25 | 2019-04-26 | 2020-04-26 | HANWHA | Q.PEAK-BLK G4.1 295 | Solar Panels |  | 0.295 | 32 | 102 | 23 |  | Fixed | Roof
Solar Registration Program | NJSRRE1540894624 | Millville | 8332 | 20 | 16.82 | Residential | Yes | Behind the Meter | Trinity Solar | AC Electric | Accepted | 2019-04-25 | 2019-04-26 | 2020-04-26 | Solar Edge | SE7600H-US000NNC2 | Inverters | 7600 |  | 1 |  |  | 0.97 |  | Outdoor | side of home
Solar Registration Program | NJSRRE1540894624 | Millville | 8332 | 20 | 16.82 | Residential | Yes | Behind the Meter | Trinity Solar | AC Electric | Accepted | 2019-04-25 | 2019-04-26 | 2020-04-26 | Solar Edge | SE6000H-US000NNC2 | Inverters | 6000 |  | 1 |  |  | 0.97 |  | Outdoor | side of home
Solar Registration Program | NJSRRE1541678271 | Manalapan Township | 7726 | 17 | 16.82 | Residential | Yes | Behind the Meter | Sunrun Installation Services, Inc. | JCP&L | Accepted | 2019-07-17 | 2019-07-22 | 2020-07-22 | REC Solar | REC290TP2 BLK | Solar Panels |  | 0.29 | 13 | 344 | 18 |  | Fixed | Roof
Solar Registration Program | NJSRRE1541678271 | Manalapan Township | 7726 | 17 | 16.82 | Residential | Yes | Behind the Meter | Sunrun Installation Services, Inc. | JCP&L | Accepted | 2019-07-17 | 2019-07-22 | 2020-07-22 | REC Solar | REC290TP2 BLK | Solar Panels |  | 0.29 | 27 | 344 | 18 |  | Fixed | Roof
Solar Registration Program | NJSRRE1541678271 | Manalapan Township | 7726 | 17 | 16.82 | Residential | Yes | Behind the Meter | Sunrun Installation Services, Inc. | JCP&L | Accepted | 2019-07-17 | 2019-07-22 | 2020-07-22 | REC Solar | REC290TP2 BLK | Solar Panels |  | 0.29 | 13 | 164 | 18 |  | Fixed | Roof
Solar Registration Program | NJSRRE1541678271 | Manalapan Township | 7726 | 17 | 16.82 | Residential | Yes | Behind the Meter | Sunrun Installation Services, Inc. | JCP&L | Accepted | 2019-07-17 | 2019-07-22 | 2020-07-22 | REC Solar | REC290TP2 BLK | Solar Panels |  | 0.29 | 5 | 164 | 18 |  | Fixed | Roof
Solar Registration Program | NJSRRE1541678271 | Manalapan Township | 7726 | 17 | 16.82 | Residential | Yes | Behind the Meter | Sunrun Installation Services, Inc. | JCP&L | Accepted | 2019-07-17 | 2019-07-22 | 2020-07-22 | Ningbo Ginlong Technologies | Solis-1P10K-4G-US | Inverters | 10000 |  | 1 |  |  | 0.96 |  | Outdoor | Next To Meter
Solar Registration Program | NJSRRE1541678271 | Manalapan Township | 7726 | 17 | 16.82 | Residential | Yes | Behind the Meter | Sunrun Installation Services, Inc. | JCP&L | Accepted | 2019-07-17 | 2019-07-22 | 2020-07-22 | Ningbo Ginlong Technologies | Solis-1P9K-4G-US | Inverters | 9000 |  | 1 |  |  | 0.96 |  | Outdoor | Next To Meter
Solar Registration Program | NJSRRE1542377383 | Lanoka Harbor | 8734 | 18 | 16.82 | Residential | Yes | Behind the Meter | Sunrun Installation Services, Inc. | JCP&L | Accepted | 2019-09-10 | 2019-09-12 | 2020-09-12 | REC Solar | REC290TP2 BLK | Solar Panels |  | 0.29 | 45 | 325 | 30 |  | Fixed | Roof
Solar Registration Program | NJSRRE1542377383 | Lanoka Harbor | 8734 | 18 | 16.82 | Residential | Yes | Behind the Meter | Sunrun Installation Services, Inc. | JCP&L | Accepted | 2019-09-10 | 2019-09-12 | 2020-09-12 | REC Solar | REC290TP2 BLK | Solar Panels |  | 0.29 | 13 | 325 | 30 |  | Fixed | Roof
Solar Registration Program | NJSRRE1542377383 | Lanoka Harbor | 8734 | 18 | 16.82 | Residential | Yes | Behind the Meter | Sunrun Installation Services, Inc. | JCP&L | Accepted | 2019-09-10 | 2019-09-12 | 2020-09-12 | Ningbo Ginlong Technologies | Solis-1P10K-4G-US | Inverters | 10000 |  | 1 |  |  | 0.96 |  | Outdoor | Next To Meter
Solar Registration Program | NJSRRE1542377383 | Lanoka Harbor | 8734 | 18 | 16.82 | Residential | Yes | Behind the Meter | Sunrun Installation Services, Inc. | JCP&L | Accepted | 2019-09-10 | 2019-09-12 | 2020-09-12 | Ningbo Ginlong Technologies | Solis-1P3K-4G-US | Inverters | 3000 |  | 1 |  |  | 0.96 |  | Outdoor | Next To Meter
Solar Registration Program | NJSRRE1541820758 | Cherry Hill | 8003 | 14 | 16.83 | Residential | Yes | Behind the Meter | Sunrun Installation Services, Inc. | PSE&G | Accepted | 2019-08-13 | 2019-08-23 | 2020-08-23 | LG Electronics | LG330N1C-A5 | Solar Panels |  | 0.33 | 28 | 129 | 30 |  | Fixed | Roof
Solar Registration Program | NJSRRE1541820758 | Cherry Hill | 8003 | 14 | 16.83 | Residential | Yes | Behind the Meter | Sunrun Installation Services, Inc. | PSE&G | Accepted | 2019-08-13 | 2019-08-23 | 2020-08-23 | LG Electronics | LG330N1C-A5 | Solar Panels |  | 0.33 | 11 | 220 | 43 |  | Fixed | Roof
Solar Registration Program | NJSRRE1541820758 | Cherry Hill | 8003 | 14 | 16.83 | Residential | Yes | Behind the Meter | Sunrun Installation Services, Inc. | PSE&G | Accepted | 2019-08-13 | 2019-08-23 | 2020-08-23 | LG Electronics | LG330N1C-A5 | Solar Panels |  | 0.33 | 12 | 40 | 37 |  | Fixed | Roof
Solar Registration Program | NJSRRE1541820758 | Cherry Hill | 8003 | 14 | 16.83 | Residential | Yes | Behind the Meter | Sunrun Installation Services, Inc. | PSE&G | Accepted | 2019-08-13 | 2019-08-23 | 2020-08-23 | SolarEdge Technologies | SE11400H-USRGM | Inverters | 11400 |  | 1 |  |  | 0.96 |  | Outdoor | Next To Meter
Solar Registration Program | NJSRRE1542413128 | Holmdel | 7733 | 17 | 16.83 | Residential | No | Behind the Meter | NJ Solar Power, LLC | JCP&L | Accepted | 2019-09-17 | 2019-09-25 | 2020-09-25 | Panasonic | VBHN330SA17 | Solar Panels |  | 0.33 | 6 | 267 | 37 |  | Fixed | Roof
Solar Registration Program | NJSRRE1542413128 | Holmdel | 7733 | 17 | 16.83 | Residential | No | Behind the Meter | NJ Solar Power, LLC | JCP&L | Accepted | 2019-09-17 | 2019-09-25 | 2020-09-25 | Panasonic | VBHN330SA17 | Solar Panels |  | 0.33 | 26 | 267 | 37 |  | Fixed | Roof
Solar Registration Program | NJSRRE1542413128 | Holmdel | 7733 | 17 | 16.83 | Residential | No | Behind the Meter | NJ Solar Power, LLC | JCP&L | Accepted | 2019-09-17 | 2019-09-25 | 2020-09-25 | Panasonic | VBHN330SA17 | Solar Panels |  | 0.33 | 19 | 87 | 37 |  | Fixed | Roof
Solar Registration Program | NJSRRE1542413128 | Holmdel | 7733 | 17 | 16.83 | Residential | No | Behind the Meter | NJ Solar Power, LLC | JCP&L | Accepted | 2019-09-17 | 2019-09-25 | 2020-09-25 | Solaredge | SE6000H-US | Inverters | 6000 |  | 1 |  |  | 0.99 |  | Indoor | garage
Solar Registration Program | NJSRRE1542413128 | Holmdel | 7733 | 17 | 16.83 | Residential | No | Behind the Meter | NJ Solar Power, LLC | JCP&L | Accepted | 2019-09-17 | 2019-09-25 | 2020-09-25 | StoreEdge | SE7600A-USS2 | Inverters | 7600 |  | 1 |  |  | 0.99 |  | Indoor | garage
Solar Registration Program | NJSRRE1542527959 | Lakewood | 8701 | 18 | 16.88 | Residential | Yes | Behind the Meter | Powerlutions | JCP&L | Accepted | 2019-10-11 | 2019-10-15 | 2020-10-15 | Trina | TSM-375DEG14 | Solar Panels |  | 0.375 | 45 | 134 | 5 |  | Fixed | Roof
Solar Registration Program | NJSRRE1542527959 | Lakewood | 8701 | 18 | 16.88 | Residential | Yes | Behind the Meter | Powerlutions | JCP&L | Accepted | 2019-10-11 | 2019-10-15 | 2020-10-15 | SolarEdge | SE7600H-US | Inverters | 15.2 |  | 2 |  |  | 0.99 |  | Outdoor | Near Meter
Solar Registration Program | NJSRRE1540378640 | Sparta | 7871 | 1 | 16.9 | Residential | No | Behind the Meter | Green Power Energy | JCP&L | Accepted | 2019-02-19 | 2019-02-21 | 2020-02-21 | Panasonic | VBHN325KA03 | Solar Panels |  | 0.325 | 8 | 205 | 34 |  | Fixed | Roof
Solar Registration Program | NJSRRE1540378640 | Sparta | 7871 | 1 | 16.9 | Residential | No | Behind the Meter | Green Power Energy | JCP&L | Accepted | 2019-02-19 | 2019-02-21 | 2020-02-21 | Panasonic | VBHN325KA03 | Solar Panels |  | 0.325 | 12 | 208 | 34 |  | Fixed | Roof
Solar Registration Program | NJSRRE1540378640 | Sparta | 7871 | 1 | 16.9 | Residential | No | Behind the Meter | Green Power Energy | JCP&L | Accepted | 2019-02-19 | 2019-02-21 | 2020-02-21 | Panasonic | VBHN325KA03 | Solar Panels |  | 0.325 | 24 | 118 | 34 |  | Fixed | Roof
Solar Registration Program | NJSRRE1540378640 | Sparta | 7871 | 1 | 16.9 | Residential | No | Behind the Meter | Green Power Energy | JCP&L | Accepted | 2019-02-19 | 2019-02-21 | 2020-02-21 | Panasonic | VBHN325KA03 | Solar Panels |  | 0.325 | 8 | 206 | 34 |  | Fixed | Roof
Solar Registration Program | NJSRRE1540378640 | Sparta | 7871 | 1 | 16.9 | Residential | No | Behind the Meter | Green Power Energy | JCP&L | Accepted | 2019-02-19 | 2019-02-21 | 2020-02-21 | Solar Edge | SE6000H-US | Inverters | 6000 |  | 1 |  |  | 0.97 |  | Outside | next to meter
Solar Registration Program | NJSRRE1540378640 | Sparta | 7871 | 1 | 16.9 | Residential | No | Behind the Meter | Green Power Energy | JCP&L | Accepted | 2019-02-19 | 2019-02-21 | 2020-02-21 | Solar Edge | SE10000H-US | Inverters | 10000 |  | 1 |  |  | 0.97 |  | Outside | next to meter
Solar Registration Program | NJSRRE1541880176 | Highland Park | 8904 | 11 | 16.9 | Commercial | No | Behind the Meter | MOORE ENERGY LLC | PSE&G | Accepted | 2019-08-23 | 2019-08-27 | 2020-08-27 | Hanwha | Q Cell | Solar Panels |  | 0.325 | 52 | 220 | 10 |  | Fixed | Roof
Solar Registration Program | NJSRRE1541880176 | Highland Park | 8904 | 11 | 16.9 | Commercial | No | Behind the Meter | MOORE ENERGY LLC | PSE&G | Accepted | 2019-08-23 | 2019-08-27 | 2020-08-27 | solaredge | rwnc208 | Meters |  |  | 1 |  |  |  |  | Indoor
Solar Registration Program | NJSRRE1541880176 | Highland Park | 8904 | 11 | 16.9 | Commercial | No | Behind the Meter | MOORE ENERGY LLC | PSE&G | Accepted | 2019-08-23 | 2019-08-27 | 2020-08-27 | SOLAREDGE | 14.4KW | Inverters | 14400 |  | 1 |  |  | 0.97 |  | Indoor | NEXT TO METER
Solar Registration Program | NJSRRE1542373030 | Little Egg Harbor | 8087 | 18 | 16.9 | Residential | No | Behind the Meter | Impact Solar LLC | AC Electric | Accepted | 2019-09-09 | 2019-09-11 | 2020-09-11 | panasonic | VBHN325SA17 | Solar Panels |  | 0.325 | 14 | 201 | 27 |  | Fixed | Roof
Solar Registration Program | NJSRRE1542373030 | Little Egg Harbor | 8087 | 18 | 16.9 | Residential | No | Behind the Meter | Impact Solar LLC | AC Electric | Accepted | 2019-09-09 | 2019-09-11 | 2020-09-11 | panasonic | VBHN325SA17 | Solar Panels |  | 0.325 | 21 | 201 | 9 |  | Fixed | Roof
Solar Registration Program | NJSRRE1542373030 | Little Egg Harbor | 8087 | 18 | 16.9 | Residential | No | Behind the Meter | Impact Solar LLC | AC Electric | Accepted | 2019-09-09 | 2019-09-11 | 2020-09-11 | panasonic | VBHN325SA17 | Solar Panels |  | 0.325 | 17 | 21 | 9 |  | Fixed | Roof
Solar Registration Program | NJSRRE1542373030 | Little Egg Harbor | 8087 | 18 | 16.9 | Residential | No | Behind the Meter | Impact Solar LLC | AC Electric | Accepted | 2019-09-09 | 2019-09-11 | 2020-09-11 | solaredge | SE11400H-US | Inverters | 11400 |  | 1 |  |  | 0.96 |  | Indoor | closet
Solar Registration Program | NJSRRE1542373030 | Little Egg Harbor | 8087 | 18 | 16.9 | Residential | No | Behind the Meter | Impact Solar LLC | AC Electric | Accepted | 2019-09-09 | 2019-09-11 | 2020-09-11 | solaredge | SE5000H-US | Inverters | 5000 |  | 1 |  |  | 0.96 |  | Indoor | closet
Solar Registration Program | NJSRRE1542373030 | Little Egg Harbor | 8087 | 18 | 16.9 | Residential | No | Behind the Meter | Impact Solar LLC | AC Electric | Accepted | 2019-09-09 | 2019-09-11 | 2020-09-11 | solaredge | soalredge direct | Meters |  |  | 2 |  |  |  | Yes | Indoor
Solar Registration Program | NJSRRE1542765497 | Shrewsbury | 7702 | 17 | 16.9 | Residential | No | Behind the Meter | Maier Solar Engineering dba Solar Me | JCP&L | Accepted | 2019-10-30 | 2019-11-01 | 2020-11-01 | Canadian | CS1H-325W | Solar Panels |  | 0.325 | 27 | 86 | 23 |  | Fixed | Roof
Solar Registration Program | NJSRRE1542765497 | Shrewsbury | 7702 | 17 | 16.9 | Residential | No | Behind the Meter | Maier Solar Engineering dba Solar Me | JCP&L | Accepted | 2019-10-30 | 2019-11-01 | 2020-11-01 | Canadian | CS1H-325MS | Solar Panels |  | 0.325 | 25 | 266 | 23 |  | Fixed | Roof
Solar Registration Program | NJSRRE1542765497 | Shrewsbury | 7702 | 17 | 16.9 | Residential | No | Behind the Meter | Maier Solar Engineering dba Solar Me | JCP&L | Accepted | 2019-10-30 | 2019-11-01 | 2020-11-01 | Enphase | IQ7 | Inverters | 240 |  | 52 |  |  | 0.96 |  | Outdoor | Next to meter
Solar Registration Program | NJSRRE1543065474 | Somerset | 8873 | 5 | 16.9 | Residential | No | Behind the Meter | Maier Solar Engineering dba Solar Me | PSE&G | Accepted | 2019-11-11 | 2019-11-13 | 2020-11-13 | Canadian | CS1H-325MS | Solar Panels |  | 0.325 | 12 | 142 | 23 |  | Fixed | Roof
Solar Registration Program | NJSRRE1543065474 | Somerset | 8873 | 5 | 16.9 | Residential | No | Behind the Meter | Maier Solar Engineering dba Solar Me | PSE&G | Accepted | 2019-11-11 | 2019-11-13 | 2020-11-13 | Canadian | CS1H-325MS | Solar Panels |  | 0.325 | 5 | 322 | 20 |  | Fixed | Roof
Solar Registration Program | NJSRRE1543065474 | Somerset | 8873 | 5 | 16.9 | Residential | No | Behind the Meter | Maier Solar Engineering dba Solar Me | PSE&G | Accepted | 2019-11-11 | 2019-11-13 | 2020-11-13 | Canadian | CS1H-325MS | Solar Panels |  | 0.325 | 10 | 322 | 23 |  | Fixed | Roof
Solar Registration Program | NJSRRE1543065474 | Somerset | 8873 | 5 | 16.9 | Residential | No | Behind the Meter | Maier Solar Engineering dba Solar Me | PSE&G | Accepted | 2019-11-11 | 2019-11-13 | 2020-11-13 | Canadian | CS1H-325MS | Solar Panels |  | 0.325 | 7 | 142 | 34 |  | Fixed | Roof
Solar Registration Program | NJSRRE1543065474 | Somerset | 8873 | 5 | 16.9 | Residential | No | Behind the Meter | Maier Solar Engineering dba Solar Me | PSE&G | Accepted | 2019-11-11 | 2019-11-13 | 2020-11-13 | Canadian | CS1H-325MS | Solar Panels |  | 0.325 | 2 | 142 | 10 |  | Fixed | Roof
Solar Registration Program | NJSRRE1543065474 | Somerset | 8873 | 5 | 16.9 | Residential | No | Behind the Meter | Maier Solar Engineering dba Solar Me | PSE&G | Accepted | 2019-11-11 | 2019-11-13 | 2020-11-13 | Canadian | CS1H-325MS | Solar Panels |  | 0.325 | 10 | 322 | 34 |  | Fixed | Roof
Solar Registration Program | NJSRRE1543065474 | Somerset | 8873 | 5 | 16.9 | Residential | No | Behind the Meter | Maier Solar Engineering dba Solar Me | PSE&G | Accepted | 2019-11-11 | 2019-11-13 | 2020-11-13 | Canadian | CS1H-325MS | Solar Panels |  | 0.325 | 6 | 142 | 20 |  | Fixed | Roof
Solar Registration Program | NJSRRE1543065474 | Somerset | 8873 | 5 | 16.9 | Residential | No | Behind the Meter | Maier Solar Engineering dba Solar Me | PSE&G | Accepted | 2019-11-11 | 2019-11-13 | 2020-11-13 | Enphase | IQ7 | Inverters | 240 |  | 52 |  |  | 0.96 |  | Outdoor | Next to meter
Solar Registration Program | NJSRRE1542967130 | New Brunswick | 8901 | 11 | 16.91 | Residential | Yes | Behind the Meter | Pro Custom Solar dba Momentum Solar | PSE&G | Accepted | 2019-11-05 | 2019-11-07 | 2020-11-07 | LG ELECTRONICS | LG 345N1C-V5 | Solar Panels |  | 0.345 | 21 | 128 | 40 |  | Fixed | Roof
Solar Registration Program | NJSRRE1542967130 | New Brunswick | 8901 | 11 | 16.91 | Residential | Yes | Behind the Meter | Pro Custom Solar dba Momentum Solar | PSE&G | Accepted | 2019-11-05 | 2019-11-07 | 2020-11-07 | LG ELECTRONICS | LG 345N1C-V5 | Solar Panels |  | 0.345 | 28 | 308 | 45 |  | Fixed | Roof
Solar Registration Program | NJSRRE1542967130 | New Brunswick | 8901 | 11 | 16.91 | Residential | Yes | Behind the Meter | Pro Custom Solar dba Momentum Solar | PSE&G | Accepted | 2019-11-05 | 2019-11-07 | 2020-11-07 | Enphase Energy | IQ7Plus-72-2-US | Inverters | 0.295 |  | 49 |  |  | 0.97 |  | Outdoor | Roof
Solar Registration Program | NJSRRE1540356020 | whiting | 8759 | 18 | 16.92 | Residential | Yes | Behind the Meter | Vision Solar LLC | JCP&L | Accepted | 2019-02-12 | 2019-02-14 | 2020-02-14 | sunpower | spr-x22-360-e-ac | Solar Panels |  | 0.36 | 11 | 129 | 18 |  | Fixed | Roof
Solar Registration Program | NJSRRE1540356020 | whiting | 8759 | 18 | 16.92 | Residential | Yes | Behind the Meter | Vision Solar LLC | JCP&L | Accepted | 2019-02-12 | 2019-02-14 | 2020-02-14 | sunpower | spr-x22-360-e-ac | Solar Panels |  | 0.36 | 36 | 219 | 18 |  | Fixed | Roof
Solar Registration Program | NJSRRE1540356020 | whiting | 8759 | 18 | 16.92 | Residential | Yes | Behind the Meter | Vision Solar LLC | JCP&L | Accepted | 2019-02-12 | 2019-02-14 | 2020-02-14 | sunpower | spr-x22-360-e-ac | Inverters | 0.36 |  | 47 |  |  | 0.96 |  | Other | behind panels
Solar Registration Program | NJSRRE1541058709 | Sewell | 8080 | 15 | 16.92 | Residential | No | Behind the Meter | SunPower Capital LLC | AC Electric | Accepted | 2019-05-30 | 2019-06-04 | 2020-06-04 | sunpower | spr-x22-360-e-ac | Solar Panels |  | 0.36 | 8 | 155 | 23 |  | Fixed | Roof
Solar Registration Program | NJSRRE1541058709 | Sewell | 8080 | 15 | 16.92 | Residential | No | Behind the Meter | SunPower Capital LLC | AC Electric | Accepted | 2019-05-30 | 2019-06-04 | 2020-06-04 | sunpower | SPR-X22-360-E-AC | Solar Panels |  | 0.36 | 10 | 65 | 23 |  | Fixed | Roof
Solar Registration Program | NJSRRE1541058709 | Sewell | 8080 | 15 | 16.92 | Residential | No | Behind the Meter | SunPower Capital LLC | AC Electric | Accepted | 2019-05-30 | 2019-06-04 | 2020-06-04 | sunpower | spr-x22-360-e-ac | Solar Panels |  | 0.36 | 24 | 245 | 23 |  | Fixed | Roof
Solar Registration Program | NJSRRE1541058709 | Sewell | 8080 | 15 | 16.92 | Residential | No | Behind the Meter | SunPower Capital LLC | AC Electric | Accepted | 2019-05-30 | 2019-06-04 | 2020-06-04 | sunpower | spr-x22-360-e-ac | Solar Panels |  | 0.36 | 5 | 245 | 23 |  | Fixed | Roof
Solar Registration Program | NJSRRE1541058709 | Sewell | 8080 | 15 | 16.92 | Residential | No | Behind the Meter | SunPower Capital LLC | AC Electric | Accepted | 2019-05-30 | 2019-06-04 | 2020-06-04 | sunpower | spr-x22-360-e-ac | Inverters | 0.36 |  | 47 |  |  | 0.96 |  | Other | behind panels
Solar Registration Program | NJSRRE1541627620 | Pleasantville | 8232 | 19 | 16.92 | Residential | Yes | Behind the Meter | Castle Energy, LLC | AC Electric | Accepted | 2019-07-10 | 2019-08-02 | 2020-08-02 | Sunpower | SPR X22-360-E | Solar Panels |  | 0.36 | 23 | 124 | 19 |  | Fixed | Roof
Solar Registration Program | NJSRRE1541627620 | Pleasantville | 8232 | 19 | 16.92 | Residential | Yes | Behind the Meter | Castle Energy, LLC | AC Electric | Accepted | 2019-07-10 | 2019-08-02 | 2020-08-02 | Sunpower | SPR-X22-360-E | Solar Panels |  | 0.36 | 24 | 304 | 41 |  | Fixed | Roof
Solar Registration Program | NJSRRE1541627620 | Pleasantville | 8232 | 19 | 16.92 | Residential | Yes | Behind the Meter | Castle Energy, LLC | AC Electric | Accepted | 2019-07-10 | 2019-08-02 | 2020-08-02 | Sunpower | SPR-X22-360-E-AC | Inverters | 320 |  | 47 |  |  | 0.96 |  | Outdoor | On rooftop underneath each solar module
Solar Registration Program | NJSRRE1541627620 | Pleasantville | 8232 | 19 | 16.92 | Residential | Yes | Behind the Meter | Castle Energy, LLC | AC Electric | Accepted | 2019-07-10 | 2019-08-02 | 2020-08-02 | Sunpower | PVS6 | Meters |  |  | 1 |  |  |  | Yes | Outdoor
Solar Registration Program | NJSRRE1543254510 | Franklin | 8343 | 16 | 16.94 | Residential | No | Behind the Meter | Green Energy Power | AC Electric | Accepted | 2019-11-14 | 2019-11-19 | 2020-11-19 | Trina | TSM-385DE14H | Solar Panels |  | 0.385 | 7 | 159 | 14 |  | Fixed | Roof
Solar Registration Program | NJSRRE1543254510 | Franklin | 8343 | 16 | 16.94 | Residential | No | Behind the Meter | Green Energy Power | AC Electric | Accepted | 2019-11-14 | 2019-11-19 | 2020-11-19 | Trina | TSM-385DE14H | Solar Panels |  | 0.385 | 19 | 250 | 20 |  | Fixed | Roof
Solar Registration Program | NJSRRE1543254510 | Franklin | 8343 | 16 | 16.94 | Residential | No | Behind the Meter | Green Energy Power | AC Electric | Accepted | 2019-11-14 | 2019-11-19 | 2020-11-19 | Trina | TSM-385DE14H | Solar Panels |  | 0.385 | 12 | 70 | 20 |  | Fixed | Roof
Solar Registration Program | NJSRRE1543254510 | Franklin | 8343 | 16 | 16.94 | Residential | No | Behind the Meter | Green Energy Power | AC Electric | Accepted | 2019-11-14 | 2019-11-19 | 2020-11-19 | Trina | TSM-385DE14H | Solar Panels |  | 0.385 | 6 | 71 | 20 |  | Fixed | Roof
Solar Registration Program | NJSRRE1543254510 | Franklin | 8343 | 16 | 16.94 | Residential | No | Behind the Meter | Green Energy Power | AC Electric | Accepted | 2019-11-14 | 2019-11-19 | 2020-11-19 | SolarEdge | SE7600H-US | Inverters | 7600 |  | 2 |  |  | 0.97 |  | Outside | Next to meter
Solar Registration Program | NJSRRE1542851429 | Lakewood | 8701 | 18 | 16.96 | Residential | No | Behind the Meter | Skyline Solar LLC | JCP&L | Accepted | 2019-11-15 | 2019-11-15 | 2020-11-15 | Jinko | JKM-320M-60 | Solar Panels |  | 0.32 | 44 | 51 | 31 |  | Fixed | Roof
Solar Registration Program | NJSRRE1542851429 | Lakewood | 8701 | 18 | 16.96 | Residential | No | Behind the Meter | Skyline Solar LLC | JCP&L | Accepted | 2019-11-15 | 2019-11-15 | 2020-11-15 | Jinko | JKM-320M-60 | Solar Panels |  | 0.32 | 9 | 231 | 31 |  | Fixed | Roof
Solar Registration Program | NJSRRE1542851429 | Lakewood | 8701 | 18 | 16.96 | Residential | No | Behind the Meter | Skyline Solar LLC | JCP&L | Accepted | 2019-11-15 | 2019-11-15 | 2020-11-15 | Solaredge | SE11400H-US | Inverters | 114000 |  | 1 |  |  | 0.99 |  | Outside | N/A
Solar Registration Program | NJSRRE1540746643 | East Hammonton | 8037 | 19 | 17 | Municipality | Yes | Behind the Meter | Vision Solar LLC | AC Electric | Accepted | 2019-03-28 | 2019-04-03 | 2020-04-03 | Sunpower | 320-327-e-ac | Solar Panels |  | 0.327 | 26 | 223 | 30 |  | Fixed | Ground
Solar Registration Program | NJSRRE1540746643 | East Hammonton | 8037 | 19 | 17 | Municipality | Yes | Behind the Meter | Vision Solar LLC | AC Electric | Accepted | 2019-03-28 | 2019-04-03 | 2020-04-03 | Sunpower | 320-327-e-ac | Solar Panels |  | 0.327 | 26 | 223 | 30 |  | Fixed | Ground
Solar Registration Program | NJSRRE1540746643 | East Hammonton | 8037 | 19 | 17 | Municipality | Yes | Behind the Meter | Vision Solar LLC | AC Electric | Accepted | 2019-03-28 | 2019-04-03 | 2020-04-03 | Sunpower | e20-327-e-ac | Inverters | 0.327 |  | 52 |  |  | 0.96 |  | Other | behind panels
Solar Registration Program | NJSRRE1541513095 | Whippany | 7981 | 3 | 17 | Commercial | No | Behind the Meter | Antonio L. Dimichino LLC | JCP&L | Accepted | 2019-06-29 | 2019-07-03 | 2020-07-03 | Hanwah Solar One | 345 | Solar Panels |  | 0.34 | 50 | 180 | 10 |  | Fixed | Roof
Solar Registration Program | NJSRRE1541513095 | Whippany | 7981 | 3 | 17 | Commercial | No | Behind the Meter | Antonio L. Dimichino LLC | JCP&L | Accepted | 2019-06-29 | 2019-07-03 | 2020-07-03 | Solar Edge | 7600 | Inverters | 7600 |  | 1 |  |  | 0.97 |  | Outdoor | next to meter
Solar Registration Program | NJSRRE1541513103 | Whippany | 7981 | 3 | 17 | Commercial | No | Behind the Meter | Antonio L. Dimichino LLC | JCP&L | Accepted | 2019-06-29 | 2019-07-03 | 2020-07-03 | Hanwah Solar One | 345 | Solar Panels |  | 0.34 | 50 | 180 | 10 |  | Fixed | Roof
Solar Registration Program | NJSRRE1541513103 | Whippany | 7981 | 3 | 17 | Commercial | No | Behind the Meter | Antonio L. Dimichino LLC | JCP&L | Accepted | 2019-06-29 | 2019-07-03 | 2020-07-03 | Solar Edge | 10000 | Inverters | 10000 |  | 2 |  |  | 0.97 |  | Outside | next to meter
Solar Registration Program | NJSRRE1541693795 | Hazlet | 7730 | 17 | 17 | Residential | Yes | Behind the Meter | Ad Energy | JCP&L | Accepted | 2019-07-22 | 2019-07-29 | 2020-07-29 | SunPower | SPR-E20-327-E-AC | Solar Panels |  | 0.327 | 30 | 78 | 23 |  | Fixed | Roof
Solar Registration Program | NJSRRE1541693795 | Hazlet | 7730 | 17 | 17 | Residential | Yes | Behind the Meter | Ad Energy | JCP&L | Accepted | 2019-07-22 | 2019-07-29 | 2020-07-29 | SunPower | SPR-E20-327-E-AC | Solar Panels |  | 0.327 | 22 | 258 | 23 |  | Fixed | Roof
Solar Registration Program | NJSRRE1541693795 | Hazlet | 7730 | 17 | 17 | Residential | Yes | Behind the Meter | Ad Energy | JCP&L | Accepted | 2019-07-22 | 2019-07-29 | 2020-07-29 | SunPower | SPR-E20-327-E-AC | Inverters | 315 |  | 52 |  |  | 0.975 |  | Outdoor | At each panel
Solar Registration Program | NJSRRE1541715415 | Jackson Township | 8527 | 18 | 17 | Residential | No | Behind the Meter | Sunpower Capital LLC | JCP&L | Accepted | 2019-07-29 | 2019-08-01 | 2020-08-01 | SunPower | 327W | Solar Panels |  | 0.327 | 52 | 188 & 98 & 8 | 31 |  | Fixed | Roof
Solar Registration Program | NJSRRE1541715415 | Jackson Township | 8527 | 18 | 17 | Residential | No | Behind the Meter | Sunpower Capital LLC | JCP&L | Accepted | 2019-07-29 | 2019-08-01 | 2020-08-01 | SunPower | Type E | Inverters | 320 |  | 52 |  |  | 0.92 |  | Outside | NA
Solar Registration Program | NJSRRE1541719090 | Egg Harbor Township | 8234 | 19 | 17 | Residential | Yes | Behind the Meter | Ad Energy | AC Electric | Accepted | 2019-07-30 | 2019-08-02 | 2020-08-02 | Sunpower | SPR-E20-327-E-AC | Solar Panels |  | 0.327 | 52 | 180 | 25 |  | Fixed | Ground
Solar Registration Program | NJSRRE1541719090 | Egg Harbor Township | 8234 | 19 | 17 | Residential | Yes | Behind the Meter | Ad Energy | AC Electric | Accepted | 2019-07-30 | 2019-08-02 | 2020-08-02 | Sunpower | SPR-E20-327-E-AC | Inverters | 320 |  | 52 |  |  | 0.97 |  | Outdoor | at each meter
Solar Registration Program | NJSRRE1542687477 | Hightstown | 8520 | 12 | 17 | Residential | No | Behind the Meter | SunnyMac LLC | JCP&L | Accepted | 2019-10-29 | 2019-10-31 | 2020-10-31 | SunPower | SPR-E20-327 | Solar Panels |  | 0.327 | 7 | 137 | 43 |  | Fixed | Roof
Solar Registration Program | NJSRRE1542687477 | Hightstown | 8520 | 12 | 17 | Residential | No | Behind the Meter | SunnyMac LLC | JCP&L | Accepted | 2019-10-29 | 2019-10-31 | 2020-10-31 | SunPower | SPR-E20-327 | Solar Panels |  | 0.327 | 13 | 183 | 42 |  | Fixed | Roof
Solar Registration Program | NJSRRE1542687477 | Hightstown | 8520 | 12 | 17 | Residential | No | Behind the Meter | SunnyMac LLC | JCP&L | Accepted | 2019-10-29 | 2019-10-31 | 2020-10-31 | SunPower | SPR-E20-327 | Solar Panels |  | 0.327 | 3 | 273 | 43 |  | Fixed | Roof
Solar Registration Program | NJSRRE1542687477 | Hightstown | 8520 | 12 | 17 | Residential | No | Behind the Meter | SunnyMac LLC | JCP&L | Accepted | 2019-10-29 | 2019-10-31 | 2020-10-31 | SunPower | SPR-E20-327 | Solar Panels |  | 0.327 | 20 | 93 | 43 |  | Fixed | Roof
Solar Registration Program | NJSRRE1542687477 | Hightstown | 8520 | 12 | 17 | Residential | No | Behind the Meter | SunnyMac LLC | JCP&L | Accepted | 2019-10-29 | 2019-10-31 | 2020-10-31 | SunPower | SPR-E20-327 | Solar Panels |  | 0.327 | 9 | 93 | 43 |  | Fixed | Roof
Solar Registration Program | NJSRRE1542687477 | Hightstown | 8520 | 12 | 17 | Residential | No | Behind the Meter | SunnyMac LLC | JCP&L | Accepted | 2019-10-29 | 2019-10-31 | 2020-10-31 | Enphase | IQ7XS-96-ACM-US | Inverters | 0.315 |  | 52 |  |  | 0.99 |  | Outdoor | roof
Solar Registration Program | NJSRRE1543046160 | Elizabeth | 7208 | 10 | 17 | Residential | Yes | Behind the Meter | SunPower Corporation, Systems | PSE&G | Accepted | 2019-11-07 | 2019-11-11 | 2020-11-11 | SUNPOWER | SPR-E20-327-E-AC | Solar Panels |  | 0.327 | 18 | 185 | 35 |  | Fixed | Roof
Solar Registration Program | NJSRRE1543046160 | Elizabeth | 7208 | 10 | 17 | Residential | Yes | Behind the Meter | SunPower Corporation, Systems | PSE&G | Accepted | 2019-11-07 | 2019-11-11 | 2020-11-11 | SUNPOWER | SPR-E20-327-E-AC | Solar Panels |  | 0.327 | 30 | 5 | 35 |  | Fixed | Roof
Solar Registration Program | NJSRRE1543046160 | Elizabeth | 7208 | 10 | 17 | Residential | Yes | Behind the Meter | SunPower Corporation, Systems | PSE&G | Accepted | 2019-11-07 | 2019-11-11 | 2020-11-11 | SUNPOWER | SPR-E20-327-E-AC | Solar Panels |  | 0.327 | 2 | 185 | 10 |  | Fixed | Roof
Solar Registration Program | NJSRRE1543046160 | Elizabeth | 7208 | 10 | 17 | Residential | Yes | Behind the Meter | SunPower Corporation, Systems | PSE&G | Accepted | 2019-11-07 | 2019-11-11 | 2020-11-11 | SUNPOWER | SPR-E20-327-E-AC | Solar Panels |  | 0.327 | 2 | 185 | 10 |  | Fixed | Roof
Solar Registration Program | NJSRRE1543046160 | Elizabeth | 7208 | 10 | 17 | Residential | Yes | Behind the Meter | SunPower Corporation, Systems | PSE&G | Accepted | 2019-11-07 | 2019-11-11 | 2020-11-11 | SUNPOWER | SPR-E20-327-E-AC | Inverters | 320 |  | 52 |  |  | 0.96 |  | Other | under each panel
Solar Registration Program | NJSRRE1543532720 | Deptford Township | 8096 | 15 | 17 | Residential | Yes | Behind the Meter | SunnyMac LLC | PSE&G | Accepted | 2019-12-12 | 2019-12-17 | 2020-12-17 | SunPower | SPR-E20-327 | Solar Panels |  | 0.327 | 12 | 186 | 23 |  | Fixed | Roof
Solar Registration Program | NJSRRE1543532720 | Deptford Township | 8096 | 15 | 17 | Residential | Yes | Behind the Meter | SunnyMac LLC | PSE&G | Accepted | 2019-12-12 | 2019-12-17 | 2020-12-17 | SunPower | SPR-E20-327 | Solar Panels |  | 0.327 | 6 | 96 | 27 |  | Fixed | Roof
Solar Registration Program | NJSRRE1543532720 | Deptford Township | 8096 | 15 | 17 | Residential | Yes | Behind the Meter | SunnyMac LLC | PSE&G | Accepted | 2019-12-12 | 2019-12-17 | 2020-12-17 | SunPower | SPR-E20-327 | Solar Panels |  | 0.327 | 16 | 186 | 30 |  | Fixed | Roof
Solar Registration Program | NJSRRE1543532720 | Deptford Township | 8096 | 15 | 17 | Residential | Yes | Behind the Meter | SunnyMac LLC | PSE&G | Accepted | 2019-12-12 | 2019-12-17 | 2020-12-17 | SunPower | SPR-E20-327 | Solar Panels |  | 0.327 | 18 | 186 | 23 |  | Fixed | Roof
Solar Registration Program | NJSRRE1543532720 | Deptford Township | 8096 | 15 | 17 | Residential | Yes | Behind the Meter | SunnyMac LLC | PSE&G | Accepted | 2019-12-12 | 2019-12-17 | 2020-12-17 | Enphase | IQ7XS-96-ACM-US | Inverters | 0.315 |  | 52 |  |  | 0.99 |  | Outdoor | roof
Solar Registration Program | NJSRRE1540263001 | SPARTA | 7871 | 1 | 17.01 | Residential | Yes | Behind the Meter | Vivint Solar Developer, LLC | JCP&L | Accepted | 2019-01-22 | 2019-01-25 | 2020-01-25 | Hanwha Solar | Q.PEAK DUO BLK-G5 315 | Solar Panels |  | 0.315 | 21 | 183 | 39 |  | Fixed | Roof
Solar Registration Program | NJSRRE1540263001 | SPARTA | 7871 | 1 | 17.01 | Residential | Yes | Behind the Meter | Vivint Solar Developer, LLC | JCP&L | Accepted | 2019-01-22 | 2019-01-25 | 2020-01-25 | Hanwha Solar | Q.PEAK DUO BLK-G5 315 | Solar Panels |  | 0.315 | 33 | 93 | 39 |  | Fixed | Roof
Solar Registration Program | NJSRRE1540263001 | SPARTA | 7871 | 1 | 17.01 | Residential | Yes | Behind the Meter | Vivint Solar Developer, LLC | JCP&L | Accepted | 2019-01-22 | 2019-01-25 | 2020-01-25 | Solar Edge | SE7600H-US | Inverters | 7600 |  | 1 |  |  | 0.992 |  | Outdoor | Near the Utility Meter
Solar Registration Program | NJSRRE1540263001 | SPARTA | 7871 | 1 | 17.01 | Residential | Yes | Behind the Meter | Vivint Solar Developer, LLC | JCP&L | Accepted | 2019-01-22 | 2019-01-25 | 2020-01-25 | Solar Edge | SE3800H-US | Inverters | 3800 |  | 1 |  |  | 0.992 |  | Outdoor | Near the Utility Meter
Solar Registration Program | NJSRRE1540307550 | South Amboy | 8879 | 11 | 17.01 | Residential | Yes | Behind the Meter | Vivint Solar Developer, LLC | JCP&L | Accepted | 2019-02-05 | 2019-02-05 | 2020-02-05 | Hanwha Solar | Q.PEAK DUO BLK-G5 315 | Solar Panels |  | 0.315 | 3 | 239 | 24 |  | Fixed | Roof
Solar Registration Program | NJSRRE1540307550 | South Amboy | 8879 | 11 | 17.01 | Residential | Yes | Behind the Meter | Vivint Solar Developer, LLC | JCP&L | Accepted | 2019-02-05 | 2019-02-05 | 2020-02-05 | Hanwha Solar | Q.PEAK DUO BLK-G5 315 | Solar Panels |  | 0.315 | 28 | 329 | 21 |  | Fixed | Roof
Solar Registration Program | NJSRRE1540307550 | South Amboy | 8879 | 11 | 17.01 | Residential | Yes | Behind the Meter | Vivint Solar Developer, LLC | JCP&L | Accepted | 2019-02-05 | 2019-02-05 | 2020-02-05 | Hanwha Solar | Q.PEAK DUO BLK-G5 315 | Solar Panels |  | 0.315 | 13 | 239 | 22 |  | Fixed | Roof
Solar Registration Program | NJSRRE1540307550 | South Amboy | 8879 | 11 | 17.01 | Residential | Yes | Behind the Meter | Vivint Solar Developer, LLC | JCP&L | Accepted | 2019-02-05 | 2019-02-05 | 2020-02-05 | Hanwha Solar | Q.PEAK DUO BLK-G5 315 | Solar Panels |  | 0.315 | 8 | 149 | 21 |  | Fixed | Roof
Solar Registration Program | NJSRRE1540307550 | South Amboy | 8879 | 11 | 17.01 | Residential | Yes | Behind the Meter | Vivint Solar Developer, LLC | JCP&L | Accepted | 2019-02-05 | 2019-02-05 | 2020-02-05 | Hanwha Solar | Q.PEAK DUO BLK-G5 315 | Solar Panels |  | 0.315 | 2 | 59 | 24 |  | Fixed | Roof
Solar Registration Program | NJSRRE1540307550 | South Amboy | 8879 | 11 | 17.01 | Residential | Yes | Behind the Meter | Vivint Solar Developer, LLC | JCP&L | Accepted | 2019-02-05 | 2019-02-05 | 2020-02-05 | Solar Edge | SE10000H-US | Inverters | 10000 |  | 1 |  |  | 0.992 |  | Outdoor | Near the Utility Meter
Solar Registration Program | NJSRRE1540307550 | South Amboy | 8879 | 11 | 17.01 | Residential | Yes | Behind the Meter | Vivint Solar Developer, LLC | JCP&L | Accepted | 2019-02-05 | 2019-02-05 | 2020-02-05 | Solar Edge | SE3800H-US | Inverters | 3800 |  | 1 |  |  | 0.992 |  | Outdoor | Near the Utility Meter
Solar Registration Program | NJSRRE1540461210 | Little Egg Harbor | 8087 | 18 | 17.01 | Residential | Yes | Behind the Meter | Trinity Solar | AC Electric | Accepted | 2019-03-08 | 2019-03-11 | 2020-03-11 | Hanwha 315 | Q.PEAK DUO BLK-G5 315) | Solar Panels |  | 0.315 | 18 | 280 | 23 |  | Fixed | Roof
Solar Registration Program | NJSRRE1540461210 | Little Egg Harbor | 8087 | 18 | 17.01 | Residential | Yes | Behind the Meter | Trinity Solar | AC Electric | Accepted | 2019-03-08 | 2019-03-11 | 2020-03-11 | Hanwha 315 | Q.PEAK DUO BLK-G5 315 | Solar Panels |  | 0.315 | 36 | 100 | 23 |  | Fixed | Roof
Solar Registration Program | NJSRRE1540461210 | Little Egg Harbor | 8087 | 18 | 17.01 | Residential | Yes | Behind the Meter | Trinity Solar | AC Electric | Accepted | 2019-03-08 | 2019-03-11 | 2020-03-11 | Solar Edge | SE10000H-US | Inverters | 10000 |  | 1 |  |  | 0.97 |  | Outside | Side of home
Solar Registration Program | NJSRRE1540461210 | Little Egg Harbor | 8087 | 18 | 17.01 | Residential | Yes | Behind the Meter | Trinity Solar | AC Electric | Accepted | 2019-03-08 | 2019-03-11 | 2020-03-11 | Solar Edge | SE3000H-US | Inverters | 3000 |  | 1 |  |  | 0.97 |  | Outside | Side of home
Solar Registration Program | NJSRRE1540476747 | Whiting | 8759 | 18 | 17.01 | Residential | Yes | Behind the Meter | Trinity Solar | JCP&L | Accepted | 2019-03-12 | 2019-03-13 | 2020-03-13 | Hanwha 315 | Q.PEAK DUO BLK-G5 315 | Solar Panels |  | 0.315 | 19 | 324 | 18 |  | Fixed | Roof
Solar Registration Program | NJSRRE1540476747 | Whiting | 8759 | 18 | 17.01 | Residential | Yes | Behind the Meter | Trinity Solar | JCP&L | Accepted | 2019-03-12 | 2019-03-13 | 2020-03-13 | Hanwha 315 | Q.PEAK DUO BLK-G5 315 | Solar Panels |  | 0.315 | 35 | 144 | 18 |  | Fixed | Roof
Solar Registration Program | NJSRRE1540476747 | Whiting | 8759 | 18 | 17.01 | Residential | Yes | Behind the Meter | Trinity Solar | JCP&L | Accepted | 2019-03-12 | 2019-03-13 | 2020-03-13 | Solar Edge | SE10000H-US000NNC2 | Inverters | 10000 |  | 1 |  |  | 0.97 |  | Outside | side of home
Solar Registration Program | NJSRRE1540476747 | Whiting | 8759 | 18 | 17.01 | Residential | Yes | Behind the Meter | Trinity Solar | JCP&L | Accepted | 2019-03-12 | 2019-03-13 | 2020-03-13 | Solar Edge | SE3000H-US000NNC2 | Inverters | 3000 |  | 1 |  |  | 0.97 |  | Outside | Side of home
Solar Registration Program | NJSRRE1541788263 | Millville | 8332 | 20 | 17.01 | Residential | Yes | Behind the Meter | Trinity Solar | AC Electric | Accepted | 2019-08-05 | 2019-08-08 | 2020-08-08 | Hanwha | Q.PEAK DUO BLK-G5 315 | Solar Panels |  | 0.315 | 16 | 103 | 37 |  | Fixed | Roof
Solar Registration Program | NJSRRE1541788263 | Millville | 8332 | 20 | 17.01 | Residential | Yes | Behind the Meter | Trinity Solar | AC Electric | Accepted | 2019-08-05 | 2019-08-08 | 2020-08-08 | Hanwha | Q.PEAK DUO BLK-G5 315 | Solar Panels |  | 0.315 | 22 | 103 | 9 |  | Fixed | Roof
Solar Registration Program | NJSRRE1541788263 | Millville | 8332 | 20 | 17.01 | Residential | Yes | Behind the Meter | Trinity Solar | AC Electric | Accepted | 2019-08-05 | 2019-08-08 | 2020-08-08 | Hanwha | Q.PEAK DUO BLK-G5 315 | Solar Panels |  | 0.315 | 16 | 103 | 18 |  | Fixed | Roof
Solar Registration Program | NJSRRE1541788263 | Millville | 8332 | 20 | 17.01 | Residential | Yes | Behind the Meter | Trinity Solar | AC Electric | Accepted | 2019-08-05 | 2019-08-08 | 2020-08-08 | Solar Edge | SE3800 | Inverters | 3800 |  | 1 |  |  | 0.97 |  | Outside | side of home
Solar Registration Program | NJSRRE1541788263 | Millville | 8332 | 20 | 17.01 | Residential | Yes | Behind the Meter | Trinity Solar | AC Electric | Accepted | 2019-08-05 | 2019-08-08 | 2020-08-08 | Solar Edge | SE10000 | Inverters | 10000 |  | 1 |  |  | 0.97 |  | Outside | side of home
Solar Registration Program | NJSRRE1541832977 | Hightstown | 8520 | 12 | 17.01 | Residential | No | Behind the Meter | Morgan Associates and Consulting LLC | JCP&L | Accepted | 2019-08-14 | 2019-08-23 | 2020-08-23 | Axitec | Axitec 315 | Solar Panels |  | 0.315 | 54 | 168 | 18 |  | Fixed | Roof
Solar Registration Program | NJSRRE1541832977 | Hightstown | 8520 | 12 | 17.01 | Residential | No | Behind the Meter | Morgan Associates and Consulting LLC | JCP&L | Accepted | 2019-08-14 | 2019-08-23 | 2020-08-23 | SolarEdge | 10kW | Inverters | 10000 |  | 2 |  |  | 0.98 |  | Outside | SIde of house
Solar Registration Program | NJSRRE1541851005 | Union Beach | 7735 | 17 | 17.01 | Residential | Yes | Behind the Meter | Trinity Solar | JCP&L | Accepted | 2019-08-16 | 2019-08-23 | 2020-08-23 | Hanwha | Q.PEAK DUO BLK-G5 315 | Solar Panels |  | 0.315 | 17 | 84 | 19 |  | Fixed | Roof
Solar Registration Program | NJSRRE1541851005 | Union Beach | 7735 | 17 | 17.01 | Residential | Yes | Behind the Meter | Trinity Solar | JCP&L | Accepted | 2019-08-16 | 2019-08-23 | 2020-08-23 | Hanwha | Q.PEAK DUO BLK-G5 315 | Solar Panels |  | 0.315 | 4 | 84 | 23 |  | Fixed | Roof
Solar Registration Program | NJSRRE1541851005 | Union Beach | 7735 | 17 | 17.01 | Residential | Yes | Behind the Meter | Trinity Solar | JCP&L | Accepted | 2019-08-16 | 2019-08-23 | 2020-08-23 | Hanwha | Q.PEAK DUO BLK-G5 315 | Solar Panels |  | 0.315 | 12 | 264 | 23 |  | Fixed | Roof
Solar Registration Program | NJSRRE1541851005 | Union Beach | 7735 | 17 | 17.01 | Residential | Yes | Behind the Meter | Trinity Solar | JCP&L | Accepted | 2019-08-16 | 2019-08-23 | 2020-08-23 | Hanwha | Q.PEAK DUO BLK-G5 315 | Solar Panels |  | 0.315 | 21 | 264 | 19 |  | Fixed | Roof
Solar Registration Program | NJSRRE1541851005 | Union Beach | 7735 | 17 | 17.01 | Residential | Yes | Behind the Meter | Trinity Solar | JCP&L | Accepted | 2019-08-16 | 2019-08-23 | 2020-08-23 | Solar edge | SE3800 | Inverters | 3800 |  | 1 |  |  | 0.97 |  | Outside | side of home
Solar Registration Program | NJSRRE1541851005 | Union Beach | 7735 | 17 | 17.01 | Residential | Yes | Behind the Meter | Trinity Solar | JCP&L | Accepted | 2019-08-16 | 2019-08-23 | 2020-08-23 | Solar Edge | SE10000 | Inverters | 10000 |  | 1 |  |  | 0.97 |  | Outside | side of home
Solar Registration Program | NJSRRE1541851191 | Morris Plains | 7950 | 14 | 17.01 | Residential | Yes | Behind the Meter | Pro Custom Solar dba Momentum Solar | JCP&L | Accepted | 2019-08-16 | 2019-08-23 | 2020-08-23 | HANWHA | Q.PEAK DUO BLK-G5 315 | Solar Panels |  | 0.315 | 13 | 203 | 22 |  | Fixed | Roof
Solar Registration Program | NJSRRE1541851191 | Morris Plains | 7950 | 14 | 17.01 | Residential | Yes | Behind the Meter | Pro Custom Solar dba Momentum Solar | JCP&L | Accepted | 2019-08-16 | 2019-08-23 | 2020-08-23 | HANWHA | Q.PEAK DUO BLK-G5 315 | Solar Panels |  | 0.315 | 41 | 114 | 22 |  | Fixed | Roof
Solar Registration Program | NJSRRE1541851191 | Morris Plains | 7950 | 14 | 17.01 | Residential | Yes | Behind the Meter | Pro Custom Solar dba Momentum Solar | JCP&L | Accepted | 2019-08-16 | 2019-08-23 | 2020-08-23 | Enphase Energy | IQ6-60-2-US | Inverters | 240 |  | 54 |  |  | 0.97 |  | Outdoor | Roof
Solar Registration Program | NJSRRE1541883723 | HAMILTON | 8690 | 12 | 17.01 | Residential | Yes | Behind the Meter | Vivint Solar Developer, LLC | PSE&G | Accepted | 2019-09-05 | 2019-09-05 | 2020-09-05 | Hanwha Solar | Q.PEAK DUO BLK-G5 315 | Solar Panels |  | 0.315 | 22 | 149 | 29 |  | Fixed | Roof
Solar Registration Program | NJSRRE1541883723 | HAMILTON | 8690 | 12 | 17.01 | Residential | Yes | Behind the Meter | Vivint Solar Developer, LLC | PSE&G | Accepted | 2019-09-05 | 2019-09-05 | 2020-09-05 | Hanwha Solar | Q.PEAK DUO BLK-G5 315 | Solar Panels |  | 0.315 | 32 | 329 | 29 |  | Fixed | Roof
Solar Registration Program | NJSRRE1541883723 | HAMILTON | 8690 | 12 | 17.01 | Residential | Yes | Behind the Meter | Vivint Solar Developer, LLC | PSE&G | Accepted | 2019-09-05 | 2019-09-05 | 2020-09-05 | Solar Edge | SE3800H-US | Inverters | 3800 |  | 1 |  |  | 0.992 |  | Outdoor | Near the Utility Meter
Solar Registration Program | NJSRRE1541883723 | HAMILTON | 8690 | 12 | 17.01 | Residential | Yes | Behind the Meter | Vivint Solar Developer, LLC | PSE&G | Accepted | 2019-09-05 | 2019-09-05 | 2020-09-05 | SolarEdge | SE7600H-US | Inverters | 7600 |  | 1 |  |  | 0.992 |  | Outdoor | Near the Utility Meter
Solar Registration Program | NJSRRE1541883954 | Sicklerville | 8081 | 14 | 17.01 | Residential | Yes | Behind the Meter | Vivint Solar Developer, LLC | AC Electric | Accepted | 2019-09-03 | 2019-09-04 | 2020-09-04 | Hanwha Solar | Q.PEAK BLK-G5 315 | Solar Panels |  | 0.315 | 4 | 85 | 21 |  | Fixed | Roof
Solar Registration Program | NJSRRE1541883954 | Sicklerville | 8081 | 14 | 17.01 | Residential | Yes | Behind the Meter | Vivint Solar Developer, LLC | AC Electric | Accepted | 2019-09-03 | 2019-09-04 | 2020-09-04 | Hanwha Solar | Q.PEAK BLK-G5 315 | Solar Panels |  | 0.315 | 5 | 265 | 21 |  | Fixed | Roof
Solar Registration Program | NJSRRE1541883954 | Sicklerville | 8081 | 14 | 17.01 | Residential | Yes | Behind the Meter | Vivint Solar Developer, LLC | AC Electric | Accepted | 2019-09-03 | 2019-09-04 | 2020-09-04 | Hanwha Solar | Q.PEAK BLK-G5 315 | Solar Panels |  | 0.315 | 21 | 85 | 21 |  | Fixed | Roof
Solar Registration Program | NJSRRE1541883954 | Sicklerville | 8081 | 14 | 17.01 | Residential | Yes | Behind the Meter | Vivint Solar Developer, LLC | AC Electric | Accepted | 2019-09-03 | 2019-09-04 | 2020-09-04 | Hanwha Solar | Q.PEAK BLK-G5 315 | Solar Panels |  | 0.315 | 15 | 265 | 21 |  | Fixed | Roof
Solar Registration Program | NJSRRE1541883954 | Sicklerville | 8081 | 14 | 17.01 | Residential | Yes | Behind the Meter | Vivint Solar Developer, LLC | AC Electric | Accepted | 2019-09-03 | 2019-09-04 | 2020-09-04 | Hanwha Solar | Q.PEAK BLK-G5 315 | Solar Panels |  | 0.315 | 9 | 265 | 21 |  | Fixed | Roof
Solar Registration Program | NJSRRE1541883954 | Sicklerville | 8081 | 14 | 17.01 | Residential | Yes | Behind the Meter | Vivint Solar Developer, LLC | AC Electric | Accepted | 2019-09-03 | 2019-09-04 | 2020-09-04 | SolarEdge Technologies | SE7600H | Inverters | 7600 |  | 1 |  |  | 0.992 |  | Outdoor | Near the Utility Meter
Solar Registration Program | NJSRRE1541976863 | Pleasantville | 8232 | 19 | 17.01 | Residential | Yes | Behind the Meter | Trinity Solar | AC Electric | Accepted | 2019-08-30 | 2019-09-04 | 2020-09-04 | HANWHA | Q.PEAK DUO BLK-G5 315 | Solar Panels |  | 0.315 | 24 | 296 | 7 |  | Fixed | Roof
Solar Registration Program | NJSRRE1541976863 | Pleasantville | 8232 | 19 | 17.01 | Residential | Yes | Behind the Meter | Trinity Solar | AC Electric | Accepted | 2019-08-30 | 2019-09-04 | 2020-09-04 | HANWHA | Q.PEAK DUO BLK-G5 315 | Solar Panels |  | 0.315 | 18 | 116 | 40 |  | Fixed | Roof
Solar Registration Program | NJSRRE1541976863 | Pleasantville | 8232 | 19 | 17.01 | Residential | Yes | Behind the Meter | Trinity Solar | AC Electric | Accepted | 2019-08-30 | 2019-09-04 | 2020-09-04 | HANWHA | Q.PEAK DUO BLK-G5 315 | Solar Panels |  | 0.315 | 10 | 116 | 7 |  | Fixed | Roof
Solar Registration Program | NJSRRE1541976863 | Pleasantville | 8232 | 19 | 17.01 | Residential | Yes | Behind the Meter | Trinity Solar | AC Electric | Accepted | 2019-08-30 | 2019-09-04 | 2020-09-04 | HANWHA | Q.PEAK DUO BLK-G5 315 | Solar Panels |  | 0.315 | 2 | 206 | 43 |  | Fixed | Roof
Solar Registration Program | NJSRRE1541976863 | Pleasantville | 8232 | 19 | 17.01 | Residential | Yes | Behind the Meter | Trinity Solar | AC Electric | Accepted | 2019-08-30 | 2019-09-04 | 2020-09-04 | Solar Edge | SE10000H-US000BNC4 | Inverters | 10000 |  | 1 |  |  | 0.97 |  | Outdoor | side of home
Solar Registration Program | NJSRRE1541976863 | Pleasantville | 8232 | 19 | 17.01 | Residential | Yes | Behind the Meter | Trinity Solar | AC Electric | Accepted | 2019-08-30 | 2019-09-04 | 2020-09-04 | Solar Edge | SE3000H-US000BNC4 | Inverters | 3000 |  | 1 |  |  | 0.97 |  | Outdoor | side of home
Solar Registration Program | NJSRRE1542372693 | Williamstown | 8094 | 15 | 17.01 | Residential | No | Behind the Meter | Maier Solar Engineering dba Solar Me | AC Electric | Final As-Built Received | 2019-09-09 | 2019-09-11 | 2020-09-11 | Hanwha | Q.PEAK BLK-G4 315W | Solar Panels |  | 0.315 | 7 | 178 | 16 |  | Fixed | Roof
Solar Registration Program | NJSRRE1542372693 | Williamstown | 8094 | 15 | 17.01 | Residential | No | Behind the Meter | Maier Solar Engineering dba Solar Me | AC Electric | Final As-Built Received | 2019-09-09 | 2019-09-11 | 2020-09-11 | Hanwha | Q.PEAK BLK-G4 315W | Solar Panels |  | 0.315 | 28 | 268 | 22 |  | Fixed | Roof
Solar Registration Program | NJSRRE1542372693 | Williamstown | 8094 | 15 | 17.01 | Residential | No | Behind the Meter | Maier Solar Engineering dba Solar Me | AC Electric | Final As-Built Received | 2019-09-09 | 2019-09-11 | 2020-09-11 | Hanwha | Q.PEAK BLK-G4 315W | Solar Panels |  | 0.315 | 12 | 98 | 22 |  | Fixed | Roof
Solar Registration Program | NJSRRE1542372693 | Williamstown | 8094 | 15 | 17.01 | Residential | No | Behind the Meter | Maier Solar Engineering dba Solar Me | AC Electric | Final As-Built Received | 2019-09-09 | 2019-09-11 | 2020-09-11 | Hanwha | Q.PEAK BLK-G4 315W | Solar Panels |  | 0.315 | 7 | 8 | 16 |  | Fixed | Roof
Solar Registration Program | NJSRRE1542372693 | Williamstown | 8094 | 15 | 17.01 | Residential | No | Behind the Meter | Maier Solar Engineering dba Solar Me | AC Electric | Final As-Built Received | 2019-09-09 | 2019-09-11 | 2020-09-11 | Solar Edge | SE7600H-US | Inverters | 7600 |  | 2 |  |  | 0.97 |  | Outdoor | Next to meter
Solar Registration Program | NJSRRE1542497329 | Hammonton | 8037 | 19 | 17.01 | Residential | No | Behind the Meter | Maier Solar Engineering dba Solar Me | AC Electric | Accepted | 2019-10-02 | 2019-10-04 | 2020-10-04 | Hanwha | Q. PEAK BLK-G5 315w | Solar Panels |  | 0.315 | 54 | 133 | 23 |  | Fixed | Ground
Solar Registration Program | NJSRRE1542497329 | Hammonton | 8037 | 19 | 17.01 | Residential | No | Behind the Meter | Maier Solar Engineering dba Solar Me | AC Electric | Accepted | 2019-10-02 | 2019-10-04 | 2020-10-04 | Enphase | IQ7 | Inverters | 240 |  | 54 |  |  | 0.96 |  | Outdoor | Next to meter
Solar Registration Program | NJSRRE1543500315 | Howell | 7731 | 17 | 17.01 | Residential | No | Behind the Meter | Tesla Energy Operations Inc | JCP&L | Accepted | 2019-12-07 | 2019-12-10 | 2020-12-10 | Hanwha Q-Cells | Q.Peak DUO BLK-G5/SC315 | Solar Panels |  | 0.315 | 6 | 79 | 23 |  | Fixed | Roof
Solar Registration Program | NJSRRE1543500315 | Howell | 7731 | 17 | 17.01 | Residential | No | Behind the Meter | Tesla Energy Operations Inc | JCP&L | Accepted | 2019-12-07 | 2019-12-10 | 2020-12-10 | Hanwha Q-Cells | Q.Peak DUO BLK-G5/SC315 | Solar Panels |  | 0.315 | 26 | 259 | 27 |  | Fixed | Roof
Solar Registration Program | NJSRRE1543500315 | Howell | 7731 | 17 | 17.01 | Residential | No | Behind the Meter | Tesla Energy Operations Inc | JCP&L | Accepted | 2019-12-07 | 2019-12-10 | 2020-12-10 | Hanwha Q-Cells | Q.Peak DUO BLK-G5/SC315 | Solar Panels |  | 0.315 | 14 | 79 | 27 |  | Fixed | Roof
Solar Registration Program | NJSRRE1543500315 | Howell | 7731 | 17 | 17.01 | Residential | No | Behind the Meter | Tesla Energy Operations Inc | JCP&L | Accepted | 2019-12-07 | 2019-12-10 | 2020-12-10 | Hanwha Q-Cells | Q.Peak DUO BLK-G5/SC315 | Solar Panels |  | 0.315 | 2 | 169 | 45 |  | Fixed | Roof
Solar Registration Program | NJSRRE1543500315 | Howell | 7731 | 17 | 17.01 | Residential | No | Behind the Meter | Tesla Energy Operations Inc | JCP&L | Accepted | 2019-12-07 | 2019-12-10 | 2020-12-10 | Hanwha Q-Cells | Q.Peak DUO BLK-G5/SC315 | Solar Panels |  | 0.315 | 6 | 259 | 23 |  | Fixed | Roof
Solar Registration Program | NJSRRE1543500315 | Howell | 7731 | 17 | 17.01 | Residential | No | Behind the Meter | Tesla Energy Operations Inc | JCP&L | Accepted | 2019-12-07 | 2019-12-10 | 2020-12-10 | SolarEdge | SE11400H-US000SNC2 | Inverters | 11400 |  | 1 |  |  | 0.99 |  | Outdoor | Outdoor
Solar Registration Program | NJSRRE1543500315 | Howell | 7731 | 17 | 17.01 | Residential | No | Behind the Meter | Tesla Energy Operations Inc | JCP&L | Accepted | 2019-12-07 | 2019-12-10 | 2020-12-10 | SolarEdge | SE3800H-US000BSC4 | Inverters | 3800 |  | 1 |  |  | 0.99 |  | Outdoor | Outdoor
Solar Registration Program | NJSRRE1541629120 | Hillsboro Township | 8844 | 5 | 17.04 | Non Profit | Yes | Behind the Meter | CE Team Inc. | PSE&G | Accepted | 2019-07-10 | 2019-07-12 | 2020-07-12 | HANWHA | QCELL | Solar Panels |  | 0.318 | 9 | 172 | 24 |  | Fixed | Roof
Solar Registration Program | NJSRRE1541629120 | Hillsboro Township | 8844 | 5 | 17.04 | Non Profit | Yes | Behind the Meter | CE Team Inc. | PSE&G | Accepted | 2019-07-10 | 2019-07-12 | 2020-07-12 | HANWHA | QCELL | Solar Panels |  | 0.315 | 27 | 262 | 24 |  | Fixed | Roof
Solar Registration Program | NJSRRE1541629120 | Hillsboro Township | 8844 | 5 | 17.04 | Non Profit | Yes | Behind the Meter | CE Team Inc. | PSE&G | Accepted | 2019-07-10 | 2019-07-12 | 2020-07-12 | HANWHA | QCELL | Solar Panels |  | 0.315 | 18 | 82 | 24 |  | Fixed | Roof
Solar Registration Program | NJSRRE1541629120 | Hillsboro Township | 8844 | 5 | 17.04 | Non Profit | Yes | Behind the Meter | CE Team Inc. | PSE&G | Accepted | 2019-07-10 | 2019-07-12 | 2020-07-12 | SOLAREDGE | SE7600H | Inverters | 15.2 |  | 2 |  |  | 0.992 |  | Other | SOUTH SIDE WALL
Solar Registration Program | NJSRRE1540819749 | Toms River | 8757 | 18 | 17.05 | Residential | Yes | Behind the Meter | Suntuity Solar LLC | JCP&L | Accepted | 2019-04-04 | 2019-04-04 | 2020-04-04 | Yingli Green Energy | YL310D-30b | Solar Panels |  | 0.31 | 32 | 245 | 27 |  | Fixed | Roof
Solar Registration Program | NJSRRE1540819749 | Toms River | 8757 | 18 | 17.05 | Residential | Yes | Behind the Meter | Suntuity Solar LLC | JCP&L | Accepted | 2019-04-04 | 2019-04-04 | 2020-04-04 | Yingli Green Energy | YL310D-30b | Solar Panels |  | 0.31 | 23 | 65 | 27 |  | Fixed | Roof
Solar Registration Program | NJSRRE1540819749 | Toms River | 8757 | 18 | 17.05 | Residential | Yes | Behind the Meter | Suntuity Solar LLC | JCP&L | Accepted | 2019-04-04 | 2019-04-04 | 2020-04-04 | Enphase Energy | IQ7-60-2-US | Inverters | 240 |  | 55 |  |  | 0.97 |  | Outdoor | Behind the PV Modules
Solar Registration Program | NJSRRE1541016313 | Villas | 8251 | 21 | 17.05 | Residential | Yes | Behind the Meter | Suntuity Solar LLC | AC Electric | Accepted | 2019-05-17 | 2019-05-21 | 2020-05-21 | Yingli Green Energy | YL310D-30b | Solar Panels |  | 0.31 | 14 | 115 | 20 |  | Fixed | Roof
Solar Registration Program | NJSRRE1541016313 | Villas | 8251 | 21 | 17.05 | Residential | Yes | Behind the Meter | Suntuity Solar LLC | AC Electric | Accepted | 2019-05-17 | 2019-05-21 | 2020-05-21 | Yingli Green Energy | YL310D-30b | Solar Panels |  | 0.31 | 6 | 205 | 13 |  | Fixed | Roof
Solar Registration Program | NJSRRE1541016313 | Villas | 8251 | 21 | 17.05 | Residential | Yes | Behind the Meter | Suntuity Solar LLC | AC Electric | Accepted | 2019-05-17 | 2019-05-21 | 2020-05-21 | Yingli Green Energy | YL310D-30b | Solar Panels |  | 0.31 | 6 | 115 | 10 |  | Fixed | Roof
Solar Registration Program | NJSRRE1541016313 | Villas | 8251 | 21 | 17.05 | Residential | Yes | Behind the Meter | Suntuity Solar LLC | AC Electric | Accepted | 2019-05-17 | 2019-05-21 | 2020-05-21 | Yingli Green Energy | YL310D-30b | Solar Panels |  | 0.31 | 6 | 296 | 10 |  | Fixed | Roof
Solar Registration Program | NJSRRE1541016313 | Villas | 8251 | 21 | 17.05 | Residential | Yes | Behind the Meter | Suntuity Solar LLC | AC Electric | Accepted | 2019-05-17 | 2019-05-21 | 2020-05-21 | Yingli Green Energy | YL310D-30b | Solar Panels |  | 0.31 | 14 | 296 | 20 |  | Fixed | Roof
Solar Registration Program | NJSRRE1541016313 | Villas | 8251 | 21 | 17.05 | Residential | Yes | Behind the Meter | Suntuity Solar LLC | AC Electric | Accepted | 2019-05-17 | 2019-05-21 | 2020-05-21 | Yingli Green Energy | YL310D-30b | Solar Panels |  | 0.31 | 6 | 25 | 24 |  | Fixed | Roof
Solar Registration Program | NJSRRE1541016313 | Villas | 8251 | 21 | 17.05 | Residential | Yes | Behind the Meter | Suntuity Solar LLC | AC Electric | Accepted | 2019-05-17 | 2019-05-21 | 2020-05-21 | Yingli Green Energy | YL310D-30b | Solar Panels |  | 0.31 | 3 | 205 | 24 |  | Fixed | Roof
Solar Registration Program | NJSRRE1541016313 | Villas | 8251 | 21 | 17.05 | Residential | Yes | Behind the Meter | Suntuity Solar LLC | AC Electric | Accepted | 2019-05-17 | 2019-05-21 | 2020-05-21 | Enphase Energy | IQ7-60-2-US | Inverters | 240 |  | 55 |  |  | 0.97 |  | Outdoor | Behind the PV Modules
Solar Registration Program | NJSRRE1541339797 | Richland | 8350 | 19 | 17.05 | Residential | No | Behind the Meter | Suntuity Solar LLC | AC Electric | Accepted | 2019-06-14 | 2019-06-18 | 2020-06-18 | Yingli Green Energy | YL310D-30b | Solar Panels |  | 0.31 | 55 | 166 | 20 |  | Fixed | Ground
Solar Registration Program | NJSRRE1541339797 | Richland | 8350 | 19 | 17.05 | Residential | No | Behind the Meter | Suntuity Solar LLC | AC Electric | Accepted | 2019-06-14 | 2019-06-18 | 2020-06-18 | Enphase Energy | IQ7-60-2-US | Inverters | 240 |  | 55 |  |  | 0.97 |  | Outdoor | Behind the PV Modules
Solar Registration Program | NJSRRE1541692966 | Franklin Township | 8873 | 5 | 17.05 | Residential | No | Behind the Meter | Green Power Energy | PSE&G | Accepted | 2019-07-22 | 2019-07-24 | 2020-07-24 | Silfab | SLA-M 310 | Solar Panels |  | 0.31 | 30 | 126 | 27 |  | Fixed | Roof
Solar Registration Program | NJSRRE1541692966 | Franklin Township | 8873 | 5 | 17.05 | Residential | No | Behind the Meter | Green Power Energy | PSE&G | Accepted | 2019-07-22 | 2019-07-24 | 2020-07-24 | Silfab | SLA-M 310 | Solar Panels |  | 0.31 | 25 | 35 | 18 |  | Fixed | Roof
Solar Registration Program | NJSRRE1541692966 | Franklin Township | 8873 | 5 | 17.05 | Residential | No | Behind the Meter | Green Power Energy | PSE&G | Accepted | 2019-07-22 | 2019-07-24 | 2020-07-24 | Solar Edge | SE7600H-US | Inverters | 7600 |  | 2 |  |  | 0.97 |  | Outside | next to meter
Solar Registration Program | NJSRRE1541698900 | North Brunswick Township | 8902 | 11 | 17.05 | Residential | No | Behind the Meter | Palmetto Solar | PSE&G | Accepted | 2019-07-24 | 2019-07-26 | 2020-07-26 | Yingli | YL310D-30B | Solar Panels |  | 0.31 | 5 | 132 | 34 |  | Fixed | Roof
Solar Registration Program | NJSRRE1541698900 | North Brunswick Township | 8902 | 11 | 17.05 | Residential | No | Behind the Meter | Palmetto Solar | PSE&G | Accepted | 2019-07-24 | 2019-07-26 | 2020-07-26 | Yingli | YL310D-30B | Solar Panels |  | 0.31 | 8 | 222 | 21 |  | Fixed | Roof
Solar Registration Program | NJSRRE1541698900 | North Brunswick Township | 8902 | 11 | 17.05 | Residential | No | Behind the Meter | Palmetto Solar | PSE&G | Accepted | 2019-07-24 | 2019-07-26 | 2020-07-26 | Yingli | YL310D-30B | Solar Panels |  | 0.31 | 7 | 42 | 21 |  | Fixed | Roof
Solar Registration Program | NJSRRE1541698900 | North Brunswick Township | 8902 | 11 | 17.05 | Residential | No | Behind the Meter | Palmetto Solar | PSE&G | Accepted | 2019-07-24 | 2019-07-26 | 2020-07-26 | Yingli | Y310D-30B | Solar Panels |  | 0.31 | 10 | 132 | 34 |  | Fixed | Roof
Solar Registration Program | NJSRRE1541698900 | North Brunswick Township | 8902 | 11 | 17.05 | Residential | No | Behind the Meter | Palmetto Solar | PSE&G | Accepted | 2019-07-24 | 2019-07-26 | 2020-07-26 | Yingli | YL310D-30B | Solar Panels |  | 0.31 | 25 | 312 | 34 |  | Fixed | Roof
Solar Registration Program | NJSRRE1541698900 | North Brunswick Township | 8902 | 11 | 17.05 | Residential | No | Behind the Meter | Palmetto Solar | PSE&G | Accepted | 2019-07-24 | 2019-07-26 | 2020-07-26 | SolarEdge | SE10000H-US | Inverters | 10000 |  | 1 |  |  | 0.99 |  | Outside | side of the house
Solar Registration Program | NJSRRE1541698900 | North Brunswick Township | 8902 | 11 | 17.05 | Residential | No | Behind the Meter | Palmetto Solar | PSE&G | Accepted | 2019-07-24 | 2019-07-26 | 2020-07-26 | SolarEdge | SE5000H-US | Inverters | 5000 |  | 1 |  |  | 0.99 |  | Outside | Side of the house
Solar Registration Program | NJSRRE1542395087 | Lakewood | 8701 | 18 | 17.05 | Residential | No | Behind the Meter | Powerlutions | JCP&L | Accepted | 2019-09-13 | 2019-09-17 | 2020-09-17 | Axitec | AC-310P/156-72S | Solar Panels |  | 0.31 | 27 | 265 | 33 |  | Fixed | Roof
Solar Registration Program | NJSRRE1542395087 | Lakewood | 8701 | 18 | 17.05 | Residential | No | Behind the Meter | Powerlutions | JCP&L | Accepted | 2019-09-13 | 2019-09-17 | 2020-09-17 | Axitec | AC-310P/156-72S | Solar Panels |  | 0.31 | 15 | 85 | 33 |  | Fixed | Roof
Solar Registration Program | NJSRRE1542395087 | Lakewood | 8701 | 18 | 17.05 | Residential | No | Behind the Meter | Powerlutions | JCP&L | Accepted | 2019-09-13 | 2019-09-17 | 2020-09-17 | Axitec | AC-310P/156-72S | Solar Panels |  | 0.31 | 4 | 175 | 30 |  | Fixed | Roof
Solar Registration Program | NJSRRE1542395087 | Lakewood | 8701 | 18 | 17.05 | Residential | No | Behind the Meter | Powerlutions | JCP&L | Accepted | 2019-09-13 | 2019-09-17 | 2020-09-17 | Axitec | AC-310P/156-72S | Solar Panels |  | 0.31 | 9 | 265 | 33 |  | Fixed | Roof
Solar Registration Program | NJSRRE1542395087 | Lakewood | 8701 | 18 | 17.05 | Residential | No | Behind the Meter | Powerlutions | JCP&L | Accepted | 2019-09-13 | 2019-09-17 | 2020-09-17 | SolarEdge | SE7600H-US | Inverters | 15.2 |  | 2 |  |  | 0.99 |  | Outdoor | Near Meter
Solar Registration Program | NJSRRE1542524970 | Germania | 8215 | 19 | 17.05 | Residential | Yes | Behind the Meter | RCL Enterprises Inc. | AC Electric | Accepted | 2019-10-10 | 2019-10-14 | 2020-10-14 | Trina Solar | TSM-310DD05H | Solar Panels |  | 0.31 | 25 | 220 | 20 |  | Fixed | Roof
Solar Registration Program | NJSRRE1542524970 | Germania | 8215 | 19 | 17.05 | Residential | Yes | Behind the Meter | RCL Enterprises Inc. | AC Electric | Accepted | 2019-10-10 | 2019-10-14 | 2020-10-14 | Trina Solar | TSM-310DD5H | Solar Panels |  | 0.31 | 6 | 40 | 20 |  | Fixed | Roof
Solar Registration Program | NJSRRE1542524970 | Germania | 8215 | 19 | 17.05 | Residential | Yes | Behind the Meter | RCL Enterprises Inc. | AC Electric | Accepted | 2019-10-10 | 2019-10-14 | 2020-10-14 | Trina Solar | TSM-310DD05H | Solar Panels |  | 0.31 | 24 | 220 | 20 |  | Fixed | Roof
Solar Registration Program | NJSRRE1542524970 | Germania | 8215 | 19 | 17.05 | Residential | Yes | Behind the Meter | RCL Enterprises Inc. | AC Electric | Accepted | 2019-10-10 | 2019-10-14 | 2020-10-14 | Enphase | IQ7 | Inverters | 13200 |  | 55 |  |  | 0.96 |  | Outdoor | under panels
Solar Registration Program | NJSRRE1542685425 | Hammonton | 8037 | 19 | 17.05 | Residential | Yes | Behind the Meter | RCL Enterprises Inc. | AC Electric | Accepted | 2019-10-28 | 2019-10-30 | 2020-10-30 | Trina | TSM310DD05H | Solar Panels |  | 0.31 | 21 | 250 | 24 |  | Fixed | Roof
Solar Registration Program | NJSRRE1542685425 | Hammonton | 8037 | 19 | 17.05 | Residential | Yes | Behind the Meter | RCL Enterprises Inc. | AC Electric | Accepted | 2019-10-28 | 2019-10-30 | 2020-10-30 | Trina | TSM-310DD05H | Solar Panels |  | 0.31 | 10 | 70 | 24 |  | Fixed | Roof
Solar Registration Program | NJSRRE1542685425 | Hammonton | 8037 | 19 | 17.05 | Residential | Yes | Behind the Meter | RCL Enterprises Inc. | AC Electric | Accepted | 2019-10-28 | 2019-10-30 | 2020-10-30 | Trina | TSM-310DD05H | Solar Panels |  | 0.31 | 24 | 180 | 22 |  | Fixed | Roof
Solar Registration Program | NJSRRE1542685425 | Hammonton | 8037 | 19 | 17.05 | Residential | Yes | Behind the Meter | RCL Enterprises Inc. | AC Electric | Accepted | 2019-10-28 | 2019-10-30 | 2020-10-30 | Enphase | IQ7 | Inverters | 13200 |  | 55 |  |  | 0.96 |  | Outdoor | under the panels
Solar Registration Program | NJSRRE1543481663 | Westville | 8093 | 15 | 17.05 | Residential | Yes | Behind the Meter | Orbit Energy & Power, LLC | PSE&G | Accepted | 2019-12-05 | 2019-12-09 | 2020-12-09 | TRINA SOLAR | TSM-DD05A.08(II) 310W | Solar Panels |  | 0.31 | 4 | 201 | 22 |  | Fixed | Roof
Solar Registration Program | NJSRRE1543481663 | Westville | 8093 | 15 | 17.05 | Residential | Yes | Behind the Meter | Orbit Energy & Power, LLC | PSE&G | Accepted | 2019-12-05 | 2019-12-09 | 2020-12-09 | TRINA SOLAR | TSM-DD05A.08(II) 310W | Solar Panels |  | 0.31 | 26 | 291 | 16 |  | Fixed | Roof
Solar Registration Program | NJSRRE1543481663 | Westville | 8093 | 15 | 17.05 | Residential | Yes | Behind the Meter | Orbit Energy & Power, LLC | PSE&G | Accepted | 2019-12-05 | 2019-12-09 | 2020-12-09 | TRINA SOLAR | TSM-DD05A.08(II) 310w | Solar Panels |  | 0.31 | 25 | 111 | 16 |  | Fixed | Roof
Solar Registration Program | NJSRRE1543481663 | Westville | 8093 | 15 | 17.05 | Residential | Yes | Behind the Meter | Orbit Energy & Power, LLC | PSE&G | Accepted | 2019-12-05 | 2019-12-09 | 2020-12-09 | ENPHASE | IQ7-60-2-US | Inverters | 0.24 |  | 55 |  |  | 0.99 |  | Outside | ROOF
Solar Registration Program | NJSRRE1543434190 | Morganville | 7751 | 17 | 17.08 | Residential | Yes | Behind the Meter | Sunrun Installation Services, Inc. | JCP&L | Accepted | 2019-11-21 | 2019-11-26 | 2020-11-26 | REC Solar | REC280TP | Solar Panels |  | 0.28 | 61 | 154 | 18 |  | Fixed | Roof
Solar Registration Program | NJSRRE1543434190 | Morganville | 7751 | 17 | 17.08 | Residential | Yes | Behind the Meter | Sunrun Installation Services, Inc. | JCP&L | Accepted | 2019-11-21 | 2019-11-26 | 2020-11-26 | SolarEdge Technologies | SE5000 (240V) w/ -ER-US or A-US | Inverters | 5000 |  | 1 |  |  | 0.96 |  | Outdoor | Next To Meter
Solar Registration Program | NJSRRE1543434190 | Morganville | 7751 | 17 | 17.08 | Residential | Yes | Behind the Meter | Sunrun Installation Services, Inc. | JCP&L | Accepted | 2019-11-21 | 2019-11-26 | 2020-11-26 | SolarEdge Technologies | SE10000A-US (240V) | Inverters | 10000 |  | 1 |  |  | 0.96 |  | Outdoor | Next To Meter
Solar Registration Program | NJSRRE1541883957 | South Brunswick Township | 8852 | 11 | 17.09 | Residential | No | Behind the Meter | Pro Custom Solar dba Momentum Solar | PSE&G | Accepted | 2019-08-26 | 2019-08-28 | 2020-08-28 | LG ELECTRONICS | LG 335N1C-V5 | Solar Panels |  | 0.335 | 16 | 176 | 29 |  | Fixed | Roof
Solar Registration Program | NJSRRE1541883957 | South Brunswick Township | 8852 | 11 | 17.09 | Residential | No | Behind the Meter | Pro Custom Solar dba Momentum Solar | PSE&G | Accepted | 2019-08-26 | 2019-08-28 | 2020-08-28 | LG ELECTRONICS | LG 335N1C-V5 | Solar Panels |  | 0.335 | 6 | 176 | 28 |  | Fixed | Roof
Solar Registration Program | NJSRRE1541883957 | South Brunswick Township | 8852 | 11 | 17.09 | Residential | No | Behind the Meter | Pro Custom Solar dba Momentum Solar | PSE&G | Accepted | 2019-08-26 | 2019-08-28 | 2020-08-28 | LG ELECTRONICS | LG 335N1C-V5 | Solar Panels |  | 0.335 | 6 | 178 | 28 |  | Fixed | Roof
Solar Registration Program | NJSRRE1541883957 | South Brunswick Township | 8852 | 11 | 17.09 | Residential | No | Behind the Meter | Pro Custom Solar dba Momentum Solar | PSE&G | Accepted | 2019-08-26 | 2019-08-28 | 2020-08-28 | LG ELECTRONICS | LG 335N1C-V5 | Solar Panels |  | 0.335 | 15 | 177 | 28 |  | Fixed | Roof
Solar Registration Program | NJSRRE1541883957 | South Brunswick Township | 8852 | 11 | 17.09 | Residential | No | Behind the Meter | Pro Custom Solar dba Momentum Solar | PSE&G | Accepted | 2019-08-26 | 2019-08-28 | 2020-08-28 | LG ELECTRONICS | LG 335N1C-V5 | Solar Panels |  | 0.335 | 4 | 268 | 43 |  | Fixed | Roof
Solar Registration Program | NJSRRE1541883957 | South Brunswick Township | 8852 | 11 | 17.09 | Residential | No | Behind the Meter | Pro Custom Solar dba Momentum Solar | PSE&G | Accepted | 2019-08-26 | 2019-08-28 | 2020-08-28 | LG ELECTRONICS | LG 335N1C-V5 | Solar Panels |  | 0.335 | 4 | 356 | 29 |  | Fixed | Roof
Solar Registration Program | NJSRRE1541883957 | South Brunswick Township | 8852 | 11 | 17.09 | Residential | No | Behind the Meter | Pro Custom Solar dba Momentum Solar | PSE&G | Accepted | 2019-08-26 | 2019-08-28 | 2020-08-28 | Enphase Energy | IQ7-60-2-US | Inverters | 250 |  | 51 |  |  | 0.97 |  | Outdoor | Roof
Solar Registration Program | NJSRRE1542573030 | WHITING | 8759 | 18 | 17.09 | Residential | Yes | Behind the Meter | Vivint Solar Developer, LLC | JCP&L | Accepted | 2019-10-22 | 2019-10-23 | 2020-10-23 | Trina Solar | TSM-255 PA05 | Solar Panels |  | 0.255 | 38 | 52 | 18 |  | Fixed | Roof
Solar Registration Program | NJSRRE1542573030 | WHITING | 8759 | 18 | 17.09 | Residential | Yes | Behind the Meter | Vivint Solar Developer, LLC | JCP&L | Accepted | 2019-10-22 | 2019-10-23 | 2020-10-23 | Trina Solar | TSM-255 PA05 | Solar Panels |  | 0.255 | 16 | 232 | 18 |  | Fixed | Roof
Solar Registration Program | NJSRRE1542573030 | WHITING | 8759 | 18 | 17.09 | Residential | Yes | Behind the Meter | Vivint Solar Developer, LLC | JCP&L | Accepted | 2019-10-22 | 2019-10-23 | 2020-10-23 | Trina Solar | TSM-255 PA05 | Solar Panels |  | 0.255 | 13 | 232 | 18 |  | Fixed | Roof
Solar Registration Program | NJSRRE1542573030 | WHITING | 8759 | 18 | 17.09 | Residential | Yes | Behind the Meter | Vivint Solar Developer, LLC | JCP&L | Accepted | 2019-10-22 | 2019-10-23 | 2020-10-23 | Enphase | M215-60-2LL-S2x-ZC | Inverters | 215 |  | 67 |  |  | 0.96 |  | Other | Underneath each module
Solar Registration Program | NJSRRE1543563308 | Dividing Creek | 8315 | 20 | 17.09 | Residential | Yes | Behind the Meter | Bright Planet Solar | AC Electric | Accepted | 2019-12-17 | 2019-12-20 | 2020-12-20 | LG | LG335N1C-A5 | Solar Panels |  | 0.335 | 24 | 40 | 18 |  | Fixed | Roof
Solar Registration Program | NJSRRE1543563308 | Dividing Creek | 8315 | 20 | 17.09 | Residential | Yes | Behind the Meter | Bright Planet Solar | AC Electric | Accepted | 2019-12-17 | 2019-12-20 | 2020-12-20 | LG | LG335N1C-A5 | Solar Panels |  | 0.335 | 27 | 220 | 18 |  | Fixed | Roof
Solar Registration Program | NJSRRE1543563308 | Dividing Creek | 8315 | 20 | 17.09 | Residential | Yes | Behind the Meter | Bright Planet Solar | AC Electric | Accepted | 2019-12-17 | 2019-12-20 | 2020-12-20 | SOLAR EDGE | SE7600H-USRGM | Inverters | 7600 |  | 1 |  |  | 0.98 |  | Outdoor | OUTDOOR
Solar Registration Program | NJSRRE1540746360 | Penns Grove | 8069 | 16 | 17.11 | Residential | No | Behind the Meter | Sunrun Installation Services, Inc. | AC Electric | Accepted | 2019-03-28 | 2019-03-29 | 2020-03-29 | REC Solar | REC290TP2 BLK | Solar Panels |  | 0.29 | 8 | 119 | 9 |  | Fixed | Roof
Solar Registration Program | NJSRRE1540746360 | Penns Grove | 8069 | 16 | 17.11 | Residential | No | Behind the Meter | Sunrun Installation Services, Inc. | AC Electric | Accepted | 2019-03-28 | 2019-03-29 | 2020-03-29 | REC Solar | REC290TP2 BLK | Solar Panels |  | 0.29 | 24 | 300 | 23 |  | Fixed | Roof
Solar Registration Program | NJSRRE1540746360 | Penns Grove | 8069 | 16 | 17.11 | Residential | No | Behind the Meter | Sunrun Installation Services, Inc. | AC Electric | Accepted | 2019-03-28 | 2019-03-29 | 2020-03-29 | REC Solar | REC290TP2 BLK | Solar Panels |  | 0.29 | 27 | 119 | 23 |  | Fixed | Roof
Solar Registration Program | NJSRRE1540746360 | Penns Grove | 8069 | 16 | 17.11 | Residential | No | Behind the Meter | Sunrun Installation Services, Inc. | AC Electric | Accepted | 2019-03-28 | 2019-03-29 | 2020-03-29 | SMA America | SB5.0-1SP-US-40 | Inverters | 5000 |  | 1 |  |  | 0.96 |  | Outdoor | Next To Meter
Solar Registration Program | NJSRRE1540746360 | Penns Grove | 8069 | 16 | 17.11 | Residential | No | Behind the Meter | Sunrun Installation Services, Inc. | AC Electric | Accepted | 2019-03-28 | 2019-03-29 | 2020-03-29 | SMA America | SB7.7-1SP-US-40 | Inverters | 7680 |  | 1 |  |  | 0.96 |  | Outdoor | Next To Meter
Solar Registration Program | NJSRRE1540746360 | Penns Grove | 8069 | 16 | 17.11 | Residential | No | Behind the Meter | Sunrun Installation Services, Inc. | AC Electric | Accepted | 2019-03-28 | 2019-03-29 | 2020-03-29 | SMA America | SB3.8-1SP-US-40 | Inverters | 3800 |  | 1 |  |  | 0.96 |  | Outdoor | Next To Meter
Solar Registration Program | NJSRRE1540856597 | Monroe Township | 8831 | 11 | 17.11 | Residential | Yes | Behind the Meter | Sunrun Installation Services, Inc. | JCP&L | Accepted | 2019-04-16 | 2019-04-17 | 2020-04-17 | REC Solar | REC290TP2 BLK | Solar Panels |  | 0.29 | 32 | 67 | 27 |  | Fixed | Roof
Solar Registration Program | NJSRRE1540856597 | Monroe Township | 8831 | 11 | 17.11 | Residential | Yes | Behind the Meter | Sunrun Installation Services, Inc. | JCP&L | Accepted | 2019-04-16 | 2019-04-17 | 2020-04-17 | REC Solar | REC290TP2 BLK | Solar Panels |  | 0.29 | 27 | 247 | 27 |  | Fixed | Roof
Solar Registration Program | NJSRRE1540856597 | Monroe Township | 8831 | 11 | 17.11 | Residential | Yes | Behind the Meter | Sunrun Installation Services, Inc. | JCP&L | Accepted | 2019-04-16 | 2019-04-17 | 2020-04-17 | SMA America | SB 7.7ΓÇô1SPΓÇôUSΓÇô40 | Inverters | 7700 |  | 1 |  |  | 0.96 |  | Outdoor | meter
Solar Registration Program | NJSRRE1540856597 | Monroe Township | 8831 | 11 | 17.11 | Residential | Yes | Behind the Meter | Sunrun Installation Services, Inc. | JCP&L | Accepted | 2019-04-16 | 2019-04-17 | 2020-04-17 | SMA America | SB 5.0-1SP-US-40 | Inverters | 5000 |  | 1 |  |  | 0.96 |  | Outdoor | meter
Solar Registration Program | NJSRRE1540856597 | Monroe Township | 8831 | 11 | 17.11 | Residential | Yes | Behind the Meter | Sunrun Installation Services, Inc. | JCP&L | Accepted | 2019-04-16 | 2019-04-17 | 2020-04-17 | SMA America | SB 3.8ΓÇô1SPΓÇôUSΓÇô40 | Inverters | 3800 |  | 1 |  |  | 0.96 |  | Outdoor | meter
Solar Registration Program | NJSRRE1541624709 | Franklin Twp Som | 8873 | 5 | 17.11 | Residential | Yes | Behind the Meter | Sunrun Installation Services, Inc. | PSE&G | Accepted | 2019-07-09 | 2019-07-11 | 2020-07-11 | REC Solar | REC290TP2 BLK | Solar Panels |  | 0.29 | 12 | 211 | 45 |  | Fixed | Roof
Solar Registration Program | NJSRRE1541624709 | Franklin Twp Som | 8873 | 5 | 17.11 | Residential | Yes | Behind the Meter | Sunrun Installation Services, Inc. | PSE&G | Accepted | 2019-07-09 | 2019-07-11 | 2020-07-11 | REC Solar | REC290TP2 BLK | Solar Panels |  | 0.29 | 20 | 300 | 37 |  | Fixed | Roof
Solar Registration Program | NJSRRE1541624709 | Franklin Twp Som | 8873 | 5 | 17.11 | Residential | Yes | Behind the Meter | Sunrun Installation Services, Inc. | PSE&G | Accepted | 2019-07-09 | 2019-07-11 | 2020-07-11 | REC Solar | REC290TP2 BLK | Solar Panels |  | 0.29 | 3 | 120 | 37 |  | Fixed | Roof
Solar Registration Program | NJSRRE1541624709 | Franklin Twp Som | 8873 | 5 | 17.11 | Residential | Yes | Behind the Meter | Sunrun Installation Services, Inc. | PSE&G | Accepted | 2019-07-09 | 2019-07-11 | 2020-07-11 | REC Solar | REC290TP2 BLK | Solar Panels |  | 0.29 | 21 | 300 | 37 |  | Fixed | Roof
Solar Registration Program | NJSRRE1541624709 | Franklin Twp Som | 8873 | 5 | 17.11 | Residential | Yes | Behind the Meter | Sunrun Installation Services, Inc. | PSE&G | Accepted | 2019-07-09 | 2019-07-11 | 2020-07-11 | REC Solar | REC290TP2 BLK | Solar Panels |  | 0.29 | 3 | 211 | 45 |  | Fixed | Roof
Solar Registration Program | NJSRRE1541624709 | Franklin Twp Som | 8873 | 5 | 17.11 | Residential | Yes | Behind the Meter | Sunrun Installation Services, Inc. | PSE&G | Accepted | 2019-07-09 | 2019-07-11 | 2020-07-11 | SolarEdge Technologies | SE11400H-USRGM | Inverters | 11400 |  | 1 |  |  | 0.96 |  | Outdoor | Next To Meter
Solar Registration Program | NJSRRE1541624709 | Franklin Twp Som | 8873 | 5 | 17.11 | Residential | Yes | Behind the Meter | Sunrun Installation Services, Inc. | PSE&G | Accepted | 2019-07-09 | 2019-07-11 | 2020-07-11 | SolarEdge Technologies | SE3000H-USRGM | Inverters | 3000 |  | 1 |  |  | 0.96 |  | Outdoor | Next To Meter
Solar Registration Program | NJSRRE1541945904 | Egg harbor city | 8215 | 19 | 17.11 | Residential | Yes | Behind the Meter | Trinity Solar | AC Electric | Accepted | 2019-08-30 | 2019-09-04 | 2020-09-04 | Hanwha | Q.PEAK-BLK G4.1 295 | Solar Panels |  | 0.295 | 30 | 223 | 30 |  | Fixed | Roof
Solar Registration Program | NJSRRE1541945904 | Egg harbor city | 8215 | 19 | 17.11 | Residential | Yes | Behind the Meter | Trinity Solar | AC Electric | Accepted | 2019-08-30 | 2019-09-04 | 2020-09-04 | Hanwha | Q.PEAK-BLK G4.1 295 | Solar Panels |  | 0.295 | 28 | 223 | 45 |  | Fixed | Roof
Solar Registration Program | NJSRRE1541945904 | Egg harbor city | 8215 | 19 | 17.11 | Residential | Yes | Behind the Meter | Trinity Solar | AC Electric | Accepted | 2019-08-30 | 2019-09-04 | 2020-09-04 | Solar Edge | SE6000 | Inverters | 6000 |  | 1 |  |  | 0.97 |  | Outside | side of home
Solar Registration Program | NJSRRE1541945904 | Egg harbor city | 8215 | 19 | 17.11 | Residential | Yes | Behind the Meter | Trinity Solar | AC Electric | Accepted | 2019-08-30 | 2019-09-04 | 2020-09-04 | Solar Edge | SE7600 | Inverters | 7600 |  | 1 |  |  | 0.97 |  | Outside | side of home
Solar Registration Program | NJSRRE1542423081 | Rahway City | 7065 | 10 | 17.11 | Residential | Yes | Behind the Meter | Sunrun Installation Services, Inc. | PSE&G | Accepted | 2019-09-19 | 2019-10-03 | 2020-10-03 | REC Solar | REC290TP2 BLK | Solar Panels |  | 0.29 | 12 | 101 | 23 |  | Fixed | Roof
Solar Registration Program | NJSRRE1542423081 | Rahway City | 7065 | 10 | 17.11 | Residential | Yes | Behind the Meter | Sunrun Installation Services, Inc. | PSE&G | Accepted | 2019-09-19 | 2019-10-03 | 2020-10-03 | REC Solar | REC290TP2 BLK | Solar Panels |  | 0.29 | 20 | 11 | 23 |  | Fixed | Roof
Solar Registration Program | NJSRRE1542423081 | Rahway City | 7065 | 10 | 17.11 | Residential | Yes | Behind the Meter | Sunrun Installation Services, Inc. | PSE&G | Accepted | 2019-09-19 | 2019-10-03 | 2020-10-03 | REC Solar | REC290TP2 BLK | Solar Panels |  | 0.29 | 11 | 281 | 23 |  | Fixed | Roof
Solar Registration Program | NJSRRE1542423081 | Rahway City | 7065 | 10 | 17.11 | Residential | Yes | Behind the Meter | Sunrun Installation Services, Inc. | PSE&G | Accepted | 2019-09-19 | 2019-10-03 | 2020-10-03 | REC Solar | REC290TP2 BLK | Solar Panels |  | 0.29 | 16 | 191 | 23 |  | Fixed | Roof
Solar Registration Program | NJSRRE1542423081 | Rahway City | 7065 | 10 | 17.11 | Residential | Yes | Behind the Meter | Sunrun Installation Services, Inc. | PSE&G | Accepted | 2019-09-19 | 2019-10-03 | 2020-10-03 | Ningbo Ginlong Technologies | Solis-1P9K-4G-US | Inverters | 9000 |  | 1 |  |  | 0.96 |  | Outdoor | Next To Meter
Solar Registration Program | NJSRRE1542423081 | Rahway City | 7065 | 10 | 17.11 | Residential | Yes | Behind the Meter | Sunrun Installation Services, Inc. | PSE&G | Accepted | 2019-09-19 | 2019-10-03 | 2020-10-03 | Ningbo Ginlong Technologies | Solis-1P10K-4G-US | Inverters | 10000 |  | 1 |  |  | 0.96 |  | Outdoor | Next To Meter
Solar Registration Program | NJSRRE1542576204 | Morganville | 7751 | 17 | 17.11 | Residential | Yes | Behind the Meter | Sunrun Installation Services, Inc. | JCP&L | Accepted | 2019-10-22 | 2019-10-24 | 2020-10-24 | REC Solar | REC290TP2 BLK | Solar Panels |  | 0.29 | 6 | 60 | 18 |  | Fixed | Roof
Solar Registration Program | NJSRRE1542576204 | Morganville | 7751 | 17 | 17.11 | Residential | Yes | Behind the Meter | Sunrun Installation Services, Inc. | JCP&L | Accepted | 2019-10-22 | 2019-10-24 | 2020-10-24 | REC Solar | REC290TP2 BLK | Solar Panels |  | 0.29 | 10 | 60 | 30 |  | Fixed | Roof
Solar Registration Program | NJSRRE1542576204 | Morganville | 7751 | 17 | 17.11 | Residential | Yes | Behind the Meter | Sunrun Installation Services, Inc. | JCP&L | Accepted | 2019-10-22 | 2019-10-24 | 2020-10-24 | REC Solar | REC290TP2 BLK | Solar Panels |  | 0.29 | 43 | 240 | 28 |  | Fixed | Roof
Solar Registration Program | NJSRRE1542576204 | Morganville | 7751 | 17 | 17.11 | Residential | Yes | Behind the Meter | Sunrun Installation Services, Inc. | JCP&L | Accepted | 2019-10-22 | 2019-10-24 | 2020-10-24 | SolarEdge Technologies | SE6000H-USRGM | Inverters | 6000 |  | 1 |  |  | 0.96 |  | Outdoor | Next To Meter
Solar Registration Program | NJSRRE1542576204 | Morganville | 7751 | 17 | 17.11 | Residential | Yes | Behind the Meter | Sunrun Installation Services, Inc. | JCP&L | Accepted | 2019-10-22 | 2019-10-24 | 2020-10-24 | SolarEdge Technologies | SE7600H-USRGM | Inverters | 7600 |  | 1 |  |  | 0.96 |  | Outdoor | Next To Meter
Solar Registration Program | NJSRRE1543315580 | Medford | 8055 | 13 | 17.11 | Residential | Yes | Behind the Meter | Sunrun Installation Services, Inc. | PSE&G | Accepted | 2019-11-14 | 2019-11-19 | 2020-11-19 | REC Solar | REC290TP2 BLK | Solar Panels |  | 0.29 | 30 | 201 | 29 |  | Fixed | Roof
Solar Registration Program | NJSRRE1543315580 | Medford | 8055 | 13 | 17.11 | Residential | Yes | Behind the Meter | Sunrun Installation Services, Inc. | PSE&G | Accepted | 2019-11-14 | 2019-11-19 | 2020-11-19 | REC Solar | REC290TP2 BLK | Solar Panels |  | 0.29 | 29 | 21 | 29 |  | Fixed | Roof
Solar Registration Program | NJSRRE1543315580 | Medford | 8055 | 13 | 17.11 | Residential | Yes | Behind the Meter | Sunrun Installation Services, Inc. | PSE&G | Accepted | 2019-11-14 | 2019-11-19 | 2020-11-19 | Delta Electronics | M6-TL-US | Inverters | 5760 |  | 1 |  |  | 0.96 |  | Outdoor | Next To Meter
Solar Registration Program | NJSRRE1543315580 | Medford | 8055 | 13 | 17.11 | Residential | Yes | Behind the Meter | Sunrun Installation Services, Inc. | PSE&G | Accepted | 2019-11-14 | 2019-11-19 | 2020-11-19 | Delta Electronics | M10-TL-US | Inverters | 9600 |  | 1 |  |  | 0.96 |  | Outdoor | Next To Meter
Solar Registration Program | NJSRRE1541976872 | Sicklerville | 8081 | 14 | 17.15 | Residential | No | Behind the Meter | Exact Solar | AC Electric | Accepted | 2019-08-30 | 2019-09-04 | 2020-09-04 | LG | LG350N1C-V5 | Solar Panels |  | 0.35 | 11 | 26 | 33 |  | Fixed | Roof
Solar Registration Program | NJSRRE1541976872 | Sicklerville | 8081 | 14 | 17.15 | Residential | No | Behind the Meter | Exact Solar | AC Electric | Accepted | 2019-08-30 | 2019-09-04 | 2020-09-04 | LG | LG350N1C-V5 | Solar Panels |  | 0.35 | 6 | 115 | 36 |  | Fixed | Roof
Solar Registration Program | NJSRRE1541976872 | Sicklerville | 8081 | 14 | 17.15 | Residential | No | Behind the Meter | Exact Solar | AC Electric | Accepted | 2019-08-30 | 2019-09-04 | 2020-09-04 | LG | LG350N1C-V5 | Solar Panels |  | 0.35 | 32 | 206 | 33 |  | Fixed | Roof
Solar Registration Program | NJSRRE1541976872 | Sicklerville | 8081 | 14 | 17.15 | Residential | No | Behind the Meter | Exact Solar | AC Electric | Accepted | 2019-08-30 | 2019-09-04 | 2020-09-04 | SolarEdge | SE7600H | Inverters | 7600 |  | 2 |  |  | 0.99 |  | Indoor | basement
Solar Registration Program | NJSRRE1542408975 | Swedesboro | 8085 | 15 | 17.15 | Residential | No | Behind the Meter | Seabright Solar | AC Electric | Accepted | 2019-09-27 | 2019-09-27 | 2020-09-27 | Sunpower | SPR-X21-350 | Solar Panels |  | 0.35 | 39 | 272 | 34 |  | Fixed | Roof
Solar Registration Program | NJSRRE1542408975 | Swedesboro | 8085 | 15 | 17.15 | Residential | No | Behind the Meter | Seabright Solar | AC Electric | Accepted | 2019-09-27 | 2019-09-27 | 2020-09-27 | Sunpower | SPR-X21-350 | Solar Panels |  | 0.35 | 8 | 92 | 34 |  | Fixed | Roof
Solar Registration Program | NJSRRE1542408975 | Swedesboro | 8085 | 15 | 17.15 | Residential | No | Behind the Meter | Seabright Solar | AC Electric | Accepted | 2019-09-27 | 2019-09-27 | 2020-09-27 | Sunpower | SPR-X21-350 | Solar Panels |  | 0.35 | 2 | 272 | 34 |  | Fixed | Roof
Solar Registration Program | NJSRRE1542408975 | Swedesboro | 8085 | 15 | 17.15 | Residential | No | Behind the Meter | Seabright Solar | AC Electric | Accepted | 2019-09-27 | 2019-09-27 | 2020-09-27 | Sunpower | SPR-X21-350 | Inverters | 0.32 |  | 49 |  |  | 0.99 |  | Outside | Roof
Solar Registration Program | NJSRRE1540971290 | Lumberton | 8048 | 13 | 17.16 | Residential | No | Behind the Meter | Sunrun Installation Services, Inc. | PSE&G | Accepted | 2019-05-08 | 2019-05-13 | 2020-05-13 | LG Electronics | LG330N1C-A5 | Solar Panels |  | 0.33 | 28 | 122 | 34 |  | Fixed | Roof
Solar Registration Program | NJSRRE1540971290 | Lumberton | 8048 | 13 | 17.16 | Residential | No | Behind the Meter | Sunrun Installation Services, Inc. | PSE&G | Accepted | 2019-05-08 | 2019-05-13 | 2020-05-13 | LG Electronics | LG330N1C-A5 | Solar Panels |  | 0.33 | 11 | 212 | 45 |  | Fixed | Roof
Solar Registration Program | NJSRRE1540971290 | Lumberton | 8048 | 13 | 17.16 | Residential | No | Behind the Meter | Sunrun Installation Services, Inc. | PSE&G | Accepted | 2019-05-08 | 2019-05-13 | 2020-05-13 | LG Electronics | LG330N1C-A5 | Solar Panels |  | 0.33 | 13 | 211 | 39 |  | Fixed | Roof
Solar Registration Program | NJSRRE1540971290 | Lumberton | 8048 | 13 | 17.16 | Residential | No | Behind the Meter | Sunrun Installation Services, Inc. | PSE&G | Accepted | 2019-05-08 | 2019-05-13 | 2020-05-13 | SMA America | SB 5.0-1SP-US-40 | Inverters | 5000 |  | 1 |  |  | 0.96 |  | Outdoor | Next to Meter
Solar Registration Program | NJSRRE1540971290 | Lumberton | 8048 | 13 | 17.16 | Residential | No | Behind the Meter | Sunrun Installation Services, Inc. | PSE&G | Accepted | 2019-05-08 | 2019-05-13 | 2020-05-13 | SMA America | SB 3.0ΓÇô1SPΓÇôUSΓÇô40 | Inverters | 3000 |  | 1 |  |  | 0.96 |  | Outdoor | Next to Meter
Solar Registration Program | NJSRRE1540971290 | Lumberton | 8048 | 13 | 17.16 | Residential | No | Behind the Meter | Sunrun Installation Services, Inc. | PSE&G | Accepted | 2019-05-08 | 2019-05-13 | 2020-05-13 | SMA America | SB 7.7ΓÇô1SPΓÇôUSΓÇô40 | Inverters | 7680 |  | 1 |  |  | 0.96 |  | Outdoor | Next to Meter
Solar Registration Program | NJSRRE1543040938 | BASKING RIDGE | 7920 | 5 | 17.16 | Residential | No | Behind the Meter | Amped On Solar LLC | JCP&L | Final As-Built Received | 2019-11-06 | 2019-11-08 | 2020-11-08 | PANASONIC | VBHN330SA17E | Solar Panels |  | 0.33 | 52 | 176 | 36 |  | Fixed | Roof
Solar Registration Program | NJSRRE1543040938 | BASKING RIDGE | 7920 | 5 | 17.16 | Residential | No | Behind the Meter | Amped On Solar LLC | JCP&L | Final As-Built Received | 2019-11-06 | 2019-11-08 | 2020-11-08 | ENPHASE | IQ7X | Inverters | 16380 |  | 52 |  |  | 0.975 |  | Outdoor | ON RACKING
Solar Registration Program | NJSRRE1543040938 | BASKING RIDGE | 7920 | 5 | 17.16 | Residential | No | Behind the Meter | Amped On Solar LLC | JCP&L | Final As-Built Received | 2019-11-06 | 2019-11-08 | 2020-11-08 | ENPHASE | ELIGHTEN | Meters |  |  | 1 |  |  |  | Yes | Outdoor
Solar Registration Program | NJSRRE1543441736 | Howell | 7731 | 17 | 17.16 | Residential | No | Behind the Meter | Ecological Systems LLC | JCP&L | Accepted | 2019-11-25 | 2019-12-18 | 2020-12-18 | Blue Sun | BSM330M-60 | Solar Panels |  | 0.33 | 52 | 180 | 25 |  | Fixed | Roof
Solar Registration Program | NJSRRE1543441736 | Howell | 7731 | 17 | 17.16 | Residential | No | Behind the Meter | Ecological Systems LLC | JCP&L | Accepted | 2019-11-25 | 2019-12-18 | 2020-12-18 | SMA | SMA 7.0 US | Inverters | 7000 |  | 2 |  |  | 0.97 |  | Indoor | at meter
Solar Registration Program | NJSRRE1543441736 | Howell | 7731 | 17 | 17.16 | Residential | No | Behind the Meter | Ecological Systems LLC | JCP&L | Accepted | 2019-11-25 | 2019-12-18 | 2020-12-18 | Solar Log | CL 200 | Meters |  |  | 1 |  |  |  | Yes | Indoor
Solar Registration Program | NJSRRE1541888342 | Ridgefield | 7657 | 7 | 17.2 | Residential | Yes | Behind the Meter | SunPower Corporation, Systems | PSE&G | Accepted | 2019-08-27 | 2019-08-30 | 2020-08-30 | SUNPOWER | SPR-A400-G-AC | Solar Panels |  | 0.4 | 19 | 216 | 27 |  | Fixed | Roof
Solar Registration Program | NJSRRE1541888342 | Ridgefield | 7657 | 7 | 17.2 | Residential | Yes | Behind the Meter | SunPower Corporation, Systems | PSE&G | Accepted | 2019-08-27 | 2019-08-30 | 2020-08-30 | SUNPOWER | SPR-A400-G-AC | Solar Panels |  | 0.4 | 24 | 216 | 27 |  | Fixed | Roof
Solar Registration Program | NJSRRE1541888342 | Ridgefield | 7657 | 7 | 17.2 | Residential | Yes | Behind the Meter | SunPower Corporation, Systems | PSE&G | Accepted | 2019-08-27 | 2019-08-30 | 2020-08-30 | SUNPOWER | SPR-A400-G-AC | Inverters | 320 |  | 43 |  |  | 0.97 |  | Other | under each panel
Solar Registration Program | NJSRRE1540345075 | Browns Mills | 8015 | 13 | 17.23 | Residential | No | Behind the Meter | Maier Engineering dba Solar Me | JCP&L | Accepted | 2019-02-07 | 2019-02-13 | 2020-02-13 | Hanwha | Q. Peak DUO-G5.1 325 W | Solar Panels |  | 0.325 | 37 | 235 | 23 |  | Fixed | Roof
Solar Registration Program | NJSRRE1540345075 | Browns Mills | 8015 | 13 | 17.23 | Residential | No | Behind the Meter | Maier Engineering dba Solar Me | JCP&L | Accepted | 2019-02-07 | 2019-02-13 | 2020-02-13 | Hanwha | Q. Peak DUO-G5.1 325 W | Solar Panels |  | 0.325 | 16 | 235 | 23 |  | Fixed | Roof
Solar Registration Program | NJSRRE1540345075 | Browns Mills | 8015 | 13 | 17.23 | Residential | No | Behind the Meter | Maier Engineering dba Solar Me | JCP&L | Accepted | 2019-02-07 | 2019-02-13 | 2020-02-13 | Enphase | IQ7+ | Inverters | 290 |  | 53 |  |  | 0.96 |  | Outdoor | Next to meter
Solar Registration Program | NJSRRE1542547518 | Pennington | 8534 | 12 | 17.25 | Residential | Yes | Behind the Meter | Pro Custom Solar dba Momentum Solar | PSE&G | Accepted | 2019-10-16 | 2019-10-18 | 2020-10-18 | LG ELECTRONICS | LG 345N1C-V5 | Solar Panels |  | 0.345 | 18 | 285 | 31 |  | Fixed | Roof
Solar Registration Program | NJSRRE1542547518 | Pennington | 8534 | 12 | 17.25 | Residential | Yes | Behind the Meter | Pro Custom Solar dba Momentum Solar | PSE&G | Accepted | 2019-10-16 | 2019-10-18 | 2020-10-18 | LG ELECTRONICS | LG 345N1C-V5 | Solar Panels |  | 0.345 | 4 | 286 | 32 |  | Fixed | Roof
Solar Registration Program | NJSRRE1542547518 | Pennington | 8534 | 12 | 17.25 | Residential | Yes | Behind the Meter | Pro Custom Solar dba Momentum Solar | PSE&G | Accepted | 2019-10-16 | 2019-10-18 | 2020-10-18 | LG ELECTRONICS | LG 345N1C-V5 | Solar Panels |  | 0.345 | 11 | 106 | 31 |  | Fixed | Roof
Solar Registration Program | NJSRRE1542547518 | Pennington | 8534 | 12 | 17.25 | Residential | Yes | Behind the Meter | Pro Custom Solar dba Momentum Solar | PSE&G | Accepted | 2019-10-16 | 2019-10-18 | 2020-10-18 | LG ELECTRONICS | LG 345N1C-V5 | Solar Panels |  | 0.345 | 17 | 105 | 30 |  | Fixed | Roof
Solar Registration Program | NJSRRE1542547518 | Pennington | 8534 | 12 | 17.25 | Residential | Yes | Behind the Meter | Pro Custom Solar dba Momentum Solar | PSE&G | Accepted | 2019-10-16 | 2019-10-18 | 2020-10-18 | Enphase Energy | IQ7-60-2-US | Inverters | 250 |  | 50 |  |  | 0.97 |  | Outdoor | Roof
Solar Registration Program | NJSRRE1542561883 | Lodi | 7644 | 7 | 17.25 | Residential | Yes | Behind the Meter | Pro Custom Solar dba Momentum Solar | PSE&G | Accepted | 2019-10-21 | 2019-10-31 | 2020-10-31 | LG Electronics | LG 345N1C-V5 | Solar Panels |  | 0.345 | 8 | 218 | 20 |  | Fixed | Roof
Solar Registration Program | NJSRRE1542561883 | Lodi | 7644 | 7 | 17.25 | Residential | Yes | Behind the Meter | Pro Custom Solar dba Momentum Solar | PSE&G | Accepted | 2019-10-21 | 2019-10-31 | 2020-10-31 | LG Electronics | LG 345N1C-V5 | Solar Panels |  | 0.345 | 18 | 128 | 20 |  | Fixed | Roof
Solar Registration Program | NJSRRE1542561883 | Lodi | 7644 | 7 | 17.25 | Residential | Yes | Behind the Meter | Pro Custom Solar dba Momentum Solar | PSE&G | Accepted | 2019-10-21 | 2019-10-31 | 2020-10-31 | LG Electronics | LG 345N1C-V5 | Solar Panels |  | 0.345 | 24 | 308 | 21 |  | Fixed | Roof
Solar Registration Program | NJSRRE1542561883 | Lodi | 7644 | 7 | 17.25 | Residential | Yes | Behind the Meter | Pro Custom Solar dba Momentum Solar | PSE&G | Accepted | 2019-10-21 | 2019-10-31 | 2020-10-31 | Enphase Energy | IQ7-60-2-US | Inverters | 250 |  | 50 |  |  | 0.97 |  | Outdoor | Roof
Solar Registration Program | NJSRRE1542589884 | Swedesboro | 8085 | 15 | 17.28 | Residential | Yes | Behind the Meter | Seabright Solar | AC Electric | Accepted | 2019-11-08 | 2019-11-08 | 2020-11-08 | Sunpower | SPR-X22-360 | Solar Panels |  | 0.36 | 39 | 270 | 26 |  | Fixed | Roof
Solar Registration Program | NJSRRE1542589884 | Swedesboro | 8085 | 15 | 17.28 | Residential | Yes | Behind the Meter | Seabright Solar | AC Electric | Accepted | 2019-11-08 | 2019-11-08 | 2020-11-08 | Sunpower | SPR-X22-360 | Solar Panels |  | 0.36 | 9 | 270 | 26 |  | Fixed | Roof
Solar Registration Program | NJSRRE1542589884 | Swedesboro | 8085 | 15 | 17.28 | Residential | Yes | Behind the Meter | Seabright Solar | AC Electric | Accepted | 2019-11-08 | 2019-11-08 | 2020-11-08 | Sunpower | SPR-X22-360 | Inverters | 0.32 |  | 48 |  |  | 0.99 |  | Outside | Roof
Solar Registration Program | NJSRRE1540219888 | Hillsborough Township | 8844 | 5 | 17.33 | Residential | Yes | Behind the Meter | Suntuity Solar LLC | PSE&G | Final As-Built Received | 2019-01-09 | 2019-01-11 | 2020-01-11 | Hanwha Solar | Q-Cells 315 Mono | Solar Panels |  | 0.315 | 16 | 105 | 23 |  | Fixed | Roof
Solar Registration Program | NJSRRE1540219888 | Hillsborough Township | 8844 | 5 | 17.33 | Residential | Yes | Behind the Meter | Suntuity Solar LLC | PSE&G | Final As-Built Received | 2019-01-09 | 2019-01-11 | 2020-01-11 | Hanwha Solar | Q-Cells 315 Mono | Solar Panels |  | 0.315 | 15 | 195 | 22 |  | Fixed | Roof
Solar Registration Program | NJSRRE1540219888 | Hillsborough Township | 8844 | 5 | 17.33 | Residential | Yes | Behind the Meter | Suntuity Solar LLC | PSE&G | Final As-Built Received | 2019-01-09 | 2019-01-11 | 2020-01-11 | Hanwha Solar | Q-Cells 315 Mono | Solar Panels |  | 0.315 | 14 | 284 | 33 |  | Fixed | Roof
Solar Registration Program | NJSRRE1540219888 | Hillsborough Township | 8844 | 5 | 17.33 | Residential | Yes | Behind the Meter | Suntuity Solar LLC | PSE&G | Final As-Built Received | 2019-01-09 | 2019-01-11 | 2020-01-11 | Hanwha Solar | Q-Cells 315 Mono | Solar Panels |  | 0.315 | 8 | 105 | 35 |  | Fixed | Roof
Solar Registration Program | NJSRRE1540219888 | Hillsborough Township | 8844 | 5 | 17.33 | Residential | Yes | Behind the Meter | Suntuity Solar LLC | PSE&G | Final As-Built Received | 2019-01-09 | 2019-01-11 | 2020-01-11 | Hanwha Solar | Q-Cells 315 Mono | Solar Panels |  | 0.315 | 2 | 105 | 24 |  | Fixed | Roof
Solar Registration Program | NJSRRE1540219888 | Hillsborough Township | 8844 | 5 | 17.33 | Residential | Yes | Behind the Meter | Suntuity Solar LLC | PSE&G | Final As-Built Received | 2019-01-09 | 2019-01-11 | 2020-01-11 | SolarEdge | SE7600H-US | Inverters | 7600 |  | 2 |  |  | 0.99 |  | Outdoor | Besides the PV Modules
Solar Registration Program | NJSRRE1541480503 | Willingboro | 8046 | 13 | 17.33 | Residential | Yes | Behind the Meter | SunnyMac LLC | PSE&G | Accepted | 2019-06-26 | 2019-06-27 | 2020-06-27 | Sunpower | SPR-E20-327 | Solar Panels |  | 0.327 | 3 | 10 | 27 |  | Fixed | Roof
Solar Registration Program | NJSRRE1541480503 | Willingboro | 8046 | 13 | 17.33 | Residential | Yes | Behind the Meter | SunnyMac LLC | PSE&G | Accepted | 2019-06-26 | 2019-06-27 | 2020-06-27 | Sunpower | SPR-E20-327 | Solar Panels |  | 0.327 | 19 | 10 | 27 |  | Fixed | Roof
Solar Registration Program | NJSRRE1541480503 | Willingboro | 8046 | 13 | 17.33 | Residential | Yes | Behind the Meter | SunnyMac LLC | PSE&G | Accepted | 2019-06-26 | 2019-06-27 | 2020-06-27 | Sunpower | SPR-E20-327 | Solar Panels |  | 0.327 | 12 | 190 | 17 |  | Fixed | Roof
Solar Registration Program | NJSRRE1541480503 | Willingboro | 8046 | 13 | 17.33 | Residential | Yes | Behind the Meter | SunnyMac LLC | PSE&G | Accepted | 2019-06-26 | 2019-06-27 | 2020-06-27 | Sunpower | SPR-E20-327 | Solar Panels |  | 0.327 | 19 | 190 | 26 |  | Fixed | Roof
Solar Registration Program | NJSRRE1541480503 | Willingboro | 8046 | 13 | 17.33 | Residential | Yes | Behind the Meter | SunnyMac LLC | PSE&G | Accepted | 2019-06-26 | 2019-06-27 | 2020-06-27 | Sunpower | SPR-E20-327 | Inverters | 0.32 |  | 53 |  |  | 0.99 |  | Outdoor | roof
Solar Registration Program | NJSRRE1541880524 | Pennington | 8534 | 12 | 17.33 | Residential | No | Behind the Meter | Tesla Energy Operations Inc | PSE&G | Accepted | 2019-08-23 | 2019-08-27 | 2020-08-27 | Hanwha Q CELLS | Q.PEAK DUO BLK-G5 315 | Solar Panels |  | 0.315 | 28 | 75 | 34 |  | Fixed | Roof
Solar Registration Program | NJSRRE1541880524 | Pennington | 8534 | 12 | 17.33 | Residential | No | Behind the Meter | Tesla Energy Operations Inc | PSE&G | Accepted | 2019-08-23 | 2019-08-27 | 2020-08-27 | Hanwha Q CELLS | Q.PEAK DUO BLK-G5 315 | Solar Panels |  | 0.315 | 5 | 255 | 34 |  | Fixed | Roof
Solar Registration Program | NJSRRE1541880524 | Pennington | 8534 | 12 | 17.33 | Residential | No | Behind the Meter | Tesla Energy Operations Inc | PSE&G | Accepted | 2019-08-23 | 2019-08-27 | 2020-08-27 | Hanwha Q CELLS | Q.PEAK DUO BLK-G5 315 | Solar Panels |  | 0.315 | 22 | 255 | 34 |  | Fixed | Roof
Solar Registration Program | NJSRRE1541880524 | Pennington | 8534 | 12 | 17.33 | Residential | No | Behind the Meter | Tesla Energy Operations Inc | PSE&G | Accepted | 2019-08-23 | 2019-08-27 | 2020-08-27 | SolarEdge Technologies | SE7600H-US000SNC2 | Inverters | 7600 |  | 2 |  |  | 0.99 |  | Indoor | INDOOR
Solar Registration Program | NJSRRE1541880524 | Pennington | 8534 | 12 | 17.33 | Residential | No | Behind the Meter | Tesla Energy Operations Inc | PSE&G | Accepted | 2019-08-23 | 2019-08-27 | 2020-08-27 | Tesla | AC Powerwall 2.0 | Electric Storage Battery |  |  | 4 |  |  |  | Lithium Ion |  | inside
Solar Registration Program | NJSRRE1541880891 | Union | 7083 | 10 | 17.33 | Residential | Yes | Behind the Meter | Vivint Solar Developer, LLC | PSE&G | Accepted | 2019-09-04 | 2019-09-11 | 2020-09-11 | Hanwha Solar | Q.PEAK BLK-G5 315 | Solar Panels |  | 0.315 | 23 | 39 | 23 |  | Fixed | Roof
Solar Registration Program | NJSRRE1541880891 | Union | 7083 | 10 | 17.33 | Residential | Yes | Behind the Meter | Vivint Solar Developer, LLC | PSE&G | Accepted | 2019-09-04 | 2019-09-11 | 2020-09-11 | Hanwha Solar | Q.PEAK BLK-G5 315 | Solar Panels |  | 0.315 | 23 | 219 | 23 |  | Fixed | Roof
Solar Registration Program | NJSRRE1541880891 | Union | 7083 | 10 | 17.33 | Residential | Yes | Behind the Meter | Vivint Solar Developer, LLC | PSE&G | Accepted | 2019-09-04 | 2019-09-11 | 2020-09-11 | Hanwha Solar | Q.PEAK BLK-G5 315 | Solar Panels |  | 0.315 | 9 | 219 | 12 |  | Fixed | Roof
Solar Registration Program | NJSRRE1541880891 | Union | 7083 | 10 | 17.33 | Residential | Yes | Behind the Meter | Vivint Solar Developer, LLC | PSE&G | Accepted | 2019-09-04 | 2019-09-11 | 2020-09-11 | SOLAR EDGE | SE3800H-US | Inverters | 3800 |  | 1 |  |  | 0.992 |  | Outdoor | Near the Utility Meter
Solar Registration Program | NJSRRE1541880891 | Union | 7083 | 10 | 17.33 | Residential | Yes | Behind the Meter | Vivint Solar Developer, LLC | PSE&G | Accepted | 2019-09-04 | 2019-09-11 | 2020-09-11 | SOLAR EDGE | SE7600H-US | Inverters | 7600 |  | 1 |  |  | 0.992 |  | Outdoor | Near the Utility Meter
Solar Registration Program | NJSRRE1542409722 | Dumont | 7628 | 7 | 17.33 | Residential | Yes | Behind the Meter | Vivint Solar Developer, LLC | PSE&G | Accepted | 2019-09-16 | 2019-09-19 | 2020-09-19 | HANWHA SOLAR | Q.PEAK BLK-G5 315 | Solar Panels |  | 0.315 | 33 | 356 | 24 |  | Fixed | Roof
Solar Registration Program | NJSRRE1542409722 | Dumont | 7628 | 7 | 17.33 | Residential | Yes | Behind the Meter | Vivint Solar Developer, LLC | PSE&G | Accepted | 2019-09-16 | 2019-09-19 | 2020-09-19 | HANWHA SOLAR | Q.PEAK BLK-G5 315 | Solar Panels |  | 0.315 | 22 | 176 | 24 |  | Fixed | Roof
Solar Registration Program | NJSRRE1542409722 | Dumont | 7628 | 7 | 17.33 | Residential | Yes | Behind the Meter | Vivint Solar Developer, LLC | PSE&G | Accepted | 2019-09-16 | 2019-09-19 | 2020-09-19 | Solar Edge | SE7600H-US000BNC4 | Inverters | 7600 |  | 1 |  |  | 0.992 |  | Outdoor | Near the Utility Meter
Solar Registration Program | NJSRRE1542409722 | Dumont | 7628 | 7 | 17.33 | Residential | Yes | Behind the Meter | Vivint Solar Developer, LLC | PSE&G | Accepted | 2019-09-16 | 2019-09-19 | 2020-09-19 | Solar Edge | SE3800H-US000BNC4 | Inverters | 3800 |  | 1 |  |  | 0.992 |  | Outdoor | Near the Utility Meter
Solar Registration Program | NJSRRE1542434122 | New Brunswick | 8901 | 11 | 17.33 | Residential | Yes | Behind the Meter | Trinity Solar | PSE&G | Accepted | 2019-09-25 | 2019-09-27 | 2020-09-27 | HANWHA | Q.PEAK DUO BLK-G5 315 | Solar Panels |  | 0.315 | 38 | 219 | 27 |  | Fixed | Roof
Solar Registration Program | NJSRRE1542434122 | New Brunswick | 8901 | 11 | 17.33 | Residential | Yes | Behind the Meter | Trinity Solar | PSE&G | Accepted | 2019-09-25 | 2019-09-27 | 2020-09-27 | HANWHA | Q.PEAK DUO BLK-G5 315 | Solar Panels |  | 0.315 | 11 | 39 | 27 |  | Fixed | Roof
Solar Registration Program | NJSRRE1542434122 | New Brunswick | 8901 | 11 | 17.33 | Residential | Yes | Behind the Meter | Trinity Solar | PSE&G | Accepted | 2019-09-25 | 2019-09-27 | 2020-09-27 | HANWHA | Q.PEAK DUO BLK-G5 315 | Solar Panels |  | 0.315 | 6 | 39 | 27 |  | Fixed | Roof
Solar Registration Program | NJSRRE1542434122 | New Brunswick | 8901 | 11 | 17.33 | Residential | Yes | Behind the Meter | Trinity Solar | PSE&G | Accepted | 2019-09-25 | 2019-09-27 | 2020-09-27 | Solar Edge | SE11400H-US000BNC4 | Inverters | 11400 |  | 1 |  |  | 0.97 |  | Outdoor | side of home
Solar Registration Program | NJSRRE1542434122 | New Brunswick | 8901 | 11 | 17.33 | Residential | Yes | Behind the Meter | Trinity Solar | PSE&G | Accepted | 2019-09-25 | 2019-09-27 | 2020-09-27 | Solar Edge | SE3000H-US000BNC4 | Inverters | 3000 |  | 1 |  |  | 0.97 |  | Outdoor | side of home
Solar Registration Program | NJSRRE1542444787 | South Amboy | 8879 | 11 | 17.33 | Residential | No | Behind the Meter | Trinity Solar | JCP&L | Accepted | 2019-09-26 | 2019-09-30 | 2020-09-30 | HANWHA | Q.PEAK DUO BLK-G5 315 | Solar Panels |  | 0.315 | 16 | 242 | 23 |  | Fixed | Roof
Solar Registration Program | NJSRRE1542444787 | South Amboy | 8879 | 11 | 17.33 | Residential | No | Behind the Meter | Trinity Solar | JCP&L | Accepted | 2019-09-26 | 2019-09-30 | 2020-09-30 | HANWHA | Q.PEAK DUO BLK-G5 315 | Solar Panels |  | 0.315 | 16 | 62 | 23 |  | Fixed | Roof
Solar Registration Program | NJSRRE1542444787 | South Amboy | 8879 | 11 | 17.33 | Residential | No | Behind the Meter | Trinity Solar | JCP&L | Accepted | 2019-09-26 | 2019-09-30 | 2020-09-30 | HANWHA | Q.PEAK DUO BLK-G5 315 | Solar Panels |  | 0.315 | 7 | 152 | 23 |  | Fixed | Roof
Solar Registration Program | NJSRRE1542444787 | South Amboy | 8879 | 11 | 17.33 | Residential | No | Behind the Meter | Trinity Solar | JCP&L | Accepted | 2019-09-26 | 2019-09-30 | 2020-09-30 | HANWHA | Q.PEAK DUO BLK-G5 315 | Solar Panels |  | 0.315 | 6 | 332 | 23 |  | Fixed | Roof
Solar Registration Program | NJSRRE1542444787 | South Amboy | 8879 | 11 | 17.33 | Residential | No | Behind the Meter | Trinity Solar | JCP&L | Accepted | 2019-09-26 | 2019-09-30 | 2020-09-30 | HANWHA | Q.PEAK DUO BLK-G5 315 | Solar Panels |  | 0.315 | 5 | 61 | 23 |  | Fixed | Roof
Solar Registration Program | NJSRRE1542444787 | South Amboy | 8879 | 11 | 17.33 | Residential | No | Behind the Meter | Trinity Solar | JCP&L | Accepted | 2019-09-26 | 2019-09-30 | 2020-09-30 | HANWHA | Q.PEAK DUO BLK-G5 315 | Solar Panels |  | 0.315 | 5 | 241 | 23 |  | Fixed | Roof
Solar Registration Program | NJSRRE1542444787 | South Amboy | 8879 | 11 | 17.33 | Residential | No | Behind the Meter | Trinity Solar | JCP&L | Accepted | 2019-09-26 | 2019-09-30 | 2020-09-30 | Solar Edge | SE11400A-US000NNR2 | Inverters | 11400 |  | 1 |  |  | 0.97 |  | Outdoor | side of home
Solar Registration Program | NJSRRE1542444787 | South Amboy | 8879 | 11 | 17.33 | Residential | No | Behind the Meter | Trinity Solar | JCP&L | Accepted | 2019-09-26 | 2019-09-30 | 2020-09-30 | Solar Edge | SE3000A-US000NNR2 | Inverters | 3000 |  | 1 |  |  | 0.97 |  | Outdoor | side of home
Solar Registration Program | NJSRRE1542527828 | Toms River | 8753 | 18 | 17.33 | Residential | Yes | Behind the Meter | GenRenew, LLC | JCP&L | Accepted | 2019-10-11 | 2019-10-15 | 2020-10-15 | sunpower | SPR-E20-327-E-AC | Solar Panels |  | 0.327 | 19 | 105 | 24 |  | Fixed | Roof
Solar Registration Program | NJSRRE1542527828 | Toms River | 8753 | 18 | 17.33 | Residential | Yes | Behind the Meter | GenRenew, LLC | JCP&L | Accepted | 2019-10-11 | 2019-10-15 | 2020-10-15 | sunpower | SPR-E20-327-E-AC | Solar Panels |  | 0.327 | 13 | 105 | 24 |  | Fixed | Roof
Solar Registration Program | NJSRRE1542527828 | Toms River | 8753 | 18 | 17.33 | Residential | Yes | Behind the Meter | GenRenew, LLC | JCP&L | Accepted | 2019-10-11 | 2019-10-15 | 2020-10-15 | sunpower | SPR-E20-327-E-AC | Solar Panels |  | 0.327 | 21 | 285 | 24 |  | Fixed | Roof
Solar Registration Program | NJSRRE1542527828 | Toms River | 8753 | 18 | 17.33 | Residential | Yes | Behind the Meter | GenRenew, LLC | JCP&L | Accepted | 2019-10-11 | 2019-10-15 | 2020-10-15 | sunpower | MI-C-320-US208/240-10 | Inverters | 320 |  | 53 |  |  | 0.96 |  | Outdoor | microinverter located under module
Solar Registration Program | NJSRRE1542982307 | Mullica Hill | 8062 | 15 | 17.33 | Residential | No | Behind the Meter | Trinity Solar | AC Electric | Accepted | 2019-11-05 | 2019-11-07 | 2020-11-07 | Hanwha | Q.PEAK DUO BLK-G5 315 | Solar Panels |  | 0.315 | 33 | 156 | 40 |  | Fixed | Roof
Solar Registration Program | NJSRRE1542982307 | Mullica Hill | 8062 | 15 | 17.33 | Residential | No | Behind the Meter | Trinity Solar | AC Electric | Accepted | 2019-11-05 | 2019-11-07 | 2020-11-07 | Hanwha | Q.PEAK DUO BLK-G5 315 | Solar Panels |  | 0.315 | 22 | 156 | 40 |  | Fixed | Roof
Solar Registration Program | NJSRRE1542982307 | Mullica Hill | 8062 | 15 | 17.33 | Residential | No | Behind the Meter | Trinity Solar | AC Electric | Accepted | 2019-11-05 | 2019-11-07 | 2020-11-07 | Solar Edge | SE10000 | Inverters | 10000 |  | 1 |  |  | 0.97 |  | Outside | side of home
Solar Registration Program | NJSRRE1542982307 | Mullica Hill | 8062 | 15 | 17.33 | Residential | No | Behind the Meter | Trinity Solar | AC Electric | Accepted | 2019-11-05 | 2019-11-07 | 2020-11-07 | Solar Edge | SE5000 | Inverters | 5000 |  | 1 |  |  | 0.97 |  | Outside | side of home
Solar Registration Program | NJSRRE1543041649 | Perth Amboy | 8861 | 11 | 17.33 | Residential | Yes | Behind the Meter | Pro Custom Solar dba Momentum Solar | PSE&G | Accepted | 2019-11-06 | 2019-11-11 | 2020-11-11 | HANWHA | Q.PEAK DUO BLK-G5 315 | Solar Panels |  | 0.315 | 20 | 85 | 30 |  | Fixed | Roof
Solar Registration Program | NJSRRE1543041649 | Perth Amboy | 8861 | 11 | 17.33 | Residential | Yes | Behind the Meter | Pro Custom Solar dba Momentum Solar | PSE&G | Accepted | 2019-11-06 | 2019-11-11 | 2020-11-11 | HANWHA | Q.PEAK DUO BLK-G5 315 | Solar Panels |  | 0.315 | 35 | 265 | 31 |  | Fixed | Roof
Solar Registration Program | NJSRRE1543041649 | Perth Amboy | 8861 | 11 | 17.33 | Residential | Yes | Behind the Meter | Pro Custom Solar dba Momentum Solar | PSE&G | Accepted | 2019-11-06 | 2019-11-11 | 2020-11-11 | Enphase Energy | IQ6-60-2-US | Inverters | 240 |  | 55 |  |  | 0.97 |  | Outdoor | Roof
Solar Registration Program | NJSRRE1543192341 | Galloway | 8205 | 19 | 17.33 | Residential | Yes | Behind the Meter | Castle Energy, LLC | AC Electric | Accepted | 2019-11-13 | 2019-11-19 | 2020-11-19 | SunPower | SPR-E20-327C-AC | Solar Panels |  | 0.327 | 8 | 222 | 27 |  | Fixed | Roof
Solar Registration Program | NJSRRE1543192341 | Galloway | 8205 | 19 | 17.33 | Residential | Yes | Behind the Meter | Castle Energy, LLC | AC Electric | Accepted | 2019-11-13 | 2019-11-19 | 2020-11-19 | SunPower | SPR-E20-327C-AC | Solar Panels |  | 0.327 | 15 | 132 | 18 |  | Fixed | Roof
Solar Registration Program | NJSRRE1543192341 | Galloway | 8205 | 19 | 17.33 | Residential | Yes | Behind the Meter | Castle Energy, LLC | AC Electric | Accepted | 2019-11-13 | 2019-11-19 | 2020-11-19 | SunPower | SPR-E20-327C-AC | Solar Panels |  | 0.327 | 16 | 132 | 27 |  | Fixed | Roof
Solar Registration Program | NJSRRE1543192341 | Galloway | 8205 | 19 | 17.33 | Residential | Yes | Behind the Meter | Castle Energy, LLC | AC Electric | Accepted | 2019-11-13 | 2019-11-19 | 2020-11-19 | SunPower | SPR-E20-327C-AC | Solar Panels |  | 0.327 | 14 | 312 | 27 |  | Fixed | Roof
Solar Registration Program | NJSRRE1543192341 | Galloway | 8205 | 19 | 17.33 | Residential | Yes | Behind the Meter | Castle Energy, LLC | AC Electric | Accepted | 2019-11-13 | 2019-11-19 | 2020-11-19 | SunPower | SPR-E20-327C-AC | Inverters | 320 |  | 53 |  |  | 0.975 |  | Outside | on the rooftop under each solar panel
Solar Registration Program | NJSRRE1543451716 | WILLIAMSTOWN | 8094 | 15 | 17.33 | Residential | Yes | Behind the Meter | Vivint Solar Developer, LLC | AC Electric | Accepted | 2019-11-29 | 2019-12-03 | 2020-12-03 | HANWHA SOLAR | Q.PEAK BLK-G5 315 | Solar Panels |  | 0.315 | 17 | 263 | 35 |  | Fixed | Roof
Solar Registration Program | NJSRRE1543451716 | WILLIAMSTOWN | 8094 | 15 | 17.33 | Residential | Yes | Behind the Meter | Vivint Solar Developer, LLC | AC Electric | Accepted | 2019-11-29 | 2019-12-03 | 2020-12-03 | HANWHA SOLAR | Q.PEAK BLK-G5 315 | Solar Panels |  | 0.315 | 8 | 83 | 35 |  | Fixed | Roof
Solar Registration Program | NJSRRE1543451716 | WILLIAMSTOWN | 8094 | 15 | 17.33 | Residential | Yes | Behind the Meter | Vivint Solar Developer, LLC | AC Electric | Accepted | 2019-11-29 | 2019-12-03 | 2020-12-03 | HANWHA SOLAR | Q.PEAK BLK-G5 315 | Solar Panels |  | 0.315 | 15 | 83 | 39 |  | Fixed | Roof
Solar Registration Program | NJSRRE1543451716 | WILLIAMSTOWN | 8094 | 15 | 17.33 | Residential | Yes | Behind the Meter | Vivint Solar Developer, LLC | AC Electric | Accepted | 2019-11-29 | 2019-12-03 | 2020-12-03 | HANWHA SOLAR | Q.PEAK BLK-G5 315 | Solar Panels |  | 0.315 | 15 | 263 | 39 |  | Fixed | Roof
Solar Registration Program | NJSRRE1543451716 | WILLIAMSTOWN | 8094 | 15 | 17.33 | Residential | Yes | Behind the Meter | Vivint Solar Developer, LLC | AC Electric | Accepted | 2019-11-29 | 2019-12-03 | 2020-12-03 | SOLAREDGE | SE7600H-US | Inverters | 7600 |  | 1 |  |  | 0.992 |  | Outdoor | Near the Utility Meter
Solar Registration Program | NJSRRE1543451716 | WILLIAMSTOWN | 8094 | 15 | 17.33 | Residential | Yes | Behind the Meter | Vivint Solar Developer, LLC | AC Electric | Accepted | 2019-11-29 | 2019-12-03 | 2020-12-03 | SOLAREDGE | SE3800H-US | Inverters | 3800 |  | 1 |  |  | 0.992 |  | Outdoor | Near the Utility Meter
Solar Registration Program | NJSRRE1543501795 | ELIZABETH | 7202 | 10 | 17.33 | Residential | Yes | Behind the Meter | Vivint Solar Developer, LLC | PSE&G | Accepted | 2019-12-09 | 2019-12-11 | 2020-12-11 | Hanwha | Q.PEAK DUO BLK-G5 315 | Solar Panels |  | 0.315 | 22 | 170 | 40 |  | Fixed | Roof
Solar Registration Program | NJSRRE1543501795 | ELIZABETH | 7202 | 10 | 17.33 | Residential | Yes | Behind the Meter | Vivint Solar Developer, LLC | PSE&G | Accepted | 2019-12-09 | 2019-12-11 | 2020-12-11 | Hanwha | Q.PEAK DUO BLK-G5 315 | Solar Panels |  | 0.315 | 33 | 350 | 40 |  | Fixed | Roof
Solar Registration Program | NJSRRE1543501795 | ELIZABETH | 7202 | 10 | 17.33 | Residential | Yes | Behind the Meter | Vivint Solar Developer, LLC | PSE&G | Accepted | 2019-12-09 | 2019-12-11 | 2020-12-11 | Solar Edge | SE7600H-US | Inverters | 7600 |  | 1 |  |  | 0.992 |  | Outdoor | Near the utility meter
Solar Registration Program | NJSRRE1543501795 | ELIZABETH | 7202 | 10 | 17.33 | Residential | Yes | Behind the Meter | Vivint Solar Developer, LLC | PSE&G | Accepted | 2019-12-09 | 2019-12-11 | 2020-12-11 | Solar Edge | SE3800H-US | Inverters | 3800 |  | 1 |  |  | 0.992 |  | Outdoor | Near the utility meter
Solar Registration Program | NJSRRE1541627610 | Boonton | 7005 | 3 | 17.34 | Residential | No | Behind the Meter | Green Power Energy | JCP&L | Accepted | 2019-07-10 | 2019-07-12 | 2020-07-12 | Panasonic | VBHN340SA17 | Solar Panels |  | 0.34 | 12 | 205 | 27 |  | Fixed | Roof
Solar Registration Program | NJSRRE1541627610 | Boonton | 7005 | 3 | 17.34 | Residential | No | Behind the Meter | Green Power Energy | JCP&L | Accepted | 2019-07-10 | 2019-07-12 | 2020-07-12 | Panasonic | VBHN340SA17 | Solar Panels |  | 0.34 | 7 | 291 | 27 |  | Fixed | Roof
Solar Registration Program | NJSRRE1541627610 | Boonton | 7005 | 3 | 17.34 | Residential | No | Behind the Meter | Green Power Energy | JCP&L | Accepted | 2019-07-10 | 2019-07-12 | 2020-07-12 | Panasonic | VBHN340SA17 | Solar Panels |  | 0.34 | 6 | 113 | 27 |  | Fixed | Roof
Solar Registration Program | NJSRRE1541627610 | Boonton | 7005 | 3 | 17.34 | Residential | No | Behind the Meter | Green Power Energy | JCP&L | Accepted | 2019-07-10 | 2019-07-12 | 2020-07-12 | Panasonic | VBHN340SA17 | Solar Panels |  | 0.34 | 2 | 114 | 27 |  | Fixed | Roof
Solar Registration Program | NJSRRE1541627610 | Boonton | 7005 | 3 | 17.34 | Residential | No | Behind the Meter | Green Power Energy | JCP&L | Accepted | 2019-07-10 | 2019-07-12 | 2020-07-12 | Panasonic | VBHN340SA17 | Solar Panels |  | 0.34 | 24 | 26 | 23 |  | Fixed | Roof
Solar Registration Program | NJSRRE1541627610 | Boonton | 7005 | 3 | 17.34 | Residential | No | Behind the Meter | Green Power Energy | JCP&L | Accepted | 2019-07-10 | 2019-07-12 | 2020-07-12 | Solar Edge | SE7600H-US | Inverters | 7600 |  | 2 |  |  | 0.97 |  | Outside | next to meter
Solar Registration Program | NJSRRE1542579771 | Toms River | 8753 | 18 | 17.34 | Residential | No | Behind the Meter | Green Power Solution | JCP&L | Accepted | 2019-10-23 | 2019-10-28 | 2020-10-28 | TRINA | TSM-255PD05.082 | Solar Panels |  | 0.255 | 68 | 100 | 20 |  | Fixed | Roof
Solar Registration Program | NJSRRE1542579771 | Toms River | 8753 | 18 | 17.34 | Residential | No | Behind the Meter | Green Power Solution | JCP&L | Accepted | 2019-10-23 | 2019-10-28 | 2020-10-28 | SMA | SB7.7-1SP-US40 | Inverters | 7700 |  | 2 |  |  | 0.98 |  | Outdoor | ROOF
Solar Registration Program | NJSRRE1540970641 | DEPTFORD | 8096 | 15 | 17.36 | Residential | Yes | Behind the Meter | Vivint Solar Developer, LLC | PSE&G | Accepted | 2019-05-09 | 2019-05-13 | 2020-05-13 | Trina Solar | TSM-280DD05A.05(II) | Solar Panels |  | 0.28 | 24 | 332 | 30 |  | Fixed | Roof
Solar Registration Program | NJSRRE1540970641 | DEPTFORD | 8096 | 15 | 17.36 | Residential | Yes | Behind the Meter | Vivint Solar Developer, LLC | PSE&G | Accepted | 2019-05-09 | 2019-05-13 | 2020-05-13 | Trina Solar | TSM-280DD05A.05(II) | Solar Panels |  | 0.28 | 24 | 152 | 22 |  | Fixed | Roof
Solar Registration Program | NJSRRE1540970641 | DEPTFORD | 8096 | 15 | 17.36 | Residential | Yes | Behind the Meter | Vivint Solar Developer, LLC | PSE&G | Accepted | 2019-05-09 | 2019-05-13 | 2020-05-13 | Trina Solar | TSM-280DD05A.05(II) | Solar Panels |  | 0.28 | 14 | 152 | 30 |  | Fixed | Roof
Solar Registration Program | NJSRRE1540970641 | DEPTFORD | 8096 | 15 | 17.36 | Residential | Yes | Behind the Meter | Vivint Solar Developer, LLC | PSE&G | Accepted | 2019-05-09 | 2019-05-13 | 2020-05-13 | Solar Edge | SE7600H-US | Inverters | 7600 |  | 1 |  |  | 0.992 |  | Outdoor | Near the Utility Meter
Solar Registration Program | NJSRRE1540970641 | DEPTFORD | 8096 | 15 | 17.36 | Residential | Yes | Behind the Meter | Vivint Solar Developer, LLC | PSE&G | Accepted | 2019-05-09 | 2019-05-13 | 2020-05-13 | Solar Edge | SE3800H-US | Inverters | 3800 |  | 1 |  |  | 0.992 |  | Outdoor | Near the Utility Meter
Solar Registration Program | NJSRRE1541514276 | Williamstown | 8094 | 15 | 17.36 | Residential | Yes | Behind the Meter | Suntuity Solar LLC | AC Electric | Accepted | 2019-07-01 | 2019-07-05 | 2020-07-05 | Yingli Green Energy | YL310D-30b | Solar Panels |  | 0.31 | 14 | 277 | 38 |  | Fixed | Roof
Solar Registration Program | NJSRRE1541514276 | Williamstown | 8094 | 15 | 17.36 | Residential | Yes | Behind the Meter | Suntuity Solar LLC | AC Electric | Accepted | 2019-07-01 | 2019-07-05 | 2020-07-05 | Yingli Green Energy | YL310D-30b | Solar Panels |  | 0.31 | 4 | 98 | 38 |  | Fixed | Roof
Solar Registration Program | NJSRRE1541514276 | Williamstown | 8094 | 15 | 17.36 | Residential | Yes | Behind the Meter | Suntuity Solar LLC | AC Electric | Accepted | 2019-07-01 | 2019-07-05 | 2020-07-05 | Yingli Green Energy | YL310D-30b | Solar Panels |  | 0.31 | 8 | 98 | 19 |  | Fixed | Roof
Solar Registration Program | NJSRRE1541514276 | Williamstown | 8094 | 15 | 17.36 | Residential | Yes | Behind the Meter | Suntuity Solar LLC | AC Electric | Accepted | 2019-07-01 | 2019-07-05 | 2020-07-05 | Yingli Green Energy | YL310D-30b | Solar Panels |  | 0.31 | 12 | 98 | 38 |  | Fixed | Roof
Solar Registration Program | NJSRRE1541514276 | Williamstown | 8094 | 15 | 17.36 | Residential | Yes | Behind the Meter | Suntuity Solar LLC | AC Electric | Accepted | 2019-07-01 | 2019-07-05 | 2020-07-05 | Yingli Green Energy | YL310D-30b | Solar Panels |  | 0.31 | 10 | 98 | 20 |  | Fixed | Roof
Solar Registration Program | NJSRRE1541514276 | Williamstown | 8094 | 15 | 17.36 | Residential | Yes | Behind the Meter | Suntuity Solar LLC | AC Electric | Accepted | 2019-07-01 | 2019-07-05 | 2020-07-05 | Yingli Green Energy | YL310D-30b | Solar Panels |  | 0.31 | 8 | 277 | 19 |  | Fixed | Roof
Solar Registration Program | NJSRRE1541514276 | Williamstown | 8094 | 15 | 17.36 | Residential | Yes | Behind the Meter | Suntuity Solar LLC | AC Electric | Accepted | 2019-07-01 | 2019-07-05 | 2020-07-05 | Enphase Energy | IQ7-60-2-US | Inverters | 240 |  | 56 |  |  | 0.97 |  | Outdoor | Behind the PV Modules
Solar Registration Program | NJSRRE1541580127 | Manalapan Township | 7726 | 17 | 17.36 | Residential | No | Behind the Meter | Suntuity Solar LLC | JCP&L | Accepted | 2019-07-03 | 2019-07-05 | 2020-07-05 | Yingli Green Energy | YL310D-30b | Solar Panels |  | 0.31 | 24 | 122 | 9 |  | Fixed | Roof
Solar Registration Program | NJSRRE1541580127 | Manalapan Township | 7726 | 17 | 17.36 | Residential | No | Behind the Meter | Suntuity Solar LLC | JCP&L | Accepted | 2019-07-03 | 2019-07-05 | 2020-07-05 | Yingli Green Energy | YL310D-30b | Solar Panels |  | 0.31 | 32 | 122 | 26 |  | Fixed | Roof
Solar Registration Program | NJSRRE1541580127 | Manalapan Township | 7726 | 17 | 17.36 | Residential | No | Behind the Meter | Suntuity Solar LLC | JCP&L | Accepted | 2019-07-03 | 2019-07-05 | 2020-07-05 | Enphase Energy | IQ7-60-2-US | Inverters | 240 |  | 56 |  |  | 0.97 |  | Outdoor | Behind the PV Modules
Solar Registration Program | NJSRRE1541692745 | Woodbine | 8270 | 21 | 17.36 | Residential | Yes | Behind the Meter | Suntuity Solar LLC | AC Electric | Accepted | 2019-07-22 | 2019-07-24 | 2020-07-24 | Yingli Green Energy | YL310D-30b | Solar Panels |  | 0.31 | 18 | 189 | 18 |  | Fixed | Roof
Solar Registration Program | NJSRRE1541692745 | Woodbine | 8270 | 21 | 17.36 | Residential | Yes | Behind the Meter | Suntuity Solar LLC | AC Electric | Accepted | 2019-07-22 | 2019-07-24 | 2020-07-24 | Yingli Green Energy | YL310D-30b | Solar Panels |  | 0.31 | 12 | 189 | 16 |  | Fixed | Roof
Solar Registration Program | NJSRRE1541692745 | Woodbine | 8270 | 21 | 17.36 | Residential | Yes | Behind the Meter | Suntuity Solar LLC | AC Electric | Accepted | 2019-07-22 | 2019-07-24 | 2020-07-24 | Yingli Green Energy | YL310D-30b | Solar Panels |  | 0.31 | 13 | 99 | 16 |  | Fixed | Roof
Solar Registration Program | NJSRRE1541692745 | Woodbine | 8270 | 21 | 17.36 | Residential | Yes | Behind the Meter | Suntuity Solar LLC | AC Electric | Accepted | 2019-07-22 | 2019-07-24 | 2020-07-24 | Yingli Green Energy | YL310D-30b | Solar Panels |  | 0.31 | 13 | 279 | 16 |  | Fixed | Roof
Solar Registration Program | NJSRRE1541692745 | Woodbine | 8270 | 21 | 17.36 | Residential | Yes | Behind the Meter | Suntuity Solar LLC | AC Electric | Accepted | 2019-07-22 | 2019-07-24 | 2020-07-24 | Enphase Energy | IQ7-60-2-US | Inverters | 240 |  | 56 |  |  | 0.97 |  | Outdoor | Behind the PV Modules
Solar Registration Program | NJSRRE1541705322 | Villas | 8251 | 21 | 17.36 | Residential | Yes | Behind the Meter | Suntuity Solar LLC | AC Electric | Accepted | 2019-07-26 | 2019-07-30 | 2020-07-30 | Yingli Green Energy | YL310D-30b | Solar Panels |  | 0.31 | 7 | 304 | 18 |  | Fixed | Roof
Solar Registration Program | NJSRRE1541705322 | Villas | 8251 | 21 | 17.36 | Residential | Yes | Behind the Meter | Suntuity Solar LLC | AC Electric | Accepted | 2019-07-26 | 2019-07-30 | 2020-07-30 | Yingli Green Energy | YL310D-30b | Solar Panels |  | 0.31 | 7 | 124 | 18 |  | Fixed | Roof
Solar Registration Program | NJSRRE1541705322 | Villas | 8251 | 21 | 17.36 | Residential | Yes | Behind the Meter | Suntuity Solar LLC | AC Electric | Accepted | 2019-07-26 | 2019-07-30 | 2020-07-30 | Yingli Green Energy | YL310D-30b | Solar Panels |  | 0.31 | 13 | 214 | 23 |  | Fixed | Roof
Solar Registration Program | NJSRRE1541705322 | Villas | 8251 | 21 | 17.36 | Residential | Yes | Behind the Meter | Suntuity Solar LLC | AC Electric | Accepted | 2019-07-26 | 2019-07-30 | 2020-07-30 | Yingli Green Energy | YL310D-30b | Solar Panels |  | 0.31 | 15 | 34 | 9 |  | Fixed | Roof
Solar Registration Program | NJSRRE1541705322 | Villas | 8251 | 21 | 17.36 | Residential | Yes | Behind the Meter | Suntuity Solar LLC | AC Electric | Accepted | 2019-07-26 | 2019-07-30 | 2020-07-30 | Yingli Green Energy | YL310D-30b | Solar Panels |  | 0.31 | 14 | 34 | 23 |  | Fixed | Roof
Solar Registration Program | NJSRRE1541705322 | Villas | 8251 | 21 | 17.36 | Residential | Yes | Behind the Meter | Suntuity Solar LLC | AC Electric | Accepted | 2019-07-26 | 2019-07-30 | 2020-07-30 | Enphase Energy | IQ7-60-2-US | Inverters | 240 |  | 56 |  |  | 0.97 |  | Outdoor | Behind the PV Modules
Solar Registration Program | NJSRRE1542419462 | Lakewood | 8701 | 18 | 17.36 | Residential | No | Behind the Meter | Powerlutions | JCP&L | Accepted | 2019-09-18 | 2019-09-20 | 2020-09-20 | Axitec | AC-310P/156-72S | Solar Panels |  | 0.31 | 14 | 187 | 37 |  | Fixed | Roof
Solar Registration Program | NJSRRE1542419462 | Lakewood | 8701 | 18 | 17.36 | Residential | No | Behind the Meter | Powerlutions | JCP&L | Accepted | 2019-09-18 | 2019-09-20 | 2020-09-20 | Axitec | AC-310P/156-72S | Solar Panels |  | 0.31 | 26 | 277 | 36 |  | Fixed | Roof
Solar Registration Program | NJSRRE1542419462 | Lakewood | 8701 | 18 | 17.36 | Residential | No | Behind the Meter | Powerlutions | JCP&L | Accepted | 2019-09-18 | 2019-09-20 | 2020-09-20 | Axitec | AC-310P/156-72S | Solar Panels |  | 0.31 | 7 | 97 | 36 |  | Fixed | Roof
Solar Registration Program | NJSRRE1542419462 | Lakewood | 8701 | 18 | 17.36 | Residential | No | Behind the Meter | Powerlutions | JCP&L | Accepted | 2019-09-18 | 2019-09-20 | 2020-09-20 | Axitec | AC-310P/156-72S | Solar Panels |  | 0.31 | 9 | 97 | 36 |  | Fixed | Roof
Solar Registration Program | NJSRRE1542419462 | Lakewood | 8701 | 18 | 17.36 | Residential | No | Behind the Meter | Powerlutions | JCP&L | Accepted | 2019-09-18 | 2019-09-20 | 2020-09-20 | Solar Edge | SE7600H-US | Inverters | 7.6 |  | 1 |  |  | 0.99 |  | Outdoor | near meter
Solar Registration Program | NJSRRE1542528378 | Sicklerville | 8081 | 14 | 17.36 | Residential | No | Behind the Meter | All Season Solar | AC Electric | Accepted | 2019-10-11 | 2019-10-15 | 2020-10-15 | Trina | TSM DD05H.05II 310W AUG 2019 | Solar Panels |  | 0.31 | 7 | 11 | 26 |  | Fixed | Roof
Solar Registration Program | NJSRRE1542528378 | Sicklerville | 8081 | 14 | 17.36 | Residential | No | Behind the Meter | All Season Solar | AC Electric | Accepted | 2019-10-11 | 2019-10-15 | 2020-10-15 | Trina | TSM DD05H.05II 310W AUG 2019 | Solar Panels |  | 0.31 | 4 | 191 | 38 |  | Fixed | Roof
Solar Registration Program | NJSRRE1542528378 | Sicklerville | 8081 | 14 | 17.36 | Residential | No | Behind the Meter | All Season Solar | AC Electric | Accepted | 2019-10-11 | 2019-10-15 | 2020-10-15 | Trina | TSM DD05H.05II 310W AUG 2019 | Solar Panels |  | 0.31 | 8 | 191 | 38 |  | Fixed | Roof
Solar Registration Program | NJSRRE1542528378 | Sicklerville | 8081 | 14 | 17.36 | Residential | No | Behind the Meter | All Season Solar | AC Electric | Accepted | 2019-10-11 | 2019-10-15 | 2020-10-15 | Trina | TSM DD05H.05II 310W AUG 2019 | Solar Panels |  | 0.31 | 6 | 11 | 26 |  | Fixed | Roof
Solar Registration Program | NJSRRE1542528378 | Sicklerville | 8081 | 14 | 17.36 | Residential | No | Behind the Meter | All Season Solar | AC Electric | Accepted | 2019-10-11 | 2019-10-15 | 2020-10-15 | Trina | TSM DD05H.05II 310W AUG 2019 | Solar Panels |  | 0.31 | 24 | 191 | 19 |  | Fixed | Roof
Solar Registration Program | NJSRRE1542528378 | Sicklerville | 8081 | 14 | 17.36 | Residential | No | Behind the Meter | All Season Solar | AC Electric | Accepted | 2019-10-11 | 2019-10-15 | 2020-10-15 | Trina | TSM DD05H.05II 310W AUG 2019 | Solar Panels |  | 0.31 | 7 | 11 | 26 |  | Fixed | Roof
Solar Registration Program | NJSRRE1542528378 | Sicklerville | 8081 | 14 | 17.36 | Residential | No | Behind the Meter | All Season Solar | AC Electric | Accepted | 2019-10-11 | 2019-10-15 | 2020-10-15 | Enphase | IQ7 | Inverters | 240 |  | 56 |  |  | 0.97 |  | Outdoor | Under Module
Solar Registration Program | NJSRRE1542851372 | Woolwich Township | 8085 | 15 | 17.36 | Residential | No | Behind the Meter | Skyline Solar LLC | AC Electric | Accepted | 2019-10-31 | 2019-11-04 | 2020-11-04 | Trina | TSM-310 | Solar Panels |  | 0.31 | 38 | 93 | 32 |  | Fixed | Roof
Solar Registration Program | NJSRRE1542851372 | Woolwich Township | 8085 | 15 | 17.36 | Residential | No | Behind the Meter | Skyline Solar LLC | AC Electric | Accepted | 2019-10-31 | 2019-11-04 | 2020-11-04 | Trina | TSM-310 | Solar Panels |  | 0.31 | 6 | 93 | 32 |  | Fixed | Roof
Solar Registration Program | NJSRRE1542851372 | Woolwich Township | 8085 | 15 | 17.36 | Residential | No | Behind the Meter | Skyline Solar LLC | AC Electric | Accepted | 2019-10-31 | 2019-11-04 | 2020-11-04 | Trina | TSM-310 | Solar Panels |  | 0.31 | 12 | 273 | 32 |  | Fixed | Roof
Solar Registration Program | NJSRRE1542851372 | Woolwich Township | 8085 | 15 | 17.36 | Residential | No | Behind the Meter | Skyline Solar LLC | AC Electric | Accepted | 2019-10-31 | 2019-11-04 | 2020-11-04 | Solaredge | SE6000H | Inverters | 6000 |  | 2 |  |  | 0.99 |  | Outside | N/A
Solar Registration Program | NJSRRE1543182785 | Lakewood | 8701 | 18 | 17.36 | Residential | No | Behind the Meter | Powerlutions | JCP&L | Accepted | 2019-11-13 | 2019-11-18 | 2020-11-18 | Trina | TSM-310 DD05A | Solar Panels |  | 0.31 | 14 | 187 | 28 |  | Fixed | Roof
Solar Registration Program | NJSRRE1543182785 | Lakewood | 8701 | 18 | 17.36 | Residential | No | Behind the Meter | Powerlutions | JCP&L | Accepted | 2019-11-13 | 2019-11-18 | 2020-11-18 | Trina | TSM-310 DD05A | Solar Panels |  | 0.31 | 6 | 97 | 19 |  | Fixed | Roof
Solar Registration Program | NJSRRE1543182785 | Lakewood | 8701 | 18 | 17.36 | Residential | No | Behind the Meter | Powerlutions | JCP&L | Accepted | 2019-11-13 | 2019-11-18 | 2020-11-18 | Trina | TSM-310 DD05A | Solar Panels |  | 0.31 | 7 | 187 | 28 |  | Fixed | Roof
Solar Registration Program | NJSRRE1543182785 | Lakewood | 8701 | 18 | 17.36 | Residential | No | Behind the Meter | Powerlutions | JCP&L | Accepted | 2019-11-13 | 2019-11-18 | 2020-11-18 | Trina | TSM-310 DD05A | Solar Panels |  | 0.31 | 25 | 97 | 19 |  | Fixed | Roof
Solar Registration Program | NJSRRE1543182785 | Lakewood | 8701 | 18 | 17.36 | Residential | No | Behind the Meter | Powerlutions | JCP&L | Accepted | 2019-11-13 | 2019-11-18 | 2020-11-18 | Trina | TSM-310 DD05A | Solar Panels |  | 0.31 | 4 | 277 | 19 |  | Fixed | Roof
Solar Registration Program | NJSRRE1543182785 | Lakewood | 8701 | 18 | 17.36 | Residential | No | Behind the Meter | Powerlutions | JCP&L | Accepted | 2019-11-13 | 2019-11-18 | 2020-11-18 | SolarEdge | SE6000H-US | Inverters | 6 |  | 2 |  |  | 0.99 |  | Outdoor | near meter
Solar Registration Program | NJSRRE1543209539 | Clark | 7066 | 10 | 17.36 | Residential | No | Behind the Meter | Kopp Electric Company | JCP&L | Accepted | 2019-11-13 | 2019-11-18 | 2020-11-18 | CertainTeed | CT310M11-03 | Solar Panels |  | 0.31 | 23 | 150 | 34 |  | Fixed | Roof
Solar Registration Program | NJSRRE1543209539 | Clark | 7066 | 10 | 17.36 | Residential | No | Behind the Meter | Kopp Electric Company | JCP&L | Accepted | 2019-11-13 | 2019-11-18 | 2020-11-18 | CertainTeed | CT310M11-03 | Solar Panels |  | 0.31 | 8 | 240 | 45 |  | Fixed | Roof
Solar Registration Program | NJSRRE1543209539 | Clark | 7066 | 10 | 17.36 | Residential | No | Behind the Meter | Kopp Electric Company | JCP&L | Accepted | 2019-11-13 | 2019-11-18 | 2020-11-18 | CertainTeed | CT310M11-03 | Solar Panels |  | 0.31 | 17 | 240 | 45 |  | Fixed | Roof
Solar Registration Program | NJSRRE1543209539 | Clark | 7066 | 10 | 17.36 | Residential | No | Behind the Meter | Kopp Electric Company | JCP&L | Accepted | 2019-11-13 | 2019-11-18 | 2020-11-18 | CertainTeed | CT310M11-03 | Solar Panels |  | 0.31 | 8 | 60 | 45 |  | Fixed | Roof
Solar Registration Program | NJSRRE1543209539 | Clark | 7066 | 10 | 17.36 | Residential | No | Behind the Meter | Kopp Electric Company | JCP&L | Accepted | 2019-11-13 | 2019-11-18 | 2020-11-18 | Solar Edge | SE7600H-US | Inverters | 7600 |  | 2 |  |  | 0.975 |  | Outdoor | next to meter
Solar Registration Program | NJSRRE1540476660 | Paterson | 7514 | 6 | 17.38 | Commercial | No | Behind the Meter | Geoscape Solar | PSE&G | Final As-Built Received | 2019-03-12 | 2019-03-13 | 2020-03-13 | LG Electronics | LG395N2W-A5 | Solar Panels |  | 0.395 | 44 | 102 | 15 |  | Fixed | Roof
Solar Registration Program | NJSRRE1540476660 | Paterson | 7514 | 6 | 17.38 | Commercial | No | Behind the Meter | Geoscape Solar | PSE&G | Final As-Built Received | 2019-03-12 | 2019-03-13 | 2020-03-13 | Solar Edge | SE14.4KUS | Inverters | 14400 |  | 1 |  |  | 0.98 |  | Outside | adj to utility meter
Solar Registration Program | NJSRRE1542587379 | Pennington | 8534 | 12 | 17.38 | Residential | No | Behind the Meter | Geoscape Solar | PSE&G | Accepted | 2019-11-05 | 2019-11-05 | 2020-11-05 | SUNPOWER CORPORATION | SPR-P19-395-COM | Solar Panels |  | 0.395 | 44 | 180 | 20 |  | Fixed | Ground
Solar Registration Program | NJSRRE1542587379 | Pennington | 8534 | 12 | 17.38 | Residential | No | Behind the Meter | Geoscape Solar | PSE&G | Accepted | 2019-11-05 | 2019-11-05 | 2020-11-05 | SOLAREDGE | SE7600H-US | Inverters | 7600 |  | 2 |  |  | 0.98 |  | Outside | adj. to utility meter
Solar Registration Program | NJSRRE1541053275 | Wall Township | 7753 | 17 | 17.39 | Residential | No | Behind the Meter | Ecological Systems by Water Wizard, LLC | JCP&L | Accepted | 2019-05-30 | 2019-06-04 | 2020-06-04 | Trina Solar | TSM 235-PAO5 | Solar Panels |  | 0.235 | 74 | 178 | 25 |  | Fixed | Roof | Shade Structure
Solar Registration Program | NJSRRE1541053275 | Wall Township | 7753 | 17 | 17.39 | Residential | No | Behind the Meter | Ecological Systems by Water Wizard, LLC | JCP&L | Accepted | 2019-05-30 | 2019-06-04 | 2020-06-04 | Fronius | Fronius IG Plus 10.0-1 | Inverters | 9995 |  | 1 |  |  | 0.962 |  | Outside | under shade structure
Solar Registration Program | NJSRRE1541053275 | Wall Township | 7753 | 17 | 17.39 | Residential | No | Behind the Meter | Ecological Systems by Water Wizard, LLC | JCP&L | Accepted | 2019-05-30 | 2019-06-04 | 2020-06-04 | SMA | SB 5.0 | Inverters | 5000 |  | 1 |  |  | 0.972 |  | Outside | under shade structure
Solar Registration Program | NJSRRE1541053275 | Wall Township | 7753 | 17 | 17.39 | Residential | No | Behind the Meter | Ecological Systems by Water Wizard, LLC | JCP&L | Accepted | 2019-05-30 | 2019-06-04 | 2020-06-04 | Locus | LGate 120 | Meters |  |  | 1 |  |  |  |  | Outdoor
Solar Registration Program | NJSRRE1541437150 | Linden | 7036 | 10 | 17.39 | Residential | No | Behind the Meter | Whitman Construction, LLC | PSE&G | Final As-Built Received | 2019-06-20 | 2019-06-24 | 2020-06-24 | Trina Solar | TSM-305DD05A | Solar Panels |  | 0.305 | 20 | 217 | 20 |  | Fixed | Roof
Solar Registration Program | NJSRRE1541437150 | Linden | 7036 | 10 | 17.39 | Residential | No | Behind the Meter | Whitman Construction, LLC | PSE&G | Final As-Built Received | 2019-06-20 | 2019-06-24 | 2020-06-24 | Trina Solar | TSM-305DD05A | Solar Panels |  | 0.305 | 8 | 127 | 20 |  | Fixed | Roof
Solar Registration Program | NJSRRE1541437150 | Linden | 7036 | 10 | 17.39 | Residential | No | Behind the Meter | Whitman Construction, LLC | PSE&G | Final As-Built Received | 2019-06-20 | 2019-06-24 | 2020-06-24 | Trina Solar | TSM-305DD05A | Solar Panels |  | 0.305 | 21 | 37 | 20 |  | Fixed | Roof
Solar Registration Program | NJSRRE1541437150 | Linden | 7036 | 10 | 17.39 | Residential | No | Behind the Meter | Whitman Construction, LLC | PSE&G | Final As-Built Received | 2019-06-20 | 2019-06-24 | 2020-06-24 | Trina Solar | TSM-305DD05A | Solar Panels |  | 0.305 | 8 | 307 | 20 |  | Fixed | Roof
Solar Registration Program | NJSRRE1541437150 | Linden | 7036 | 10 | 17.39 | Residential | No | Behind the Meter | Whitman Construction, LLC | PSE&G | Final As-Built Received | 2019-06-20 | 2019-06-24 | 2020-06-24 | Enphase Energy | ENV-S_AM1-120 | Meters |  |  | 1 |  |  |  | Yes | Outdoor
Solar Registration Program | NJSRRE1541437150 | Linden | 7036 | 10 | 17.39 | Residential | No | Behind the Meter | Whitman Construction, LLC | PSE&G | Final As-Built Received | 2019-06-20 | 2019-06-24 | 2020-06-24 | Enphase Energy | IQ7-60-2-US | Inverters | 0.24 |  | 57 |  |  | 0.976 |  | Outside | roof
Solar Registration Program | NJSRRE1541877918 | Hillsborough TWP | 8844 | 5 | 17.39 | Residential | No | Behind the Meter | 1st Light Energy Inc | PSE&G | Accepted | 2019-08-22 | 2019-08-27 | 2020-08-27 | Trina | SE7600H-USRGM | Solar Panels |  | 0.305 | 31 | 188 | 23 |  | Fixed | Roof
Solar Registration Program | NJSRRE1541877918 | Hillsborough TWP | 8844 | 5 | 17.39 | Residential | No | Behind the Meter | 1st Light Energy Inc | PSE&G | Accepted | 2019-08-22 | 2019-08-27 | 2020-08-27 | Trina | SE7600H-USRGM | Solar Panels |  | 0.305 | 10 | 189 | 23 |  | Fixed | Roof
Solar Registration Program | NJSRRE1541877918 | Hillsborough TWP | 8844 | 5 | 17.39 | Residential | No | Behind the Meter | 1st Light Energy Inc | PSE&G | Accepted | 2019-08-22 | 2019-08-27 | 2020-08-27 | Trina | SE7600H-USRGM | Solar Panels |  | 0.305 | 16 | 8 | 23 |  | Fixed | Roof
Solar Registration Program | NJSRRE1541877918 | Hillsborough TWP | 8844 | 5 | 17.39 | Residential | No | Behind the Meter | 1st Light Energy Inc | PSE&G | Accepted | 2019-08-22 | 2019-08-27 | 2020-08-27 | Solaredge | SE7600H-USRGM | Inverters | 7600 |  | 2 |  |  | 0.99 |  | Outdoor | within 10 feet of meter
Solar Registration Program | NJSRRE1540452948 | Point Pleasant | 7742 |  | 17.4 | Residential | No | Behind the Meter | Ecological Systems LLC | JCP&L | Accepted | 2019-03-05 | 2019-03-06 | 2020-03-06 | Blue Sun | Mono300W | Solar Panels |  | 0.3 | 58 | 180/90 | 25 |  | Fixed | Roof
Solar Registration Program | NJSRRE1540452948 | Point Pleasant | 7742 |  | 17.4 | Residential | No | Behind the Meter | Ecological Systems LLC | JCP&L | Accepted | 2019-03-05 | 2019-03-06 | 2020-03-06 | Solar Log | CL200 | Meters |  |  | 1 |  |  |  |  | Outdoor
Solar Registration Program | NJSRRE1540452948 | Point Pleasant | 7742 |  | 17.4 | Residential | No | Behind the Meter | Ecological Systems LLC | JCP&L | Accepted | 2019-03-05 | 2019-03-06 | 2020-03-06 | SMA | 5.0, 6.0 | Inverters | 11000 |  | 2 |  |  | 0.97 |  | Outside | at meter
Solar Registration Program | NJSRRE1540461302 | Ringoes | 8551 | 4 | 17.4 | Residential | No | Behind the Meter | Azimuth Renewable Energy | JCP&L | Accepted | 2019-03-08 | 2019-03-13 | 2020-03-13 | Trina | tSM300 | Solar Panels |  | 0.3 | 58 | 221 | 30 |  | Fixed | Ground
Solar Registration Program | NJSRRE1540461302 | Ringoes | 8551 | 4 | 17.4 | Residential | No | Behind the Meter | Azimuth Renewable Energy | JCP&L | Accepted | 2019-03-08 | 2019-03-13 | 2020-03-13 | Enphase | IQ 7 | Inverters | 240 |  | 58 |  |  | 0.975 |  | Outdoor | ground mount
Solar Registration Program | NJSRRE1540461302 | Ringoes | 8551 | 4 | 17.4 | Residential | No | Behind the Meter | Azimuth Renewable Energy | JCP&L | Accepted | 2019-03-08 | 2019-03-13 | 2020-03-13 | Enphase | Envoy-s | Meters |  |  | 1 |  |  |  |  | Outdoor
Solar Registration Program | NJSRRE1541063635 | Millstone | 8535 | 17 | 17.4 | Residential | Yes | Behind the Meter | Sunrun Installation Services, Inc. | JCP&L | Accepted | 2019-05-31 | 2019-06-05 | 2020-06-05 | REC Solar | REC290TP2 BLK | Solar Panels |  | 0.29 | 60 | 165 | 30 |  | Fixed | Roof
Solar Registration Program | NJSRRE1541063635 | Millstone | 8535 | 17 | 17.4 | Residential | Yes | Behind the Meter | Sunrun Installation Services, Inc. | JCP&L | Accepted | 2019-05-31 | 2019-06-05 | 2020-06-05 | SolarEdge Technologies | SE11400H-USRGM | Inverters | 11400 |  | 1 |  |  | 0.96 |  | Outdoor | Next To Meter
Solar Registration Program | NJSRRE1541063635 | Millstone | 8535 | 17 | 17.4 | Residential | Yes | Behind the Meter | Sunrun Installation Services, Inc. | JCP&L | Accepted | 2019-05-31 | 2019-06-05 | 2020-06-05 | SolarEdge Technologies | SE3800H-USRGM | Inverters | 3800 |  | 1 |  |  | 0.96 |  | Outdoor | Next To Meter
Solar Registration Program | NJSRRE1541672176 | Newfield | 8344 | 15 | 17.4 | Residential | No | Behind the Meter | Palmetto Solar | AC Electric | Accepted | 2019-07-16 | 2019-07-29 | 2020-07-29 | Silfab | 300W All Black Module | Solar Panels |  | 0.3 | 58 | 180 | 25 |  | Fixed | Roof
Solar Registration Program | NJSRRE1541672176 | Newfield | 8344 | 15 | 17.4 | Residential | No | Behind the Meter | Palmetto Solar | AC Electric | Accepted | 2019-07-16 | 2019-07-29 | 2020-07-29 | SolarEdge | SE6000H-US | Inverters | 6000 |  | 1 |  |  | 0.99 |  | Outside | N/A
Solar Registration Program | NJSRRE1541672176 | Newfield | 8344 | 15 | 17.4 | Residential | No | Behind the Meter | Palmetto Solar | AC Electric | Accepted | 2019-07-16 | 2019-07-29 | 2020-07-29 | SolarEdge | SE7600H-US | Inverters | 7600 |  | 1 |  |  | 0.99 |  | Outside | N/A
Solar Registration Program | NJSRRE1541708880 | Little Falls | 7424 | 6 | 17.4 | Residential | Yes | Behind the Meter | Sunrun Installation Services, Inc. | PSE&G | Accepted | 2019-07-26 | 2019-07-31 | 2020-07-31 | REC Solar | REC290TP2 BLK | Solar Panels |  | 0.29 | 22 | 111 | 27 |  | Fixed | Roof
Solar Registration Program | NJSRRE1541708880 | Little Falls | 7424 | 6 | 17.4 | Residential | Yes | Behind the Meter | Sunrun Installation Services, Inc. | PSE&G | Accepted | 2019-07-26 | 2019-07-31 | 2020-07-31 | REC Solar | REC290TP2 BLK | Solar Panels |  | 0.29 | 16 | 291 | 26 |  | Fixed | Roof
Solar Registration Program | NJSRRE1541708880 | Little Falls | 7424 | 6 | 17.4 | Residential | Yes | Behind the Meter | Sunrun Installation Services, Inc. | PSE&G | Accepted | 2019-07-26 | 2019-07-31 | 2020-07-31 | REC Solar | REC290TP2 BLK | Solar Panels |  | 0.29 | 14 | 201 | 27 |  | Fixed | Roof
Solar Registration Program | NJSRRE1541708880 | Little Falls | 7424 | 6 | 17.4 | Residential | Yes | Behind the Meter | Sunrun Installation Services, Inc. | PSE&G | Accepted | 2019-07-26 | 2019-07-31 | 2020-07-31 | REC Solar | REC290TP2 BLK | Solar Panels |  | 0.29 | 8 | 21 | 27 |  | Fixed | Roof
Solar Registration Program | NJSRRE1541708880 | Little Falls | 7424 | 6 | 17.4 | Residential | Yes | Behind the Meter | Sunrun Installation Services, Inc. | PSE&G | Accepted | 2019-07-26 | 2019-07-31 | 2020-07-31 | SolarEdge Technologies | SE11400H-USRGM | Inverters | 11400 |  | 1 |  |  | 0.96 |  | Outdoor | Next To Meter
Solar Registration Program | NJSRRE1542182348 | Princeton | 8540 | 12 | 17.4 | Residential | No | Behind the Meter | Powerlutions | PSE&G | Accepted | 2019-09-04 | 2019-09-06 | 2020-09-06 | Axitec | AC-300M/60S | Solar Panels |  | 0.3 | 32 | 67 | 32 |  | Fixed | Roof
Solar Registration Program | NJSRRE1542182348 | Princeton | 8540 | 12 | 17.4 | Residential | No | Behind the Meter | Powerlutions | PSE&G | Accepted | 2019-09-04 | 2019-09-06 | 2020-09-06 | Axitec | AC-300M/60S | Solar Panels |  | 0.3 | 6 | 157 | 38 |  | Fixed | Roof
Solar Registration Program | NJSRRE1542182348 | Princeton | 8540 | 12 | 17.4 | Residential | No | Behind the Meter | Powerlutions | PSE&G | Accepted | 2019-09-04 | 2019-09-06 | 2020-09-06 | Axitec | AC-300M/60S | Solar Panels |  | 0.3 | 8 | 247 | 32 |  | Fixed | Roof
Solar Registration Program | NJSRRE1542182348 | Princeton | 8540 | 12 | 17.4 | Residential | No | Behind the Meter | Powerlutions | PSE&G | Accepted | 2019-09-04 | 2019-09-06 | 2020-09-06 | Axitec | AC-300M/60S | Solar Panels |  | 0.3 | 12 | 247 | 32 |  | Fixed | Roof
Solar Registration Program | NJSRRE1542182348 | Princeton | 8540 | 12 | 17.4 | Residential | No | Behind the Meter | Powerlutions | PSE&G | Accepted | 2019-09-04 | 2019-09-06 | 2020-09-06 | SolarEdge | SE6000H-US | Inverters | 12 |  | 2 |  |  | 0.99 |  | Outdoor | Near Meter
Solar Registration Program | NJSRRE1543433930 | Bayville | 8721 | 18 | 17.4 | Residential | Yes | Behind the Meter | Sunrun Installation Services, Inc. | JCP&L | Accepted | 2019-11-21 | 2019-11-25 | 2020-11-25 | REC Solar | REC290TP2 BLK | Solar Panels |  | 0.29 | 15 | 181 | 23 |  | Fixed | Roof
Solar Registration Program | NJSRRE1543433930 | Bayville | 8721 | 18 | 17.4 | Residential | Yes | Behind the Meter | Sunrun Installation Services, Inc. | JCP&L | Accepted | 2019-11-21 | 2019-11-25 | 2020-11-25 | REC Solar | REC290TP2 BLK | Solar Panels |  | 0.29 | 7 | 91 | 10 |  | Fixed | Roof
Solar Registration Program | NJSRRE1543433930 | Bayville | 8721 | 18 | 17.4 | Residential | Yes | Behind the Meter | Sunrun Installation Services, Inc. | JCP&L | Accepted | 2019-11-21 | 2019-11-25 | 2020-11-25 | REC Solar | REC290TP2 BLK | Solar Panels |  | 0.29 | 7 | 181 | 10 |  | Fixed | Roof
Solar Registration Program | NJSRRE1543433930 | Bayville | 8721 | 18 | 17.4 | Residential | Yes | Behind the Meter | Sunrun Installation Services, Inc. | JCP&L | Accepted | 2019-11-21 | 2019-11-25 | 2020-11-25 | REC Solar | REC290TP2 BLK | Solar Panels |  | 0.29 | 14 | 91 | 23 |  | Fixed | Roof
Solar Registration Program | NJSRRE1543433930 | Bayville | 8721 | 18 | 17.4 | Residential | Yes | Behind the Meter | Sunrun Installation Services, Inc. | JCP&L | Accepted | 2019-11-21 | 2019-11-25 | 2020-11-25 | REC Solar | REC290TP2 BLK | Solar Panels |  | 0.29 | 17 | 271 | 23 |  | Fixed | Roof
Solar Registration Program | NJSRRE1543433930 | Bayville | 8721 | 18 | 17.4 | Residential | Yes | Behind the Meter | Sunrun Installation Services, Inc. | JCP&L | Accepted | 2019-11-21 | 2019-11-25 | 2020-11-25 | Enphase Energy | IQ7-60-x-US (240V) | Inverters | 240 |  | 60 |  |  | 0.96 |  | Outdoor | Rooftop
Solar Registration Program | NJSRRE1541835513 | Woodbridge Township | 7001 | 11 | 17.42 | Residential | Yes | Behind the Meter | Pro Custom Solar dba Momentum Solar | PSE&G | Accepted | 2019-08-14 | 2019-08-23 | 2020-08-23 | LG ELECTRONICS | LG 335N1C-V5 | Solar Panels |  | 0.335 | 19 | 96 | 39 |  | Fixed | Roof
Solar Registration Program | NJSRRE1541835513 | Woodbridge Township | 7001 | 11 | 17.42 | Residential | Yes | Behind the Meter | Pro Custom Solar dba Momentum Solar | PSE&G | Accepted | 2019-08-14 | 2019-08-23 | 2020-08-23 | LG ELECTRONICS | LG 335N1C-V5 | Solar Panels |  | 0.335 | 21 | 98 | 1 |  | Fixed | Roof
Solar Registration Program | NJSRRE1541835513 | Woodbridge Township | 7001 | 11 | 17.42 | Residential | Yes | Behind the Meter | Pro Custom Solar dba Momentum Solar | PSE&G | Accepted | 2019-08-14 | 2019-08-23 | 2020-08-23 | LG ELECTRONICS | LG ELECTRONICS | Solar Panels |  | 0.335 | 12 | 276 | 13 |  | Fixed | Roof
Solar Registration Program | NJSRRE1541835513 | Woodbridge Township | 7001 | 11 | 17.42 | Residential | Yes | Behind the Meter | Pro Custom Solar dba Momentum Solar | PSE&G | Accepted | 2019-08-14 | 2019-08-23 | 2020-08-23 | Enphase Energy | IQ7-60-2-US | Inverters | 250 |  | 52 |  |  | 0.97 |  | Outdoor | Roof
Solar Registration Program | NJSRRE1542428819 | Clementon | 8021 | 14 | 17.42 | Residential | Yes | Behind the Meter | Pro Custom Solar dba Momentum Solar | PSE&G | Accepted | 2019-09-23 | 2019-09-25 | 2020-09-25 | LG ELECTRONICS | LG 335N1C-V5 | Solar Panels |  | 0.335 | 13 | 133 | 29 |  | Fixed | Roof
Solar Registration Program | NJSRRE1542428819 | Clementon | 8021 | 14 | 17.42 | Residential | Yes | Behind the Meter | Pro Custom Solar dba Momentum Solar | PSE&G | Accepted | 2019-09-23 | 2019-09-25 | 2020-09-25 | LG ELECTRONICS | LG 335N1C-V5 | Solar Panels |  | 0.335 | 12 | 313 | 29 |  | Fixed | Roof
Solar Registration Program | NJSRRE1542428819 | Clementon | 8021 | 14 | 17.42 | Residential | Yes | Behind the Meter | Pro Custom Solar dba Momentum Solar | PSE&G | Accepted | 2019-09-23 | 2019-09-25 | 2020-09-25 | LG ELECTRONICS | LG 335N1C-V5 | Solar Panels |  | 0.335 | 27 | 133 | 29 |  | Fixed | Roof
Solar Registration Program | NJSRRE1542428819 | Clementon | 8021 | 14 | 17.42 | Residential | Yes | Behind the Meter | Pro Custom Solar dba Momentum Solar | PSE&G | Accepted | 2019-09-23 | 2019-09-25 | 2020-09-25 | Enphase Energy | IQ7-60-2-US | Inverters | 250 |  | 52 |  |  | 0.97 |  | Outdoor | Roof
Solar Registration Program | NJSRRE1540349018 | Bridgeton | 8302 | 20 | 17.49 | Residential | Yes | Behind the Meter | Sunrun Installation Services, Inc. | AC Electric | Accepted | 2019-02-08 | 2019-02-13 | 2020-02-13 | LG Electronics | LG330N1C-A5 | Solar Panels |  | 0.33 | 29 | 65 | 18 |  | Fixed | Roof
Solar Registration Program | NJSRRE1540349018 | Bridgeton | 8302 | 20 | 17.49 | Residential | Yes | Behind the Meter | Sunrun Installation Services, Inc. | AC Electric | Accepted | 2019-02-08 | 2019-02-13 | 2020-02-13 | LG Electronics | LG330N1C-A5 | Solar Panels |  | 0.33 | 24 | 245 | 18 |  | Fixed | Roof
Solar Registration Program | NJSRRE1540349018 | Bridgeton | 8302 | 20 | 17.49 | Residential | Yes | Behind the Meter | Sunrun Installation Services, Inc. | AC Electric | Accepted | 2019-02-08 | 2019-02-13 | 2020-02-13 | SMA America | SB7.7-1SP-US-40 | Inverters | 7680 |  | 2 |  |  | 0.96 |  | Outdoor | Next To Meter
Solar Registration Program | NJSRRE1542589865 | Monroe Township | 8831 | 11 | 17.49 | Residential | No | Behind the Meter | Green Power Energy | JCP&L | Accepted | 2019-10-25 | 2019-10-29 | 2020-10-29 | Panasonic | VBHN330SA17 | Solar Panels |  | 0.33 | 53 | 188 | 27 |  | Fixed | Roof
Solar Registration Program | NJSRRE1542589865 | Monroe Township | 8831 | 11 | 17.49 | Residential | No | Behind the Meter | Green Power Energy | JCP&L | Accepted | 2019-10-25 | 2019-10-29 | 2020-10-29 | SolarEdge | SE10000H-US | Inverters | 10000 |  | 2 |  |  | 0.97 |  | Outside | Next to Meter
Solar Registration Program | NJSRRE1543433943 | Lakewood Township | 8701 | 18 | 17.49 | Residential | Yes | Behind the Meter | Sunrun Installation Services, Inc. | JCP&L | Accepted | 2019-11-21 | 2019-11-25 | 2020-11-25 | LG Electronics | LG330N1C-A5 | Solar Panels |  | 0.33 | 14 | 216 | 27 |  | Fixed | Roof
Solar Registration Program | NJSRRE1543433943 | Lakewood Township | 8701 | 18 | 17.49 | Residential | Yes | Behind the Meter | Sunrun Installation Services, Inc. | JCP&L | Accepted | 2019-11-21 | 2019-11-25 | 2020-11-25 | LG Electronics | LG330N1C-A5 | Solar Panels |  | 0.33 | 30 | 36 | 27 |  | Fixed | Roof
Solar Registration Program | NJSRRE1543433943 | Lakewood Township | 8701 | 18 | 17.49 | Residential | Yes | Behind the Meter | Sunrun Installation Services, Inc. | JCP&L | Accepted | 2019-11-21 | 2019-11-25 | 2020-11-25 | LG Electronics | LG330N1C-A5 | Solar Panels |  | 0.33 | 4 | 126 | 27 |  | Fixed | Roof
Solar Registration Program | NJSRRE1543433943 | Lakewood Township | 8701 | 18 | 17.49 | Residential | Yes | Behind the Meter | Sunrun Installation Services, Inc. | JCP&L | Accepted | 2019-11-21 | 2019-11-25 | 2020-11-25 | LG Electronics | LG330N1C-A5 | Solar Panels |  | 0.33 | 4 | 306 | 27 |  | Fixed | Roof
Solar Registration Program | NJSRRE1543433943 | Lakewood Township | 8701 | 18 | 17.49 | Residential | Yes | Behind the Meter | Sunrun Installation Services, Inc. | JCP&L | Accepted | 2019-11-21 | 2019-11-25 | 2020-11-25 | LG Electronics | LG330N1C-A5 | Solar Panels |  | 0.33 | 1 | 306 | 40 |  | Fixed | Roof
Solar Registration Program | NJSRRE1543433943 | Lakewood Township | 8701 | 18 | 17.49 | Residential | Yes | Behind the Meter | Sunrun Installation Services, Inc. | JCP&L | Accepted | 2019-11-21 | 2019-11-25 | 2020-11-25 | Enphase Energy | IQ7-60-x-US (240V) | Inverters | 240 |  | 53 |  |  | 0.96 |  | Outdoor | Rooftop
Solar Registration Program | NJSRRE1541722009 | Union City | 7087 | 8 | 17.5 | Residential | No | Behind the Meter | Powerlutions | JCP&L | Accepted | 2019-07-31 | 2019-08-05 | 2020-08-05 | Solaria | PowerX-350R-BD | Solar Panels |  | 0.35 | 50 | 207 | 10 |  | Fixed | Roof
Solar Registration Program | NJSRRE1541722009 | Union City | 7087 | 8 | 17.5 | Residential | No | Behind the Meter | Powerlutions | JCP&L | Accepted | 2019-07-31 | 2019-08-05 | 2020-08-05 | SolarEdge | SE7600H-US | Inverters | 15.2 |  | 2 |  |  | 0.99 |  | Outdoor | Near Meter
Solar Registration Program | NJSRRE1540992191 | East Brunswick Twp | 8817 | 11 | 17.55 | Residential | No | Behind the Meter | Tesla Energy Operations Inc | PSE&G | Accepted | 2019-05-15 | 2019-05-20 | 2020-05-20 | SC | SC325 | Solar Panels |  | 0.325 | 21 | 51 | 40 |  | Fixed | Roof
Solar Registration Program | NJSRRE1540992191 | East Brunswick Twp | 8817 | 11 | 17.55 | Residential | No | Behind the Meter | Tesla Energy Operations Inc | PSE&G | Accepted | 2019-05-15 | 2019-05-20 | 2020-05-20 | SC | SC325 | Solar Panels |  | 0.325 | 16 | 141 | 40 |  | Fixed | Roof
Solar Registration Program | NJSRRE1540992191 | East Brunswick Twp | 8817 | 11 | 17.55 | Residential | No | Behind the Meter | Tesla Energy Operations Inc | PSE&G | Accepted | 2019-05-15 | 2019-05-20 | 2020-05-20 | SC | SC325 | Solar Panels |  | 0.325 | 5 | 319 | 40 |  | Fixed | Roof
Solar Registration Program | NJSRRE1540992191 | East Brunswick Twp | 8817 | 11 | 17.55 | Residential | No | Behind the Meter | Tesla Energy Operations Inc | PSE&G | Accepted | 2019-05-15 | 2019-05-20 | 2020-05-20 | SC | SC325 | Solar Panels |  | 0.325 | 6 | 233 | 40 |  | Fixed | Roof
Solar Registration Program | NJSRRE1540992191 | East Brunswick Twp | 8817 | 11 | 17.55 | Residential | No | Behind the Meter | Tesla Energy Operations Inc | PSE&G | Accepted | 2019-05-15 | 2019-05-20 | 2020-05-20 | SC | SC325 | Solar Panels |  | 0.325 | 6 | 230 | 40 |  | Fixed | Roof
Solar Registration Program | NJSRRE1540992191 | East Brunswick Twp | 8817 | 11 | 17.55 | Residential | No | Behind the Meter | Tesla Energy Operations Inc | PSE&G | Accepted | 2019-05-15 | 2019-05-20 | 2020-05-20 | Delta | Solivia 5.2 TL | Inverters | 5200 |  | 3 |  |  | 0.975 |  | Outdoor | outdoor
Solar Registration Program | NJSRRE1542578563 | SWEDESBORO | 8085 | 15 | 17.55 | Residential | No | Behind the Meter | Sunny Corp | AC Electric | Accepted | 2019-10-23 | 2019-10-25 | 2020-10-25 | PANASONIC | VBHN325KA03 | Solar Panels |  | 0.325 | 11 | 215 | 44 |  | Fixed | Roof
Solar Registration Program | NJSRRE1542578563 | SWEDESBORO | 8085 | 15 | 17.55 | Residential | No | Behind the Meter | Sunny Corp | AC Electric | Accepted | 2019-10-23 | 2019-10-25 | 2020-10-25 | PANASONIC | VBHN325KA03 | Solar Panels |  | 0.325 | 14 | 125 | 45 |  | Fixed | Roof
Solar Registration Program | NJSRRE1542578563 | SWEDESBORO | 8085 | 15 | 17.55 | Residential | No | Behind the Meter | Sunny Corp | AC Electric | Accepted | 2019-10-23 | 2019-10-25 | 2020-10-25 | Panasonic | VBHN325KA03 | Solar Panels |  | 0.325 | 4 | 214 | 44 |  | Fixed | Roof
Solar Registration Program | NJSRRE1542578563 | SWEDESBORO | 8085 | 15 | 17.55 | Residential | No | Behind the Meter | Sunny Corp | AC Electric | Accepted | 2019-10-23 | 2019-10-25 | 2020-10-25 | PANASONIC | VBHN325KA03 | Solar Panels |  | 0.325 | 12 | 305 | 44 |  | Fixed | Roof
Solar Registration Program | NJSRRE1542578563 | SWEDESBORO | 8085 | 15 | 17.55 | Residential | No | Behind the Meter | Sunny Corp | AC Electric | Accepted | 2019-10-23 | 2019-10-25 | 2020-10-25 | PANASONIC | VBHN325KA03 | Solar Panels |  | 0.325 | 4 | 124 | 46 |  | Fixed | Roof
Solar Registration Program | NJSRRE1542578563 | SWEDESBORO | 8085 | 15 | 17.55 | Residential | No | Behind the Meter | Sunny Corp | AC Electric | Accepted | 2019-10-23 | 2019-10-25 | 2020-10-25 | PANASONIC | VBHN325KA03 | Solar Panels |  | 0.325 | 9 | 125 | 46 |  | Fixed | Roof
Solar Registration Program | NJSRRE1542578563 | SWEDESBORO | 8085 | 15 | 17.55 | Residential | No | Behind the Meter | Sunny Corp | AC Electric | Accepted | 2019-10-23 | 2019-10-25 | 2020-10-25 | SOLAREDGE | SE11400H-US | Inverters | 11400 |  | 1 |  |  | 0.992 |  | Outside | GARAGE
Solar Registration Program | NJSRRE1541790863 | Scotch Plains Twp | 7076 | 10 | 17.6 | Residential | Yes | Behind the Meter | SunnyMac LLC | PSE&G | Accepted | 2019-08-07 | 2019-08-27 | 2020-08-27 | Sunpower | SPWR-A4 | Solar Panels |  | 0.4 | 4 | 111 | 23 |  | Fixed | Roof
Solar Registration Program | NJSRRE1541790863 | Scotch Plains Twp | 7076 | 10 | 17.6 | Residential | Yes | Behind the Meter | SunnyMac LLC | PSE&G | Accepted | 2019-08-07 | 2019-08-27 | 2020-08-27 | sunpower | SPWR-A4 | Solar Panels |  | 0.4 | 9 | 111 | 40 |  | Fixed | Roof
Solar Registration Program | NJSRRE1541790863 | Scotch Plains Twp | 7076 | 10 | 17.6 | Residential | Yes | Behind the Meter | SunnyMac LLC | PSE&G | Accepted | 2019-08-07 | 2019-08-27 | 2020-08-27 | sunpower | SPWR-A4 | Solar Panels |  | 0.4 | 4 | 201 | 30 |  | Fixed | Roof
Solar Registration Program | NJSRRE1541790863 | Scotch Plains Twp | 7076 | 10 | 17.6 | Residential | Yes | Behind the Meter | SunnyMac LLC | PSE&G | Accepted | 2019-08-07 | 2019-08-27 | 2020-08-27 | sunpower | SPWR-A4 | Solar Panels |  | 0.4 | 5 | 291 | 16 |  | Fixed | Roof
Solar Registration Program | NJSRRE1541790863 | Scotch Plains Twp | 7076 | 10 | 17.6 | Residential | Yes | Behind the Meter | SunnyMac LLC | PSE&G | Accepted | 2019-08-07 | 2019-08-27 | 2020-08-27 | sunpower | SPWR-A4 | Solar Panels |  | 0.4 | 3 | 201 | 37 |  | Fixed | Roof
Solar Registration Program | NJSRRE1541790863 | Scotch Plains Twp | 7076 | 10 | 17.6 | Residential | Yes | Behind the Meter | SunnyMac LLC | PSE&G | Accepted | 2019-08-07 | 2019-08-27 | 2020-08-27 | sunpower | SPWR-A4 | Solar Panels |  | 0.4 | 4 | 21 | 30 |  | Fixed | Roof
Solar Registration Program | NJSRRE1541790863 | Scotch Plains Twp | 7076 | 10 | 17.6 | Residential | Yes | Behind the Meter | SunnyMac LLC | PSE&G | Accepted | 2019-08-07 | 2019-08-27 | 2020-08-27 | sunpower | SPWR-A4 | Solar Panels |  | 0.4 | 8 | 21 | 37 |  | Fixed | Roof
Solar Registration Program | NJSRRE1541790863 | Scotch Plains Twp | 7076 | 10 | 17.6 | Residential | Yes | Behind the Meter | SunnyMac LLC | PSE&G | Accepted | 2019-08-07 | 2019-08-27 | 2020-08-27 | sunpower | SPWR-A4 | Solar Panels |  | 0.4 | 7 | 291 | 14 |  | Fixed | Roof
Solar Registration Program | NJSRRE1541790863 | Scotch Plains Twp | 7076 | 10 | 17.6 | Residential | Yes | Behind the Meter | SunnyMac LLC | PSE&G | Accepted | 2019-08-07 | 2019-08-27 | 2020-08-27 | Enphase | IQ7XS-96-ACM-US | Inverters | 0.315 |  | 44 |  |  | 0.99 |  | Outdoor | roof
Solar Registration Program | NJSRRE1542448518 | Lyndhurst | 7071 | 7 | 17.6 | Residential | Yes | Behind the Meter | Pro Custom Solar dba Momentum Solar | PSE&G | Accepted | 2019-09-27 | 2019-10-01 | 2020-10-01 | LG | LG 345N1C-V5 | Solar Panels |  | 0.345 | 25 | 26 | 216 |  | Fixed | Roof
Solar Registration Program | NJSRRE1542448518 | Lyndhurst | 7071 | 7 | 17.6 | Residential | Yes | Behind the Meter | Pro Custom Solar dba Momentum Solar | PSE&G | Accepted | 2019-09-27 | 2019-10-01 | 2020-10-01 | LG | LG 345N1C-V5 | Solar Panels |  | 0.345 | 26 | 36 | 26 |  | Fixed | Roof
Solar Registration Program | NJSRRE1542448518 | Lyndhurst | 7071 | 7 | 17.6 | Residential | Yes | Behind the Meter | Pro Custom Solar dba Momentum Solar | PSE&G | Accepted | 2019-09-27 | 2019-10-01 | 2020-10-01 | ENPHASE | IQ7-60-2-US | Inverters | 250 |  | 51 |  |  | 0.97 |  | Outdoor | ROOF
Solar Registration Program | NJSRRE1542687520 | Linwood | 8221 | 19 | 17.6 | Residential | No | Behind the Meter | Sun Up Zero Down | AC Electric | Accepted | 2019-10-29 | 2019-10-31 | 2020-10-31 | lg | LG320N1K-A5 | Solar Panels |  | 0.32 | 55 | 122 | 23 |  | Fixed | Roof
Solar Registration Program | NJSRRE1542687520 | Linwood | 8221 | 19 | 17.6 | Residential | No | Behind the Meter | Sun Up Zero Down | AC Electric | Accepted | 2019-10-29 | 2019-10-31 | 2020-10-31 | solaredge | SE6000H-US | Inverters | 6000 |  | 1 |  |  | 1 |  | Other | outside wall
Solar Registration Program | NJSRRE1542687520 | Linwood | 8221 | 19 | 17.6 | Residential | No | Behind the Meter | Sun Up Zero Down | AC Electric | Accepted | 2019-10-29 | 2019-10-31 | 2020-10-31 | solaredge | SE7600H-US | Inverters | 7600 |  | 1 |  |  | 0.973 |  | Other | outside wall
Solar Registration Program | NJSRRE1542968554 | Bordentown | 8505 | 13 | 17.6 | Residential | Yes | Behind the Meter | Castle Energy, LLC | PSE&G | Accepted | 2019-11-05 | 2019-11-07 | 2020-11-07 | Hanwha Q-Cells | Q.Peak DUO-G5 320 | Solar Panels |  | 0.32 | 29 | 132 | 20 |  | Fixed | Roof
Solar Registration Program | NJSRRE1542968554 | Bordentown | 8505 | 13 | 17.6 | Residential | Yes | Behind the Meter | Castle Energy, LLC | PSE&G | Accepted | 2019-11-05 | 2019-11-07 | 2020-11-07 | Hanwha Q-Cells | Q.Peak DUO-G5 320 | Solar Panels |  | 0.32 | 14 | 312 | 20 |  | Fixed | Roof
Solar Registration Program | NJSRRE1542968554 | Bordentown | 8505 | 13 | 17.6 | Residential | Yes | Behind the Meter | Castle Energy, LLC | PSE&G | Accepted | 2019-11-05 | 2019-11-07 | 2020-11-07 | Hanwha Q-Cells | Q.Peak DUO-G5 320 | Solar Panels |  | 0.32 | 12 | 223 | 22 |  | Fixed | Roof
Solar Registration Program | NJSRRE1542968554 | Bordentown | 8505 | 13 | 17.6 | Residential | Yes | Behind the Meter | Castle Energy, LLC | PSE&G | Accepted | 2019-11-05 | 2019-11-07 | 2020-11-07 | Enphase Energy | IQ7-60-2-US | Inverters | 240 |  | 55 |  |  | 0.967 |  | Outside | on the rooftop under each solar panel
Solar Registration Program | NJSRRE1543566260 | Cape May | 8204 | 21 | 17.6 | Residential | No | Behind the Meter | RCL Enterprises Inc. | AC Electric | Accepted | 2019-12-18 | 2019-12-23 | 2020-12-23 | trina | TSM-320DD06M.05 | Solar Panels |  | 0.32 | 14 | 225 | 19 |  | Fixed | Roof
Solar Registration Program | NJSRRE1543566260 | Cape May | 8204 | 21 | 17.6 | Residential | No | Behind the Meter | RCL Enterprises Inc. | AC Electric | Accepted | 2019-12-18 | 2019-12-23 | 2020-12-23 | trina | TSM-320DD06M.05 | Solar Panels |  | 0.32 | 13 | 225 | 10 |  | Fixed | Roof
Solar Registration Program | NJSRRE1543566260 | Cape May | 8204 | 21 | 17.6 | Residential | No | Behind the Meter | RCL Enterprises Inc. | AC Electric | Accepted | 2019-12-18 | 2019-12-23 | 2020-12-23 | trina | TSM-320DD06M.05 | Solar Panels |  | 0.32 | 28 | 225 | 38 |  | Fixed | Roof
Solar Registration Program | NJSRRE1543566260 | Cape May | 8204 | 21 | 17.6 | Residential | No | Behind the Meter | RCL Enterprises Inc. | AC Electric | Accepted | 2019-12-18 | 2019-12-23 | 2020-12-23 | enphase | iq7 | Inverters | 8960 |  | 28 |  |  | 0.96 |  | Outside | under panels
Solar Registration Program | NJSRRE1543566260 | Cape May | 8204 | 21 | 17.6 | Residential | No | Behind the Meter | RCL Enterprises Inc. | AC Electric | Accepted | 2019-12-18 | 2019-12-23 | 2020-12-23 | enphase | iq7 | Inverters | 4480 |  | 14 |  |  | 0.96 |  | Outside | under panels
Solar Registration Program | NJSRRE1543566260 | Cape May | 8204 | 21 | 17.6 | Residential | No | Behind the Meter | RCL Enterprises Inc. | AC Electric | Accepted | 2019-12-18 | 2019-12-23 | 2020-12-23 | enphase | iq7 | Inverters | 4160 |  | 13 |  |  | 0.96 |  | Outside | under panels
Solar Registration Program | NJSRRE1543570649 | Malaga | 8328 | 15 | 17.6 | Residential | Yes | Behind the Meter | SunnyMac LLC | AC Electric | Accepted | 2019-12-19 | 2019-12-30 | 2020-12-30 | SunPower | SPR-A-Series400 | Solar Panels |  | 0.4 | 6 | 202 | 14 |  | Fixed | Roof
Solar Registration Program | NJSRRE1543570649 | Malaga | 8328 | 15 | 17.6 | Residential | Yes | Behind the Meter | SunnyMac LLC | AC Electric | Accepted | 2019-12-19 | 2019-12-30 | 2020-12-30 | SunPower | SPR-A-Series400 | Solar Panels |  | 0.4 | 16 | 202 | 23 |  | Fixed | Roof
Solar Registration Program | NJSRRE1543570649 | Malaga | 8328 | 15 | 17.6 | Residential | Yes | Behind the Meter | SunnyMac LLC | AC Electric | Accepted | 2019-12-19 | 2019-12-30 | 2020-12-30 | SunPower | SPR-A-Series400 | Solar Panels |  | 0.4 | 6 | 22 | 14 |  | Fixed | Roof
Solar Registration Program | NJSRRE1543570649 | Malaga | 8328 | 15 | 17.6 | Residential | Yes | Behind the Meter | SunnyMac LLC | AC Electric | Accepted | 2019-12-19 | 2019-12-30 | 2020-12-30 | SunPower | SPR-A-Series400 | Solar Panels |  | 0.4 | 16 | 22 | 23 |  | Fixed | Roof
Solar Registration Program | NJSRRE1543570649 | Malaga | 8328 | 15 | 17.6 | Residential | Yes | Behind the Meter | SunnyMac LLC | AC Electric | Accepted | 2019-12-19 | 2019-12-30 | 2020-12-30 | SunPower | SPWR-A4 | Inverters | 0.349 |  | 44 |  |  | 0.99 |  | Outside | roof
Solar Registration Program | NJSRRE1543571089 | Pleasantville | 8232 | 19 | 17.6 | Residential | No | Behind the Meter | Castle Energy, LLC | AC Electric | Accepted | 2019-12-19 | 2019-12-26 | 2020-12-26 | Hanwha Q-Cells | Q.Peak DUO-G5 320 | Solar Panels |  | 0.32 | 6 | 205 | 25 |  | Fixed | Roof
Solar Registration Program | NJSRRE1543571089 | Pleasantville | 8232 | 19 | 17.6 | Residential | No | Behind the Meter | Castle Energy, LLC | AC Electric | Accepted | 2019-12-19 | 2019-12-26 | 2020-12-26 | Hanwha Q-Cells | Q.Peak DUO-G5 320 | Solar Panels |  | 0.32 | 14 | 295 | 25 |  | Fixed | Roof
Solar Registration Program | NJSRRE1543571089 | Pleasantville | 8232 | 19 | 17.6 | Residential | No | Behind the Meter | Castle Energy, LLC | AC Electric | Accepted | 2019-12-19 | 2019-12-26 | 2020-12-26 | Hanwha Q-Cells | Q.Peak DUO-G5 320 | Solar Panels |  | 0.32 | 9 | 115 | 25 |  | Fixed | Roof
Solar Registration Program | NJSRRE1543571089 | Pleasantville | 8232 | 19 | 17.6 | Residential | No | Behind the Meter | Castle Energy, LLC | AC Electric | Accepted | 2019-12-19 | 2019-12-26 | 2020-12-26 | Hanwha Q-Cells | Q.Peak DUO-G5 320 | Solar Panels |  | 0.32 | 3 | 115 | 25 |  | Fixed | Roof
Solar Registration Program | NJSRRE1543571089 | Pleasantville | 8232 | 19 | 17.6 | Residential | No | Behind the Meter | Castle Energy, LLC | AC Electric | Accepted | 2019-12-19 | 2019-12-26 | 2020-12-26 | Hanwha Q-Cells | Q.Peak DUO-G5 320 | Solar Panels |  | 0.32 | 6 | 295 | 15 |  | Fixed | Roof
Solar Registration Program | NJSRRE1543571089 | Pleasantville | 8232 | 19 | 17.6 | Residential | No | Behind the Meter | Castle Energy, LLC | AC Electric | Accepted | 2019-12-19 | 2019-12-26 | 2020-12-26 | Hanwha Q-Cells | Q.Peak DUO-G5 320 | Solar Panels |  | 0.32 | 6 | 115 | 15 |  | Fixed | Roof
Solar Registration Program | NJSRRE1543571089 | Pleasantville | 8232 | 19 | 17.6 | Residential | No | Behind the Meter | Castle Energy, LLC | AC Electric | Accepted | 2019-12-19 | 2019-12-26 | 2020-12-26 | Hanwha Q-Cells | Q.Peak DUO-G5 320 | Solar Panels |  | 0.32 | 11 | 25 | 25 |  | Fixed | Roof
Solar Registration Program | NJSRRE1543571089 | Pleasantville | 8232 | 19 | 17.6 | Residential | No | Behind the Meter | Castle Energy, LLC | AC Electric | Accepted | 2019-12-19 | 2019-12-26 | 2020-12-26 | Enphase Energy | IQ7-60-2-US | Inverters | 240 |  | 55 |  |  | 0.967 |  | Outdoor | on the rooftop under each solar panel
Solar Registration Program | NJSRRE1543672352 | Holmdel | 7733 | 17 | 17.6 | Residential | No | Behind the Meter | Pro Custom Solar dba Momentum Solar | JCP&L | Accepted | 2019-12-23 | 2019-12-30 | 2020-12-30 | LG Electronics | LG 345N1C-V5 | Solar Panels |  | 0.345 | 48 | 191 | 22 |  | Fixed | Roof
Solar Registration Program | NJSRRE1543672352 | Holmdel | 7733 | 17 | 17.6 | Residential | No | Behind the Meter | Pro Custom Solar dba Momentum Solar | JCP&L | Accepted | 2019-12-23 | 2019-12-30 | 2020-12-30 | LG Electronics | LG 345N1C-V5 | Solar Panels |  | 0.345 | 3 | 101 | 18 |  | Fixed | Roof
Solar Registration Program | NJSRRE1543672352 | Holmdel | 7733 | 17 | 17.6 | Residential | No | Behind the Meter | Pro Custom Solar dba Momentum Solar | JCP&L | Accepted | 2019-12-23 | 2019-12-30 | 2020-12-30 | Enphase Energy | IQ7PLUS-72-2-US | Inverters | 295 |  | 51 |  |  | 0.97 |  | Outdoor | Roof
Solar Registration Program | NJSRRE1540287085 | Shamong | 8088 | 13 | 17.64 | Residential | No | Behind the Meter | Geoscape Solar | AC Electric | Extension Requested | 2019-01-25 | 2019-01-29 | 2020-01-29 | LG Electronics | LG360Q1C-A5 | Solar Panels |  | 0.36 | 49 | 200 | 28 |  | Fixed | Roof
Solar Registration Program | NJSRRE1540287085 | Shamong | 8088 | 13 | 17.64 | Residential | No | Behind the Meter | Geoscape Solar | AC Electric | Extension Requested | 2019-01-25 | 2019-01-29 | 2020-01-29 | Solar Edge | SE6000H-US | Inverters | 6000 |  | 1 |  |  | 0.97 |  | Outside | adj to utility meter
Solar Registration Program | NJSRRE1540287085 | Shamong | 8088 | 13 | 17.64 | Residential | No | Behind the Meter | Geoscape Solar | AC Electric | Extension Requested | 2019-01-25 | 2019-01-29 | 2020-01-29 | Solar Edge | SE7600A-US | Inverters | 7600 |  | 1 |  |  | 0.97 |  | Outside | adj to utility meter
Solar Registration Program | NJSRRE1540378520 | Saddle Brook | 7663 | 7 | 17.64 | Residential | No | Behind the Meter | Green Power Energy | PSE&G | Accepted | 2019-02-19 | 2019-02-21 | 2020-02-21 | S-Energy | SN360M-10 | Solar Panels |  | 0.36 | 15 | 71 | 23 |  | Fixed | Roof
Solar Registration Program | NJSRRE1540378520 | Saddle Brook | 7663 | 7 | 17.64 | Residential | No | Behind the Meter | Green Power Energy | PSE&G | Accepted | 2019-02-19 | 2019-02-21 | 2020-02-21 | S-Energy | SN360M-10 | Solar Panels |  | 0.36 | 14 | 341 | 27 |  | Fixed | Roof
Solar Registration Program | NJSRRE1540378520 | Saddle Brook | 7663 | 7 | 17.64 | Residential | No | Behind the Meter | Green Power Energy | PSE&G | Accepted | 2019-02-19 | 2019-02-21 | 2020-02-21 | S-Energy | SN360M-10 | Solar Panels |  | 0.36 | 20 | 248 | 23 |  | Fixed | Roof
Solar Registration Program | NJSRRE1540378520 | Saddle Brook | 7663 | 7 | 17.64 | Residential | No | Behind the Meter | Green Power Energy | PSE&G | Accepted | 2019-02-19 | 2019-02-21 | 2020-02-21 | Solar Edge | SE7600H-US | Inverters | 7600 |  | 2 |  |  | 0.97 |  | Outside | next to meter
Solar Registration Program | NJSRRE1540396212 | Ocean Township | 7712 | 17 | 17.64 | Residential | Yes | Behind the Meter | Suntuity Solar LLC | JCP&L | Accepted | 2019-02-26 | 2019-02-27 | 2020-02-27 | Hanwha Solar | Q-Cells 315 Mono | Solar Panels |  | 0.315 | 9 | 168 | 34 |  | Fixed | Roof
Solar Registration Program | NJSRRE1540396212 | Ocean Township | 7712 | 17 | 17.64 | Residential | Yes | Behind the Meter | Suntuity Solar LLC | JCP&L | Accepted | 2019-02-26 | 2019-02-27 | 2020-02-27 | Hanwha Solar | Q-Cells 315 Mono | Solar Panels |  | 0.315 | 47 | 258 | 25 |  | Fixed | Roof
Solar Registration Program | NJSRRE1540396212 | Ocean Township | 7712 | 17 | 17.64 | Residential | Yes | Behind the Meter | Suntuity Solar LLC | JCP&L | Accepted | 2019-02-26 | 2019-02-27 | 2020-02-27 | SolarEdge | SE7600H-US | Inverters | 7600 |  | 2 |  |  | 0.99 |  | Outdoor | Besides the meter
Solar Registration Program | NJSRRE1540452654 | Dorchester | 8316 | 20 | 17.64 | Residential | Yes | Behind the Meter | Suntuity Solar LLC | AC Electric | Accepted | 2019-03-06 | 2019-03-06 | 2020-03-06 | Hanwha Solar | Q-Cells 315 Mono | Solar Panels |  | 0.315 | 7 | 200 | 36 |  | Fixed | Roof
Solar Registration Program | NJSRRE1540452654 | Dorchester | 8316 | 20 | 17.64 | Residential | Yes | Behind the Meter | Suntuity Solar LLC | AC Electric | Accepted | 2019-03-06 | 2019-03-06 | 2020-03-06 | Hanwha Solar | Q-Cells 315 Mono | Solar Panels |  | 0.315 | 7 | 20 | 45 |  | Fixed | Roof
Solar Registration Program | NJSRRE1540452654 | Dorchester | 8316 | 20 | 17.64 | Residential | Yes | Behind the Meter | Suntuity Solar LLC | AC Electric | Accepted | 2019-03-06 | 2019-03-06 | 2020-03-06 | Hanwha Solar | Q-Cells 315 Mono | Solar Panels |  | 0.315 | 6 | 20 | 30 |  | Fixed | Roof
Solar Registration Program | NJSRRE1540452654 | Dorchester | 8316 | 20 | 17.64 | Residential | Yes | Behind the Meter | Suntuity Solar LLC | AC Electric | Accepted | 2019-03-06 | 2019-03-06 | 2020-03-06 | Hanwha Solar | Q-Cells 315 Mono | Solar Panels |  | 0.315 | 4 | 110 | 20 |  | Fixed | Roof
Solar Registration Program | NJSRRE1540452654 | Dorchester | 8316 | 20 | 17.64 | Residential | Yes | Behind the Meter | Suntuity Solar LLC | AC Electric | Accepted | 2019-03-06 | 2019-03-06 | 2020-03-06 | Hanwha Solar | Q-Cells 315 Mono | Solar Panels |  | 0.315 | 4 | 290 | 20 |  | Fixed | Roof
Solar Registration Program | NJSRRE1540452654 | Dorchester | 8316 | 20 | 17.64 | Residential | Yes | Behind the Meter | Suntuity Solar LLC | AC Electric | Accepted | 2019-03-06 | 2019-03-06 | 2020-03-06 | Hanwha Solar | Q-Cells 315 Mono | Solar Panels |  | 0.315 | 11 | 200 | 29 |  | Fixed | Roof
Solar Registration Program | NJSRRE1540452654 | Dorchester | 8316 | 20 | 17.64 | Residential | Yes | Behind the Meter | Suntuity Solar LLC | AC Electric | Accepted | 2019-03-06 | 2019-03-06 | 2020-03-06 | Hanwha Solar | Q-Cells 315 Mono | Solar Panels |  | 0.315 | 11 | 200 | 33 |  | Fixed | Roof
Solar Registration Program | NJSRRE1540452654 | Dorchester | 8316 | 20 | 17.64 | Residential | Yes | Behind the Meter | Suntuity Solar LLC | AC Electric | Accepted | 2019-03-06 | 2019-03-06 | 2020-03-06 | Hanwha Solar | Q-Cells 315 Mono | Solar Panels |  | 0.315 | 6 | 20 | 9 |  | Fixed | Roof
Solar Registration Program | NJSRRE1540452654 | Dorchester | 8316 | 20 | 17.64 | Residential | Yes | Behind the Meter | Suntuity Solar LLC | AC Electric | Accepted | 2019-03-06 | 2019-03-06 | 2020-03-06 | SolarEdge | SE10000H-US | Inverters | 10000 |  | 1 |  |  | 0.99 |  | Outdoor | Besides the meter
Solar Registration Program | NJSRRE1540452654 | Dorchester | 8316 | 20 | 17.64 | Residential | Yes | Behind the Meter | Suntuity Solar LLC | AC Electric | Accepted | 2019-03-06 | 2019-03-06 | 2020-03-06 | SolarEdge | SE7600H-US | Inverters | 7600 |  | 1 |  |  | 0.99 |  | Outdoor | Besides the meter
Solar Registration Program | NJSRRE1542370267 | Beach Haven | 8008 | 18 | 17.64 | Residential | No | Behind the Meter | Trinity Solar | AC Electric | Accepted | 2019-09-09 | 2019-09-11 | 2020-09-11 | HANWHA | Q.PEAK DUO BLK-G5 315 | Solar Panels |  | 0.315 | 10 | 118 | 27 |  | Fixed | Roof
Solar Registration Program | NJSRRE1542370267 | Beach Haven | 8008 | 18 | 17.64 | Residential | No | Behind the Meter | Trinity Solar | AC Electric | Accepted | 2019-09-09 | 2019-09-11 | 2020-09-11 | HANWHA | Q.PEAK DUO BLK-G5 315 | Solar Panels |  | 0.315 | 13 | 208 | 18 |  | Fixed | Roof
Solar Registration Program | NJSRRE1542370267 | Beach Haven | 8008 | 18 | 17.64 | Residential | No | Behind the Meter | Trinity Solar | AC Electric | Accepted | 2019-09-09 | 2019-09-11 | 2020-09-11 | HANWHA | Q.PEAK DUO BLK-G5 315 | Solar Panels |  | 0.315 | 8 | 208 | 27 |  | Fixed | Roof
Solar Registration Program | NJSRRE1542370267 | Beach Haven | 8008 | 18 | 17.64 | Residential | No | Behind the Meter | Trinity Solar | AC Electric | Accepted | 2019-09-09 | 2019-09-11 | 2020-09-11 | HANWHA | Q.PEAK DUO BLK-G5 315 | Solar Panels |  | 0.315 | 3 | 208 | 27 |  | Fixed | Roof
Solar Registration Program | NJSRRE1542370267 | Beach Haven | 8008 | 18 | 17.64 | Residential | No | Behind the Meter | Trinity Solar | AC Electric | Accepted | 2019-09-09 | 2019-09-11 | 2020-09-11 | HANWHA | Q.PEAK DUO BLK-G5 315 | Solar Panels |  | 0.315 | 11 | 298 | 18 |  | Fixed | Roof
Solar Registration Program | NJSRRE1542370267 | Beach Haven | 8008 | 18 | 17.64 | Residential | No | Behind the Meter | Trinity Solar | AC Electric | Accepted | 2019-09-09 | 2019-09-11 | 2020-09-11 | HANWHA | Q.PEAK DUO BLK-G5 315 | Solar Panels |  | 0.315 | 11 | 298 | 27 |  | Fixed | Roof
Solar Registration Program | NJSRRE1542370267 | Beach Haven | 8008 | 18 | 17.64 | Residential | No | Behind the Meter | Trinity Solar | AC Electric | Accepted | 2019-09-09 | 2019-09-11 | 2020-09-11 | SOLAR EDGE | SE7600H-US | Inverters | 7600 |  | 1 |  |  | 0.97 |  | Outdoor | SIDE OF HOME
Solar Registration Program | NJSRRE1542370267 | Beach Haven | 8008 | 18 | 17.64 | Residential | No | Behind the Meter | Trinity Solar | AC Electric | Accepted | 2019-09-09 | 2019-09-11 | 2020-09-11 | SOLAR EDGE | SE6000H-US | Inverters | 6000 |  | 1 |  |  | 0.97 |  | Outdoor | SIDE OF HOME
Solar Registration Program | NJSRRE1542523665 | Pequannock | 7440 | 3 | 17.64 | Residential | Yes | Behind the Meter | Trinity Solar | JCP&L | Accepted | 2019-10-10 | 2019-10-11 | 2020-10-11 | Hanwha | Q.PEAK DUO BLK-G5 315 | Solar Panels |  | 0.315 | 20 | 96 | 18 |  | Fixed | Roof
Solar Registration Program | NJSRRE1542523665 | Pequannock | 7440 | 3 | 17.64 | Residential | Yes | Behind the Meter | Trinity Solar | JCP&L | Accepted | 2019-10-10 | 2019-10-11 | 2020-10-11 | Hanwha | Q.PEAK DUO BLK-G5 315 | Solar Panels |  | 0.315 | 8 | 196 | 18 |  | Fixed | Roof
Solar Registration Program | NJSRRE1542523665 | Pequannock | 7440 | 3 | 17.64 | Residential | Yes | Behind the Meter | Trinity Solar | JCP&L | Accepted | 2019-10-10 | 2019-10-11 | 2020-10-11 | Hanwha | Q.PEAK DUO BLK-G5 315 | Solar Panels |  | 0.315 | 11 | 186 | 30 |  | Fixed | Roof
Solar Registration Program | NJSRRE1542523665 | Pequannock | 7440 | 3 | 17.64 | Residential | Yes | Behind the Meter | Trinity Solar | JCP&L | Accepted | 2019-10-10 | 2019-10-11 | 2020-10-11 | Hanwha | Q.PEAK DUO BLK-G5 315 | Solar Panels |  | 0.315 | 7 | 186 | 30 |  | Fixed | Roof
Solar Registration Program | NJSRRE1542523665 | Pequannock | 7440 | 3 | 17.64 | Residential | Yes | Behind the Meter | Trinity Solar | JCP&L | Accepted | 2019-10-10 | 2019-10-11 | 2020-10-11 | Hanwha | Q.PEAK DUO BLK-G5 315 | Solar Panels |  | 0.315 | 10 | 276 | 18 |  | Fixed | Roof
Solar Registration Program | NJSRRE1542523665 | Pequannock | 7440 | 3 | 17.64 | Residential | Yes | Behind the Meter | Trinity Solar | JCP&L | Accepted | 2019-10-10 | 2019-10-11 | 2020-10-11 | Solar Edge | SE11400 | Inverters | 11400 |  | 1 |  |  | 0.97 |  | Outside | side of home
Solar Registration Program | NJSRRE1542523665 | Pequannock | 7440 | 3 | 17.64 | Residential | Yes | Behind the Meter | Trinity Solar | JCP&L | Accepted | 2019-10-10 | 2019-10-11 | 2020-10-11 | Solar Edge | SE3000 | Inverters | 3000 |  | 1 |  |  | 0.97 |  | Outside | side of home
Solar Registration Program | NJSRRE1542737979 | Lanoka Harbor | 8734 | 18 | 17.64 | Residential | Yes | Behind the Meter | Trinity Solar | JCP&L | Accepted | 2019-10-29 | 2019-10-31 | 2020-10-31 | Yingli | YINGLI 315 | Solar Panels |  | 0.315 | 14 | 23 | 23 |  | Fixed | Roof
Solar Registration Program | NJSRRE1542737979 | Lanoka Harbor | 8734 | 18 | 17.64 | Residential | Yes | Behind the Meter | Trinity Solar | JCP&L | Accepted | 2019-10-29 | 2019-10-31 | 2020-10-31 | Yingli | YINGLI 315 | Solar Panels |  | 0.315 | 21 | 203 | 23 |  | Fixed | Roof
Solar Registration Program | NJSRRE1542737979 | Lanoka Harbor | 8734 | 18 | 17.64 | Residential | Yes | Behind the Meter | Trinity Solar | JCP&L | Accepted | 2019-10-29 | 2019-10-31 | 2020-10-31 | Yingli | YINGLI 315 | Solar Panels |  | 0.315 | 3 | 23 | 18 |  | Fixed | Roof
Solar Registration Program | NJSRRE1542737979 | Lanoka Harbor | 8734 | 18 | 17.64 | Residential | Yes | Behind the Meter | Trinity Solar | JCP&L | Accepted | 2019-10-29 | 2019-10-31 | 2020-10-31 | Yingli | YINGLI 315 | Solar Panels |  | 0.315 | 18 | 203 | 18 |  | Fixed | Roof
Solar Registration Program | NJSRRE1542737979 | Lanoka Harbor | 8734 | 18 | 17.64 | Residential | Yes | Behind the Meter | Trinity Solar | JCP&L | Accepted | 2019-10-29 | 2019-10-31 | 2020-10-31 | Solar Edge | SE10000 | Inverters | 10000 |  | 1 |  |  | 0.97 |  | Outside | side of home
Solar Registration Program | NJSRRE1542737979 | Lanoka Harbor | 8734 | 18 | 17.64 | Residential | Yes | Behind the Meter | Trinity Solar | JCP&L | Accepted | 2019-10-29 | 2019-10-31 | 2020-10-31 | Solar Edge | SE5000 | Inverters | 5000 |  | 1 |  |  | 0.97 |  | Outside | side of home
Solar Registration Program | NJSRRE1542884183 | Centerton | 8318 | 16 | 17.64 | Residential | No | Behind the Meter | Trinity Solar | AC Electric | Accepted | 2019-11-01 | 2019-11-05 | 2020-11-05 | YINGLI 315 | YINGLI 315 | Solar Panels |  | 0.315 | 4 | 184 | 18 |  | Fixed | Roof
Solar Registration Program | NJSRRE1542884183 | Centerton | 8318 | 16 | 17.64 | Residential | No | Behind the Meter | Trinity Solar | AC Electric | Accepted | 2019-11-01 | 2019-11-05 | 2020-11-05 | YINGLI 315 | YINGLI 315 | Solar Panels |  | 0.315 | 11 | 184 | 27 |  | Fixed | Roof
Solar Registration Program | NJSRRE1542884183 | Centerton | 8318 | 16 | 17.64 | Residential | No | Behind the Meter | Trinity Solar | AC Electric | Accepted | 2019-11-01 | 2019-11-05 | 2020-11-05 | YINGLI 315 | YINGLI 315 | Solar Panels |  | 0.315 | 16 | 184 | 27 |  | Fixed | Roof
Solar Registration Program | NJSRRE1542884183 | Centerton | 8318 | 16 | 17.64 | Residential | No | Behind the Meter | Trinity Solar | AC Electric | Accepted | 2019-11-01 | 2019-11-05 | 2020-11-05 | YINGLI 315 | YINGLI 315 | Solar Panels |  | 0.315 | 25 | 184 | 27 |  | Fixed | Roof
Solar Registration Program | NJSRRE1542884183 | Centerton | 8318 | 16 | 17.64 | Residential | No | Behind the Meter | Trinity Solar | AC Electric | Accepted | 2019-11-01 | 2019-11-05 | 2020-11-05 | Solar Edge | SE3800H-US000BNC4 | Inverters | 3800 |  | 1 |  |  | 0.97 |  | Outdoor | side of home
Solar Registration Program | NJSRRE1542884183 | Centerton | 8318 | 16 | 17.64 | Residential | No | Behind the Meter | Trinity Solar | AC Electric | Accepted | 2019-11-01 | 2019-11-05 | 2020-11-05 | Solar Edge | SE10000H-US000BNC4 | Inverters | 10000 |  | 1 |  |  | 0.97 |  | Outdoor | side of home
Solar Registration Program | NJSRRE1543242141 | CLARKSBORO | 8020 | 15 | 17.64 | Residential | Yes | Behind the Meter | Vivint Solar Developer, LLC | AC Electric | Accepted | 2019-11-14 | 2019-11-18 | 2020-11-18 | HANWHA SOLAR | Q.PEAK BLK-G5 315 | Solar Panels |  | 0.315 | 9 | 241 | 28 |  | Fixed | Roof
Solar Registration Program | NJSRRE1543242141 | CLARKSBORO | 8020 | 15 | 17.64 | Residential | Yes | Behind the Meter | Vivint Solar Developer, LLC | AC Electric | Accepted | 2019-11-14 | 2019-11-18 | 2020-11-18 | HANWHA SOLAR | Q.PEAK BLK-G5 315 | Solar Panels |  | 0.315 | 16 | 151 | 32 |  | Fixed | Roof
Solar Registration Program | NJSRRE1543242141 | CLARKSBORO | 8020 | 15 | 17.64 | Residential | Yes | Behind the Meter | Vivint Solar Developer, LLC | AC Electric | Accepted | 2019-11-14 | 2019-11-18 | 2020-11-18 | HANWHA SOLAR | Q.PEAK BLK-G5 315 | Solar Panels |  | 0.315 | 16 | 331 | 32 |  | Fixed | Roof
Solar Registration Program | NJSRRE1543242141 | CLARKSBORO | 8020 | 15 | 17.64 | Residential | Yes | Behind the Meter | Vivint Solar Developer, LLC | AC Electric | Accepted | 2019-11-14 | 2019-11-18 | 2020-11-18 | HANWHA SOLAR | Q.PEAK BLK-G5 315 | Solar Panels |  | 0.315 | 5 | 61 | 28 |  | Fixed | Roof
Solar Registration Program | NJSRRE1543242141 | CLARKSBORO | 8020 | 15 | 17.64 | Residential | Yes | Behind the Meter | Vivint Solar Developer, LLC | AC Electric | Accepted | 2019-11-14 | 2019-11-18 | 2020-11-18 | HANWHA SOLAR | Q.PEAK BLK-G5 315 | Solar Panels |  | 0.315 | 10 | 151 | 44 |  | Fixed | Roof
Solar Registration Program | NJSRRE1543242141 | CLARKSBORO | 8020 | 15 | 17.64 | Residential | Yes | Behind the Meter | Vivint Solar Developer, LLC | AC Electric | Accepted | 2019-11-14 | 2019-11-18 | 2020-11-18 | solar edge | SE7600H-US000BNC4 | Inverters | 7600 |  | 2 |  |  | 0.992 |  | Outdoor | near utility meter
Solar Registration Program | NJSRRE1543384174 | PENNINGTON | 8534 | 12 | 17.64 | Residential | Yes | Behind the Meter | Vivint Solar Developer, LLC | PSE&G | Accepted | 2019-11-18 | 2019-11-20 | 2020-11-20 | HANWHA SOLAR | Q.PEAK BLK-G5 315 | Solar Panels |  | 0.315 | 17 | 329 | 27 |  | Fixed | Roof
Solar Registration Program | NJSRRE1543384174 | PENNINGTON | 8534 | 12 | 17.64 | Residential | Yes | Behind the Meter | Vivint Solar Developer, LLC | PSE&G | Accepted | 2019-11-18 | 2019-11-20 | 2020-11-20 | HANWHA SOLAR | Q.PEAK BLK-G5 315 | Solar Panels |  | 0.315 | 30 | 149 | 27 |  | Fixed | Roof
Solar Registration Program | NJSRRE1543384174 | PENNINGTON | 8534 | 12 | 17.64 | Residential | Yes | Behind the Meter | Vivint Solar Developer, LLC | PSE&G | Accepted | 2019-11-18 | 2019-11-20 | 2020-11-20 | HANWHA SOLAR | Q.PEAK BLK-G5 315 | Solar Panels |  | 0.315 | 9 | 149 | 27 |  | Fixed | Roof
Solar Registration Program | NJSRRE1543384174 | PENNINGTON | 8534 | 12 | 17.64 | Residential | Yes | Behind the Meter | Vivint Solar Developer, LLC | PSE&G | Accepted | 2019-11-18 | 2019-11-20 | 2020-11-20 | SOLAREDGE | SE7600H-US000BNC4 | Inverters | 7600 |  | 2 |  |  | 0.992 |  | Outdoor | Near the Utility Meter
Solar Registration Program | NJSRRE1543478565 | Brick | 8724 | 18 | 17.64 | Residential | No | Behind the Meter | Pro Custom Solar dba Momentum Solar | JCP&L | Accepted | 2019-12-04 | 2019-12-09 | 2020-12-09 | Hanwha | Q.Peak DUO BLK-G5 315 | Solar Panels |  | 0.315 | 12 | 43 | 19 |  | Fixed | Roof
Solar Registration Program | NJSRRE1543478565 | Brick | 8724 | 18 | 17.64 | Residential | No | Behind the Meter | Pro Custom Solar dba Momentum Solar | JCP&L | Accepted | 2019-12-04 | 2019-12-09 | 2020-12-09 | Hanwha | Q.Peak DUO BLK-G5 315 | Solar Panels |  | 0.315 | 21 | 223 | 19 |  | Fixed | Roof
Solar Registration Program | NJSRRE1543478565 | Brick | 8724 | 18 | 17.64 | Residential | No | Behind the Meter | Pro Custom Solar dba Momentum Solar | JCP&L | Accepted | 2019-12-04 | 2019-12-09 | 2020-12-09 | Hanwha | Q.Peak DUO BLK-G5 315 | Solar Panels |  | 0.315 | 23 | 43 | 20 |  | Fixed | Roof
Solar Registration Program | NJSRRE1543478565 | Brick | 8724 | 18 | 17.64 | Residential | No | Behind the Meter | Pro Custom Solar dba Momentum Solar | JCP&L | Accepted | 2019-12-04 | 2019-12-09 | 2020-12-09 | Enphase Energy | IQ6-60-2-US | Inverters | 240 |  | 56 |  |  | 0.97 |  | Outdoor | Roof
Solar Registration Program | NJSRRE1543533477 | MORRISTOWN | 7960 | 3 | 17.64 | Residential | Yes | Behind the Meter | Vivint Solar Developer, LLC | JCP&L | Accepted | 2019-12-12 | 2019-12-17 | 2020-12-17 | Hanwha Solar | Q.PEAK BLK-G5 315 | Solar Panels |  | 0.315 | 6 | 271 | 23 |  | Fixed | Roof
Solar Registration Program | NJSRRE1543533477 | MORRISTOWN | 7960 | 3 | 17.64 | Residential | Yes | Behind the Meter | Vivint Solar Developer, LLC | JCP&L | Accepted | 2019-12-12 | 2019-12-17 | 2020-12-17 | Hanwha Solar | Q.PEAK BLK-G5 315 | Solar Panels |  | 0.315 | 23 | 181 | 23 |  | Fixed | Roof
Solar Registration Program | NJSRRE1543533477 | MORRISTOWN | 7960 | 3 | 17.64 | Residential | Yes | Behind the Meter | Vivint Solar Developer, LLC | JCP&L | Accepted | 2019-12-12 | 2019-12-17 | 2020-12-17 | Hanwha Solar | Q.PEAK BLK-G5 315 | Solar Panels |  | 0.315 | 27 | 1 | 23 |  | Fixed | Roof
Solar Registration Program | NJSRRE1543533477 | MORRISTOWN | 7960 | 3 | 17.64 | Residential | Yes | Behind the Meter | Vivint Solar Developer, LLC | JCP&L | Accepted | 2019-12-12 | 2019-12-17 | 2020-12-17 | SolarEdge | SE7600H-US | Inverters | 7600 |  | 2 |  |  | 0.992 |  | Outdoor | Near the Utility Meter
Solar Registration Program | NJSRRE1543565179 | Manchester | 8759 | 18 | 17.64 | Residential | Yes | Behind the Meter | Trinity Solar | JCP&L | Accepted | 2019-12-18 | 2019-12-23 | 2020-12-23 | Hanwha 315 | Q.PEAK DUO BLK-G5 315 | Solar Panels |  | 0.315 | 28 | 234 | 25 |  | Fixed | Roof
Solar Registration Program | NJSRRE1543565179 | Manchester | 8759 | 18 | 17.64 | Residential | Yes | Behind the Meter | Trinity Solar | JCP&L | Accepted | 2019-12-18 | 2019-12-23 | 2020-12-23 | Hanwha 315 | Q.PEAK DUO BLK-G5 315 | Solar Panels |  | 0.315 | 6 | 54 | 25 |  | Fixed | Roof
Solar Registration Program | NJSRRE1543565179 | Manchester | 8759 | 18 | 17.64 | Residential | Yes | Behind the Meter | Trinity Solar | JCP&L | Accepted | 2019-12-18 | 2019-12-23 | 2020-12-23 | Hanwha 315 | Q.PEAK DUO BLK-G5 315 | Solar Panels |  | 0.315 | 12 | 144 | 25 |  | Fixed | Roof
Solar Registration Program | NJSRRE1543565179 | Manchester | 8759 | 18 | 17.64 | Residential | Yes | Behind the Meter | Trinity Solar | JCP&L | Accepted | 2019-12-18 | 2019-12-23 | 2020-12-23 | Hanwha 315 | Q.PEAK DUO BLK-G5 315 | Solar Panels |  | 0.315 | 10 | 144 | 25 |  | Fixed | Roof
Solar Registration Program | NJSRRE1543565179 | Manchester | 8759 | 18 | 17.64 | Residential | Yes | Behind the Meter | Trinity Solar | JCP&L | Accepted | 2019-12-18 | 2019-12-23 | 2020-12-23 | Solar Edge | SE7600H-US | Inverters | 7600 |  | 2 |  |  | 0.97 |  | Outside | side of home
Solar Registration Program | NJSRRE1542574885 | South Dennis | 8210 | 21 | 17.66 | Residential | Yes | Behind the Meter | Vision Solar LLC | AC Electric | Accepted | 2019-10-22 | 2019-10-23 | 2020-10-23 | sunpower | e20-327-e-ac | Solar Panels |  | 0.327 | 17 | 5 | 18 |  | Fixed | Roof
Solar Registration Program | NJSRRE1542574885 | South Dennis | 8210 | 21 | 17.66 | Residential | Yes | Behind the Meter | Vision Solar LLC | AC Electric | Accepted | 2019-10-22 | 2019-10-23 | 2020-10-23 | sunpower | e20-327-e-ac | Solar Panels |  | 0.327 | 22 | 185 | 18 |  | Fixed | Roof
Solar Registration Program | NJSRRE1542574885 | South Dennis | 8210 | 21 | 17.66 | Residential | Yes | Behind the Meter | Vision Solar LLC | AC Electric | Accepted | 2019-10-22 | 2019-10-23 | 2020-10-23 | sunpower | e20-327-e-ac | Solar Panels |  | 0.327 | 15 | 97 | 27 |  | Fixed | Roof
Solar Registration Program | NJSRRE1542574885 | South Dennis | 8210 | 21 | 17.66 | Residential | Yes | Behind the Meter | Vision Solar LLC | AC Electric | Accepted | 2019-10-22 | 2019-10-23 | 2020-10-23 | sunpower | e20-327-e-ac | Inverters | 0.32 |  | 54 |  |  | 0.96 |  | Other | behind panels
Solar Registration Program | NJSRRE1542875780 | mahwah | 7430 | 7 | 17.66 | Residential | Yes | Behind the Meter | SunPower Capital LLC | Orange Rockland Electric | Accepted | 2019-11-01 | 2019-11-05 | 2020-11-05 | sunpower | e20-327-e-ac | Solar Panels |  | 0.327 | 41 | 122 | 23 |  | Fixed | Roof
Solar Registration Program | NJSRRE1542875780 | mahwah | 7430 | 7 | 17.66 | Residential | Yes | Behind the Meter | SunPower Capital LLC | Orange Rockland Electric | Accepted | 2019-11-01 | 2019-11-05 | 2020-11-05 | sunpower | e20-327-e-ac | Solar Panels |  | 0.327 | 13 | 302 | 23 |  | Fixed | Roof
Solar Registration Program | NJSRRE1542875780 | mahwah | 7430 | 7 | 17.66 | Residential | Yes | Behind the Meter | SunPower Capital LLC | Orange Rockland Electric | Accepted | 2019-11-01 | 2019-11-05 | 2020-11-05 | sunpower | e20-327-e-ac | Inverters | 0.32 |  | 54 |  |  | 0.96 |  | Other | behind panels
Solar Registration Program | NJSRRE1543552444 | South Plainfield | 7080 | 11 | 17.66 | Residential | No | Behind the Meter | GenRenew, LLC | PSE&G | Accepted | 2019-12-16 | 2019-12-19 | 2020-12-19 | Sunpower | SPR-E20-327-E-AC | Solar Panels |  | 0.327 | 3 | 74 | 40 |  | Fixed | Roof
Solar Registration Program | NJSRRE1543552444 | South Plainfield | 7080 | 11 | 17.66 | Residential | No | Behind the Meter | GenRenew, LLC | PSE&G | Accepted | 2019-12-16 | 2019-12-19 | 2020-12-19 | Sunpower | SPR-E20-327-E-AC | Solar Panels |  | 0.327 | 21 | 164 | 40 |  | Fixed | Roof
Solar Registration Program | NJSRRE1543552444 | South Plainfield | 7080 | 11 | 17.66 | Residential | No | Behind the Meter | GenRenew, LLC | PSE&G | Accepted | 2019-12-16 | 2019-12-19 | 2020-12-19 | Sunpower | SPR-E20-327-E-AC | Solar Panels |  | 0.327 | 16 | 254 | 40 |  | Fixed | Roof
Solar Registration Program | NJSRRE1543552444 | South Plainfield | 7080 | 11 | 17.66 | Residential | No | Behind the Meter | GenRenew, LLC | PSE&G | Accepted | 2019-12-16 | 2019-12-19 | 2020-12-19 | Sunpower | SPR-E20-327-E-AC | Solar Panels |  | 0.327 | 7 | 254 | 40 |  | Fixed | Roof
Solar Registration Program | NJSRRE1543552444 | South Plainfield | 7080 | 11 | 17.66 | Residential | No | Behind the Meter | GenRenew, LLC | PSE&G | Accepted | 2019-12-16 | 2019-12-19 | 2020-12-19 | Sunpower | SPR-E20-327-E-AC | Solar Panels |  | 0.327 | 7 | 254 | 40 |  | Fixed | Roof
Solar Registration Program | NJSRRE1543552444 | South Plainfield | 7080 | 11 | 17.66 | Residential | No | Behind the Meter | GenRenew, LLC | PSE&G | Accepted | 2019-12-16 | 2019-12-19 | 2020-12-19 | Sunpower | MI-D-320-US208/240 | Inverters | 320 |  | 54 |  |  | 0.96 |  | Outdoor | microinverters under modules
Solar Registration Program | NJSRRE1543570713 | Flemington | 8822 | 4 | 17.66 | Residential | No | Behind the Meter | Seabright Solar | JCP&L | Accepted | 2019-12-27 | 2019-12-27 | 2020-12-27 | Sunpower | SPR-E20-327 | Solar Panels |  | 0.327 | 54 | 180 | 30 |  | Fixed | Ground
Solar Registration Program | NJSRRE1543570713 | Flemington | 8822 | 4 | 17.66 | Residential | No | Behind the Meter | Seabright Solar | JCP&L | Accepted | 2019-12-27 | 2019-12-27 | 2020-12-27 | Sunpower | SPR-E20-327 | Inverters | 0.32 |  | 54 |  |  | 0.99 |  | Outside | Ground
Solar Registration Program | NJSRRE1540305373 | Wayne | 7470 | 6 | 17.67 | Residential | No | Behind the Meter | Ad Energy LLC | PSE&G | Accepted | 2019-01-31 | 2019-02-05 | 2020-02-05 | Silfab | SLA-M-310 | Solar Panels |  | 0.31 | 57 | 106 | 18 |  | Fixed | Roof
Solar Registration Program | NJSRRE1540305373 | Wayne | 7470 | 6 | 17.67 | Residential | No | Behind the Meter | Ad Energy LLC | PSE&G | Accepted | 2019-01-31 | 2019-02-05 | 2020-02-05 | SolarEdge | SE7600H-US | Inverters | 7600 |  | 2 |  |  | 0.992 |  | Outdoor | Next to meter
Solar Registration Program | NJSRRE1541127381 | Port Republic | 8241 | 19 | 17.67 | Residential | Yes | Behind the Meter | Suntuity Solar LLC | AC Electric | Accepted | 2019-06-08 | 2019-06-13 | 2020-06-13 | Yingli Green Energy | YL310D-30b | Solar Panels |  | 0.31 | 22 | 96 | 44 |  | Fixed | Roof
Solar Registration Program | NJSRRE1541127381 | Port Republic | 8241 | 19 | 17.67 | Residential | Yes | Behind the Meter | Suntuity Solar LLC | AC Electric | Accepted | 2019-06-08 | 2019-06-13 | 2020-06-13 | Yingli Green Energy | YL310D-30b | Solar Panels |  | 0.31 | 35 | 276 | 44 |  | Fixed | Roof
Solar Registration Program | NJSRRE1541127381 | Port Republic | 8241 | 19 | 17.67 | Residential | Yes | Behind the Meter | Suntuity Solar LLC | AC Electric | Accepted | 2019-06-08 | 2019-06-13 | 2020-06-13 | Enphase Energy | IQ7-60-2-US | Inverters | 240 |  | 57 |  |  | 0.97 |  | Outdoor | Behind the PV modules
Solar Registration Program | NJSRRE1541494805 | South Plainfield | 7080 | 11 | 17.67 | Residential | No | Behind the Meter | Suntuity Solar LLC | PSE&G | Accepted | 2019-06-26 | 2019-06-28 | 2020-06-28 | Yingli Green Energy | YL310D-30b | Solar Panels |  | 0.31 | 6 | 155 | 41 |  | Fixed | Roof
Solar Registration Program | NJSRRE1541494805 | South Plainfield | 7080 | 11 | 17.67 | Residential | No | Behind the Meter | Suntuity Solar LLC | PSE&G | Accepted | 2019-06-26 | 2019-06-28 | 2020-06-28 | Yingli Green Energy | YL310D-30b | Solar Panels |  | 0.31 | 8 | 155 | 44 |  | Fixed | Roof
Solar Registration Program | NJSRRE1541494805 | South Plainfield | 7080 | 11 | 17.67 | Residential | No | Behind the Meter | Suntuity Solar LLC | PSE&G | Accepted | 2019-06-26 | 2019-06-28 | 2020-06-28 | Yingli Green Energy | YL310D-30b | Solar Panels |  | 0.31 | 5 | 155 | 44 |  | Fixed | Roof
Solar Registration Program | NJSRRE1541494805 | South Plainfield | 7080 | 11 | 17.67 | Residential | No | Behind the Meter | Suntuity Solar LLC | PSE&G | Accepted | 2019-06-26 | 2019-06-28 | 2020-06-28 | Yingli Green Energy | YL310D-30b | Solar Panels |  | 0.31 | 26 | 244 | 34 |  | Fixed | Roof
Solar Registration Program | NJSRRE1541494805 | South Plainfield | 7080 | 11 | 17.67 | Residential | No | Behind the Meter | Suntuity Solar LLC | PSE&G | Accepted | 2019-06-26 | 2019-06-28 | 2020-06-28 | Yingli Green Energy | YL310D-30b | Solar Panels |  | 0.31 | 6 | 64 | 35 |  | Fixed | Roof
Solar Registration Program | NJSRRE1541494805 | South Plainfield | 7080 | 11 | 17.67 | Residential | No | Behind the Meter | Suntuity Solar LLC | PSE&G | Accepted | 2019-06-26 | 2019-06-28 | 2020-06-28 | Yingli Green Energy | YL310D-30b | Solar Panels |  | 0.31 | 6 | 64 | 35 |  | Fixed | Roof
Solar Registration Program | NJSRRE1541494805 | South Plainfield | 7080 | 11 | 17.67 | Residential | No | Behind the Meter | Suntuity Solar LLC | PSE&G | Accepted | 2019-06-26 | 2019-06-28 | 2020-06-28 | Enphase Energy | IQ7-60-2-US | Inverters | 240 |  | 57 |  |  | 0.97 |  | Outdoor | Behind the PV Modules
Solar Registration Program | NJSRRE1541864741 | Jackson | 8527 | 18 | 17.67 | Residential | Yes | Behind the Meter | Suntuity Solar LLC | JCP&L | Accepted | 2019-08-21 | 2019-08-26 | 2020-08-26 | Yingli Solar | YL310D-30b | Solar Panels |  | 0.31 | 3 | 291 | 26 |  | Fixed | Roof
Solar Registration Program | NJSRRE1541864741 | Jackson | 8527 | 18 | 17.67 | Residential | Yes | Behind the Meter | Suntuity Solar LLC | JCP&L | Accepted | 2019-08-21 | 2019-08-26 | 2020-08-26 | Yingli Solar | YL310D-30b | Solar Panels |  | 0.31 | 16 | 112 | 28 |  | Fixed | Roof
Solar Registration Program | NJSRRE1541864741 | Jackson | 8527 | 18 | 17.67 | Residential | Yes | Behind the Meter | Suntuity Solar LLC | JCP&L | Accepted | 2019-08-21 | 2019-08-26 | 2020-08-26 | Yingli Solar | YL310D-30b | Solar Panels |  | 0.31 | 9 | 202 | 28 |  | Fixed | Roof
Solar Registration Program | NJSRRE1541864741 | Jackson | 8527 | 18 | 17.67 | Residential | Yes | Behind the Meter | Suntuity Solar LLC | JCP&L | Accepted | 2019-08-21 | 2019-08-26 | 2020-08-26 | Yingli Solar | YL310D-30b | Solar Panels |  | 0.31 | 15 | 292 | 28 |  | Fixed | Roof
Solar Registration Program | NJSRRE1541864741 | Jackson | 8527 | 18 | 17.67 | Residential | Yes | Behind the Meter | Suntuity Solar LLC | JCP&L | Accepted | 2019-08-21 | 2019-08-26 | 2020-08-26 | Yingli Solar | YL310D-30b | Solar Panels |  | 0.31 | 4 | 111 | 26 |  | Fixed | Roof
Solar Registration Program | NJSRRE1541864741 | Jackson | 8527 | 18 | 17.67 | Residential | Yes | Behind the Meter | Suntuity Solar LLC | JCP&L | Accepted | 2019-08-21 | 2019-08-26 | 2020-08-26 | Yingli Solar | YL310D-30b | Solar Panels |  | 0.31 | 10 | 22 | 28 |  | Fixed | Roof
Solar Registration Program | NJSRRE1541864741 | Jackson | 8527 | 18 | 17.67 | Residential | Yes | Behind the Meter | Suntuity Solar LLC | JCP&L | Accepted | 2019-08-21 | 2019-08-26 | 2020-08-26 | Enphase Energy | IQ7-60-2-US | Inverters | 240 |  | 57 |  |  | 0.97 |  | Outdoor | Behind the PV modules
Solar Registration Program | NJSRRE1542407131 | Manahawkin | 8050 | 18 | 17.67 | Residential | Yes | Behind the Meter | Suntuity Solar LLC | AC Electric | Accepted | 2019-09-14 | 2019-09-17 | 2020-09-17 | Yingli Green Energy | YL310D-30b | Solar Panels |  | 0.31 | 32 | 138 | 33 |  | Fixed | Roof
Solar Registration Program | NJSRRE1542407131 | Manahawkin | 8050 | 18 | 17.67 | Residential | Yes | Behind the Meter | Suntuity Solar LLC | AC Electric | Accepted | 2019-09-14 | 2019-09-17 | 2020-09-17 | Yingli Green Energy | YL310D-30b | Solar Panels |  | 0.31 | 25 | 318 | 34 |  | Fixed | Roof
Solar Registration Program | NJSRRE1542407131 | Manahawkin | 8050 | 18 | 17.67 | Residential | Yes | Behind the Meter | Suntuity Solar LLC | AC Electric | Accepted | 2019-09-14 | 2019-09-17 | 2020-09-17 | Enphase Energy | IQ7-60-2-US | Inverters | 240 |  | 57 |  |  | 0.97 |  | Outdoor | Behind the PV Modules
Solar Registration Program | NJSRRE1542467176 | Middlesex | 8846 | 11 | 17.67 | Residential | Yes | Behind the Meter | Suntuity Solar LLC | PSE&G | Accepted | 2019-10-01 | 2019-10-02 | 2020-10-02 | Yingli Green Energy | YL310D-30b | Solar Panels |  | 0.31 | 36 | 83 | 37 |  | Fixed | Roof
Solar Registration Program | NJSRRE1542467176 | Middlesex | 8846 | 11 | 17.67 | Residential | Yes | Behind the Meter | Suntuity Solar LLC | PSE&G | Accepted | 2019-10-01 | 2019-10-02 | 2020-10-02 | Yingli Green Energy | YL310D-30b | Solar Panels |  | 0.31 | 21 | 263 | 37 |  | Fixed | Roof
Solar Registration Program | NJSRRE1542467176 | Middlesex | 8846 | 11 | 17.67 | Residential | Yes | Behind the Meter | Suntuity Solar LLC | PSE&G | Accepted | 2019-10-01 | 2019-10-02 | 2020-10-02 | Enphase Energy | IQ7-60-2-US | Inverters | 240 |  | 57 |  |  | 0.97 |  | Outdoor | Behind the PV Modules
Solar Registration Program | NJSRRE1542582551 | Galloway | 8205 | 19 | 17.67 | Residential | Yes | Behind the Meter | All Season Solar | AC Electric | Accepted | 2019-10-24 | 2019-10-28 | 2020-10-28 | Trina | TSM DD05H.05II 310W AUG 2019 | Solar Panels |  | 0.31 | 48 | 223 | 42 |  | Fixed | Roof
Solar Registration Program | NJSRRE1542582551 | Galloway | 8205 | 19 | 17.67 | Residential | Yes | Behind the Meter | All Season Solar | AC Electric | Accepted | 2019-10-24 | 2019-10-28 | 2020-10-28 | Trina | TSM DD05H.05II 310W AUG 2019 | Solar Panels |  | 0.31 | 9 | 133 | 42 |  | Fixed | Roof
Solar Registration Program | NJSRRE1542582551 | Galloway | 8205 | 19 | 17.67 | Residential | Yes | Behind the Meter | All Season Solar | AC Electric | Accepted | 2019-10-24 | 2019-10-28 | 2020-10-28 | Enphase | IQ7 | Inverters | 240 |  | 57 |  |  | 0.97 |  | Outdoor | Under Module
Solar Registration Program | NJSRRE1542967059 | Mickelton | 8056 | 15 | 17.67 | Residential | Yes | Behind the Meter | All Season Solar | AC Electric | Accepted | 2019-11-05 | 2019-11-07 | 2020-11-07 | Trina | TSM DD05H.05II 310W AUG 2019 | Solar Panels |  | 0.31 | 37 | 143 | 30 |  | Fixed | Roof
Solar Registration Program | NJSRRE1542967059 | Mickelton | 8056 | 15 | 17.67 | Residential | Yes | Behind the Meter | All Season Solar | AC Electric | Accepted | 2019-11-05 | 2019-11-07 | 2020-11-07 | Trina | TSM DD05H.05II 310W AUG 2019 | Solar Panels |  | 0.31 | 20 | 143 | 34 |  | Fixed | Roof
Solar Registration Program | NJSRRE1542967059 | Mickelton | 8056 | 15 | 17.67 | Residential | Yes | Behind the Meter | All Season Solar | AC Electric | Accepted | 2019-11-05 | 2019-11-07 | 2020-11-07 | Enphase | IQ7 | Inverters | 240 |  | 57 |  |  | 0.97 |  | Outdoor | Under Module
Solar Registration Program | NJSRRE1543556106 | Toms River | 8573 |  | 17.67 | Residential | No | Behind the Meter | Powerlutions | JCP&L | Accepted | 2019-12-17 | 2019-12-20 | 2020-12-20 | Silfab | SLA 310M | Solar Panels |  | 0.31 | 11 | 256 | 36 |  | Fixed | Roof
Solar Registration Program | NJSRRE1543556106 | Toms River | 8573 |  | 17.67 | Residential | No | Behind the Meter | Powerlutions | JCP&L | Accepted | 2019-12-17 | 2019-12-20 | 2020-12-20 | Silfab | SLA 310M | Solar Panels |  | 0.31 | 25 | 166 | 36 |  | Fixed | Roof
Solar Registration Program | NJSRRE1543556106 | Toms River | 8573 |  | 17.67 | Residential | No | Behind the Meter | Powerlutions | JCP&L | Accepted | 2019-12-17 | 2019-12-20 | 2020-12-20 | Silfab | SLA 310M | Solar Panels |  | 0.31 | 21 | 76 | 36 |  | Fixed | Roof
Solar Registration Program | NJSRRE1543556106 | Toms River | 8573 |  | 17.67 | Residential | No | Behind the Meter | Powerlutions | JCP&L | Accepted | 2019-12-17 | 2019-12-20 | 2020-12-20 | Solar Edge | SE7600H-US | Inverters | 7.6 |  | 1 |  |  | 0.99 |  | Outdoor | near meter
Solar Registration Program | NJSRRE1540303691 | Belleplain | 8270 | 21 | 17.69 | Residential | Yes | Behind the Meter | Sunrun Installation Services, Inc. | AC Electric | Accepted | 2019-01-31 | 2019-01-31 | 2020-01-31 | REC Solar | REC290TP2 BLK | Solar Panels |  | 0.29 | 44 | 139 | 23 |  | Fixed | Roof
Solar Registration Program | NJSRRE1540303691 | Belleplain | 8270 | 21 | 17.69 | Residential | Yes | Behind the Meter | Sunrun Installation Services, Inc. | AC Electric | Accepted | 2019-01-31 | 2019-01-31 | 2020-01-31 | REC Solar | REC290TP2 BLK | Solar Panels |  | 0.29 | 17 | 319 | 23 |  | Fixed | Roof
Solar Registration Program | NJSRRE1540303691 | Belleplain | 8270 | 21 | 17.69 | Residential | Yes | Behind the Meter | Sunrun Installation Services, Inc. | AC Electric | Accepted | 2019-01-31 | 2019-01-31 | 2020-01-31 | SMA America | SB7.7-1SP-US-40 | Inverters | 7680 |  | 1 |  |  | 0.96 |  | Outdoor | Next To Meter
Solar Registration Program | NJSRRE1540303691 | Belleplain | 8270 | 21 | 17.69 | Residential | Yes | Behind the Meter | Sunrun Installation Services, Inc. | AC Electric | Accepted | 2019-01-31 | 2019-01-31 | 2020-01-31 | SMA America | SB5.0-1SP-US-40 | Inverters | 5000 |  | 2 |  |  | 0.96 |  | Outdoor | Next To Meter
Solar Registration Program | NJSRRE1540476727 | Lebanon | 8833 | 4 | 17.69 | Residential | Yes | Behind the Meter | Sunrun Installation Services, Inc. | JCP&L | Accepted | 2019-03-12 | 2019-03-13 | 2020-03-13 | REC Solar | REC290TP2 BLK | Solar Panels |  | 0.29 | 9 | 221 | 27 |  | Fixed | Roof
Solar Registration Program | NJSRRE1540476727 | Lebanon | 8833 | 4 | 17.69 | Residential | Yes | Behind the Meter | Sunrun Installation Services, Inc. | JCP&L | Accepted | 2019-03-12 | 2019-03-13 | 2020-03-13 | REC Solar | REC290TP2 BLK | Solar Panels |  | 0.29 | 8 | 130 | 5 |  | Fixed | Roof
Solar Registration Program | NJSRRE1540476727 | Lebanon | 8833 | 4 | 17.69 | Residential | Yes | Behind the Meter | Sunrun Installation Services, Inc. | JCP&L | Accepted | 2019-03-12 | 2019-03-13 | 2020-03-13 | REC Solar | REC290TP2 BLK | Solar Panels |  | 0.29 | 38 | 129 | 27 |  | Fixed | Roof
Solar Registration Program | NJSRRE1540476727 | Lebanon | 8833 | 4 | 17.69 | Residential | Yes | Behind the Meter | Sunrun Installation Services, Inc. | JCP&L | Accepted | 2019-03-12 | 2019-03-13 | 2020-03-13 | REC Solar | REC290TP2 BLK | Solar Panels |  | 0.29 | 6 | 220 | 74 |  | Fixed | Roof
Solar Registration Program | NJSRRE1540476727 | Lebanon | 8833 | 4 | 17.69 | Residential | Yes | Behind the Meter | Sunrun Installation Services, Inc. | JCP&L | Accepted | 2019-03-12 | 2019-03-13 | 2020-03-13 | SolarEdge Technologies | SE3800H-USRGM | Inverters | 3800 |  | 1 |  |  | 0.96 |  | Outdoor | Next To Meter
Solar Registration Program | NJSRRE1540476727 | Lebanon | 8833 | 4 | 17.69 | Residential | Yes | Behind the Meter | Sunrun Installation Services, Inc. | JCP&L | Accepted | 2019-03-12 | 2019-03-13 | 2020-03-13 | SolarEdge Technologies | SE11400H-USRGM | Inverters | 11400 |  | 1 |  |  | 0.96 |  | Outdoor | Next To Meter
Solar Registration Program | NJSRRE1540746853 | Bridgewater Twp | 8807 | 5 | 17.69 | Residential | Yes | Behind the Meter | Sunrun Installation Services, Inc. | PSE&G | Accepted | 2019-03-28 | 2019-03-29 | 2020-03-29 | REC Solar | REC290TP2 BLK | Solar Panels |  | 0.29 | 39 | 308 | 27 |  | Fixed | Roof
Solar Registration Program | NJSRRE1540746853 | Bridgewater Twp | 8807 | 5 | 17.69 | Residential | Yes | Behind the Meter | Sunrun Installation Services, Inc. | PSE&G | Accepted | 2019-03-28 | 2019-03-29 | 2020-03-29 | REC Solar | REC290TP2 BLK | Solar Panels |  | 0.29 | 22 | 128 | 27 |  | Fixed | Roof
Solar Registration Program | NJSRRE1540746853 | Bridgewater Twp | 8807 | 5 | 17.69 | Residential | Yes | Behind the Meter | Sunrun Installation Services, Inc. | PSE&G | Accepted | 2019-03-28 | 2019-03-29 | 2020-03-29 | SMA America | SB7.7-1SP-US-40 | Inverters | 7680 |  | 1 |  |  | 0.96 |  | Outdoor | Next To Meter
Solar Registration Program | NJSRRE1540746853 | Bridgewater Twp | 8807 | 5 | 17.69 | Residential | Yes | Behind the Meter | Sunrun Installation Services, Inc. | PSE&G | Accepted | 2019-03-28 | 2019-03-29 | 2020-03-29 | SMA America | SB7.0-1SP-US-40 | Inverters | 7000 |  | 1 |  |  | 0.96 |  | Outdoor | Next To Meter
Solar Registration Program | NJSRRE1540746853 | Bridgewater Twp | 8807 | 5 | 17.69 | Residential | Yes | Behind the Meter | Sunrun Installation Services, Inc. | PSE&G | Accepted | 2019-03-28 | 2019-03-29 | 2020-03-29 | SMA America | SB3.0-1SP-US-40 | Inverters | 3000 |  | 1 |  |  | 0.96 |  | Outdoor | Next To Meter
Solar Registration Program | NJSRRE1540904544 | Morris Plains | 7950 | 3 | 17.69 | Residential | Yes | Behind the Meter | Sunrun Installation Services, Inc. | JCP&L | Accepted | 2019-04-29 | 2019-04-30 | 2020-04-30 | REC Solar | REC290TP2 BLK | Solar Panels |  | 0.29 | 33 | 307 | 18 |  | Fixed | Roof
Solar Registration Program | NJSRRE1540904544 | Morris Plains | 7950 | 3 | 17.69 | Residential | Yes | Behind the Meter | Sunrun Installation Services, Inc. | JCP&L | Accepted | 2019-04-29 | 2019-04-30 | 2020-04-30 | REC Solar | REC290TP2 BLK | Solar Panels |  | 0.29 | 28 | 127 | 24 |  | Fixed | Roof
Solar Registration Program | NJSRRE1540904544 | Morris Plains | 7950 | 3 | 17.69 | Residential | Yes | Behind the Meter | Sunrun Installation Services, Inc. | JCP&L | Accepted | 2019-04-29 | 2019-04-30 | 2020-04-30 | SolarEdge Technologies | SE11400H-USRGM | Inverters | 11400 |  | 1 |  |  | 0.96 |  | Outdoor | Next To Meter
Solar Registration Program | NJSRRE1540904544 | Morris Plains | 7950 | 3 | 17.69 | Residential | Yes | Behind the Meter | Sunrun Installation Services, Inc. | JCP&L | Accepted | 2019-04-29 | 2019-04-30 | 2020-04-30 | SolarEdge Technologies | SE3800H-USRGM | Inverters | 3800 |  | 1 |  |  | 0.96 |  | Outdoor | Next To Meter
Solar Registration Program | NJSRRE1540962614 | Green Bank | 8215 | 19 | 17.69 | Residential | Yes | Behind the Meter | Sunrun Installation Services, Inc. | AC Electric | Accepted | 2019-05-06 | 2019-05-09 | 2020-05-09 | REC Solar | REC290TP2 BLK | Solar Panels |  | 0.29 | 15 | 153 | 23 |  | Fixed | Roof
Solar Registration Program | NJSRRE1540962614 | Green Bank | 8215 | 19 | 17.69 | Residential | Yes | Behind the Meter | Sunrun Installation Services, Inc. | AC Electric | Accepted | 2019-05-06 | 2019-05-09 | 2020-05-09 | REC Solar | REC290TP2 BLK | Solar Panels |  | 0.29 | 9 | 62 | 18 |  | Fixed | Roof
Solar Registration Program | NJSRRE1540962614 | Green Bank | 8215 | 19 | 17.69 | Residential | Yes | Behind the Meter | Sunrun Installation Services, Inc. | AC Electric | Accepted | 2019-05-06 | 2019-05-09 | 2020-05-09 | REC Solar | REC290TP2 BLK | Solar Panels |  | 0.29 | 6 | 332 | 18 |  | Fixed | Roof
Solar Registration Program | NJSRRE1540962614 | Green Bank | 8215 | 19 | 17.69 | Residential | Yes | Behind the Meter | Sunrun Installation Services, Inc. | AC Electric | Accepted | 2019-05-06 | 2019-05-09 | 2020-05-09 | REC Solar | REC290TP2 BLK | Solar Panels |  | 0.29 | 6 | 332 | 9 |  | Fixed | Roof
Solar Registration Program | NJSRRE1540962614 | Green Bank | 8215 | 19 | 17.69 | Residential | Yes | Behind the Meter | Sunrun Installation Services, Inc. | AC Electric | Accepted | 2019-05-06 | 2019-05-09 | 2020-05-09 | REC Solar | REC290TP2 BLK | Solar Panels |  | 0.29 | 25 | 333 | 23 |  | Fixed | Roof
Solar Registration Program | NJSRRE1540962614 | Green Bank | 8215 | 19 | 17.69 | Residential | Yes | Behind the Meter | Sunrun Installation Services, Inc. | AC Electric | Accepted | 2019-05-06 | 2019-05-09 | 2020-05-09 | SolarEdge Technologies | SE7600H-USRGM | Inverters | 7600 |  | 2 |  |  | 0.96 |  | Outdoor | Next To Meter
Solar Registration Program | NJSRRE1541064375 | Livingston | 7039 | 9 | 17.69 | Residential | No | Behind the Meter | Sunrun Installation Services, Inc. | PSE&G | Accepted | 2019-05-31 | 2019-06-05 | 2020-06-05 | REC Solar | REC290TP2 BLK | Solar Panels |  | 0.29 | 12 | 144 | 18 |  | Fixed | Roof
Solar Registration Program | NJSRRE1541064375 | Livingston | 7039 | 9 | 17.69 | Residential | No | Behind the Meter | Sunrun Installation Services, Inc. | PSE&G | Accepted | 2019-05-31 | 2019-06-05 | 2020-06-05 | REC Solar | REC290TP2 BLK | Solar Panels |  | 0.29 | 7 | 144 | 18 |  | Fixed | Roof
Solar Registration Program | NJSRRE1541064375 | Livingston | 7039 | 9 | 17.69 | Residential | No | Behind the Meter | Sunrun Installation Services, Inc. | PSE&G | Accepted | 2019-05-31 | 2019-06-05 | 2020-06-05 | REC Solar | REC290TP2 BLK | Solar Panels |  | 0.29 | 12 | 324 | 18 |  | Fixed | Roof
Solar Registration Program | NJSRRE1541064375 | Livingston | 7039 | 9 | 17.69 | Residential | No | Behind the Meter | Sunrun Installation Services, Inc. | PSE&G | Accepted | 2019-05-31 | 2019-06-05 | 2020-06-05 | REC Solar | REC290TP2 BLK | Solar Panels |  | 0.29 | 23 | 324 | 18 |  | Fixed | Roof
Solar Registration Program | NJSRRE1541064375 | Livingston | 7039 | 9 | 17.69 | Residential | No | Behind the Meter | Sunrun Installation Services, Inc. | PSE&G | Accepted | 2019-05-31 | 2019-06-05 | 2020-06-05 | REC Solar | REC290TP2 BLK | Solar Panels |  | 0.29 | 7 | 53 | 18 |  | Fixed | Roof
Solar Registration Program | NJSRRE1541064375 | Livingston | 7039 | 9 | 17.69 | Residential | No | Behind the Meter | Sunrun Installation Services, Inc. | PSE&G | Accepted | 2019-05-31 | 2019-06-05 | 2020-06-05 | Ningbo Ginlong Technologies | Solis-1P10K-4G-US | Inverters | 10000 |  | 1 |  |  | 0.96 |  | Outdoor | Next To Meter
Solar Registration Program | NJSRRE1541064375 | Livingston | 7039 | 9 | 17.69 | Residential | No | Behind the Meter | Sunrun Installation Services, Inc. | PSE&G | Accepted | 2019-05-31 | 2019-06-05 | 2020-06-05 | Ningbo Ginlong Technologies | Solis-1P9K-4G-US | Inverters | 9000 |  | 1 |  |  | 0.96 |  | Outdoor | Next To Meter
Solar Registration Program | NJSRRE1541066764 | Cape May | 8204 | 21 | 17.69 | Residential | Yes | Behind the Meter | Solar Energy World | AC Electric | Accepted | 2019-06-03 | 2019-06-06 | 2020-06-06 | LONGi Green Energy Technology | LR6-60PB-305M | Solar Panels |  | 0.305 | 58 | 207 | 22 |  | Fixed | Roof
Solar Registration Program | NJSRRE1541066764 | Cape May | 8204 | 21 | 17.69 | Residential | Yes | Behind the Meter | Solar Energy World | AC Electric | Accepted | 2019-06-03 | 2019-06-06 | 2020-06-06 | Solar Edge | SE3000H-USRGM | Inverters | 3000 |  | 1 |  |  | 0.99 |  | Outside | near meter
Solar Registration Program | NJSRRE1541066764 | Cape May | 8204 | 21 | 17.69 | Residential | Yes | Behind the Meter | Solar Energy World | AC Electric | Accepted | 2019-06-03 | 2019-06-06 | 2020-06-06 | Solar Edge | SE7600H-USRGM | Inverters | 7600 |  | 2 |  |  | 0.99 |  | Outside | near meter
Solar Registration Program | NJSRRE1541809554 | Pilesgrove | 8098 | 16 | 17.69 | Residential | No | Behind the Meter | RCL Enterprises Inc. | AC Electric | Accepted | 2019-08-09 | 2019-08-23 | 2020-08-23 | Trina Solar | TSM-305DD05A | Solar Panels |  | 0.305 | 18 | 138 | 24 |  | Fixed | Roof
Solar Registration Program | NJSRRE1541809554 | Pilesgrove | 8098 | 16 | 17.69 | Residential | No | Behind the Meter | RCL Enterprises Inc. | AC Electric | Accepted | 2019-08-09 | 2019-08-23 | 2020-08-23 | Trina Solar | TSM-305DD05A | Solar Panels |  | 0.305 | 40 | 138 | 20 |  | Fixed | Roof
Solar Registration Program | NJSRRE1541809554 | Pilesgrove | 8098 | 16 | 17.69 | Residential | No | Behind the Meter | RCL Enterprises Inc. | AC Electric | Accepted | 2019-08-09 | 2019-08-23 | 2020-08-23 | Enphase | IQ7 | Inverters | 13920 |  | 58 |  |  | 0.96 |  | Outdoor | under panels
Solar Registration Program | NJSRRE1541845137 | Hackettstown | 7840 | 2 | 17.69 | Residential | Yes | Behind the Meter | Sunrun Installation Services, Inc. | JCP&L | Accepted | 2019-08-15 | 2019-08-23 | 2020-08-23 | REC Solar | REC290TP2 BLK | Solar Panels |  | 0.29 | 36 | 152 | 27 |  | Fixed | Roof
Solar Registration Program | NJSRRE1541845137 | Hackettstown | 7840 | 2 | 17.69 | Residential | Yes | Behind the Meter | Sunrun Installation Services, Inc. | JCP&L | Accepted | 2019-08-15 | 2019-08-23 | 2020-08-23 | REC Solar | REC290TP2 BLK | Solar Panels |  | 0.29 | 8 | 332 | 27 |  | Fixed | Roof
Solar Registration Program | NJSRRE1541845137 | Hackettstown | 7840 | 2 | 17.69 | Residential | Yes | Behind the Meter | Sunrun Installation Services, Inc. | JCP&L | Accepted | 2019-08-15 | 2019-08-23 | 2020-08-23 | REC Solar | REC290TP2 BLK | Solar Panels |  | 0.29 | 17 | 332 | 18 |  | Fixed | Roof
Solar Registration Program | NJSRRE1541845137 | Hackettstown | 7840 | 2 | 17.69 | Residential | Yes | Behind the Meter | Sunrun Installation Services, Inc. | JCP&L | Accepted | 2019-08-15 | 2019-08-23 | 2020-08-23 | Ningbo Ginlong Technologies | Solis-1P10K-4G-US | Inverters | 10000 |  | 1 |  |  | 0.96 |  | Outdoor | Next To Meter
Solar Registration Program | NJSRRE1541845137 | Hackettstown | 7840 | 2 | 17.69 | Residential | Yes | Behind the Meter | Sunrun Installation Services, Inc. | JCP&L | Accepted | 2019-08-15 | 2019-08-23 | 2020-08-23 | Ningbo Ginlong Technologies | Solis-1P9K-4G-US | Inverters | 9000 |  | 1 |  |  | 0.96 |  | Outdoor | Next To Meter
Solar Registration Program | NJSRRE1541857629 | Middletown | 7748 | 17 | 17.69 | Residential | Yes | Behind the Meter | Sunrun Installation Services, Inc. | JCP&L | Accepted | 2019-08-17 | 2019-08-23 | 2020-08-23 | REC Solar | REC290TP2 BLK | Solar Panels |  | 0.29 | 7 | 210 | 20 |  | Fixed | Roof
Solar Registration Program | NJSRRE1541857629 | Middletown | 7748 | 17 | 17.69 | Residential | Yes | Behind the Meter | Sunrun Installation Services, Inc. | JCP&L | Accepted | 2019-08-17 | 2019-08-23 | 2020-08-23 | REC Solar | REC290TP2 BLK | Solar Panels |  | 0.29 | 12 | 210 | 13 |  | Fixed | Roof
Solar Registration Program | NJSRRE1541857629 | Middletown | 7748 | 17 | 17.69 | Residential | Yes | Behind the Meter | Sunrun Installation Services, Inc. | JCP&L | Accepted | 2019-08-17 | 2019-08-23 | 2020-08-23 | REC Solar | REC290TP2 BLK | Solar Panels |  | 0.29 | 10 | 30 | 20 |  | Fixed | Roof
Solar Registration Program | NJSRRE1541857629 | Middletown | 7748 | 17 | 17.69 | Residential | Yes | Behind the Meter | Sunrun Installation Services, Inc. | JCP&L | Accepted | 2019-08-17 | 2019-08-23 | 2020-08-23 | REC Solar | REC290TP2 BLK | Solar Panels |  | 0.29 | 8 | 210 | 13 |  | Fixed | Roof
Solar Registration Program | NJSRRE1541857629 | Middletown | 7748 | 17 | 17.69 | Residential | Yes | Behind the Meter | Sunrun Installation Services, Inc. | JCP&L | Accepted | 2019-08-17 | 2019-08-23 | 2020-08-23 | REC Solar | REC290TP2 BLK | Solar Panels |  | 0.29 | 20 | 30 | 20 |  | Fixed | Roof
Solar Registration Program | NJSRRE1541857629 | Middletown | 7748 | 17 | 17.69 | Residential | Yes | Behind the Meter | Sunrun Installation Services, Inc. | JCP&L | Accepted | 2019-08-17 | 2019-08-23 | 2020-08-23 | REC Solar | REC290TP2 BLK | Solar Panels |  | 0.29 | 4 | 210 | 20 |  | Fixed | Roof
Solar Registration Program | NJSRRE1541857629 | Middletown | 7748 | 17 | 17.69 | Residential | Yes | Behind the Meter | Sunrun Installation Services, Inc. | JCP&L | Accepted | 2019-08-17 | 2019-08-23 | 2020-08-23 | SolarEdge Technologies | SE6000H-USRGM | Inverters | 6000 |  | 1 |  |  | 0.96 |  | Outdoor | Next To Meter
Solar Registration Program | NJSRRE1541857629 | Middletown | 7748 | 17 | 17.69 | Residential | Yes | Behind the Meter | Sunrun Installation Services, Inc. | JCP&L | Accepted | 2019-08-17 | 2019-08-23 | 2020-08-23 | SolarEdge Technologies | SE7600H-USRGM | Inverters | 7600 |  | 1 |  |  | 0.96 |  | Outdoor | Next To Meter
Solar Registration Program | NJSRRE1542518904 | Sicklerville | 8081 | 14 | 17.69 | Residential | Yes | Behind the Meter | Whitman Construction, LLC | AC Electric | Accepted | 2019-10-15 | 2019-10-15 | 2020-10-15 | Trina Solar | TSM-305DD05A | Solar Panels |  | 0.305 | 8 | 143 | 30 |  | Fixed | Roof
Solar Registration Program | NJSRRE1542518904 | Sicklerville | 8081 | 14 | 17.69 | Residential | Yes | Behind the Meter | Whitman Construction, LLC | AC Electric | Accepted | 2019-10-15 | 2019-10-15 | 2020-10-15 | Trina Solar | TSM-305DD05A | Solar Panels |  | 0.305 | 3 | 233 | 31 |  | Fixed | Roof
Solar Registration Program | NJSRRE1542518904 | Sicklerville | 8081 | 14 | 17.69 | Residential | Yes | Behind the Meter | Whitman Construction, LLC | AC Electric | Accepted | 2019-10-15 | 2019-10-15 | 2020-10-15 | Trina Solar | TSM-305DD05A | Solar Panels |  | 0.305 | 14 | 323 | 30 |  | Fixed | Roof
Solar Registration Program | NJSRRE1542518904 | Sicklerville | 8081 | 14 | 17.69 | Residential | Yes | Behind the Meter | Whitman Construction, LLC | AC Electric | Accepted | 2019-10-15 | 2019-10-15 | 2020-10-15 | Trina Solar | TSM-305DD05A | Solar Panels |  | 0.305 | 7 | 53 | 40 |  | Fixed | Roof
Solar Registration Program | NJSRRE1542518904 | Sicklerville | 8081 | 14 | 17.69 | Residential | Yes | Behind the Meter | Whitman Construction, LLC | AC Electric | Accepted | 2019-10-15 | 2019-10-15 | 2020-10-15 | Trina Solar | TSM-305DD05A | Solar Panels |  | 0.305 | 7 | 143 | 30 |  | Fixed | Roof
Solar Registration Program | NJSRRE1542518904 | Sicklerville | 8081 | 14 | 17.69 | Residential | Yes | Behind the Meter | Whitman Construction, LLC | AC Electric | Accepted | 2019-10-15 | 2019-10-15 | 2020-10-15 | Trina Solar | TSM-305DD05A | Solar Panels |  | 0.305 | 9 | 323 | 30 |  | Fixed | Roof
Solar Registration Program | NJSRRE1542518904 | Sicklerville | 8081 | 14 | 17.69 | Residential | Yes | Behind the Meter | Whitman Construction, LLC | AC Electric | Accepted | 2019-10-15 | 2019-10-15 | 2020-10-15 | Trina Solar | TSM-305DD05A | Solar Panels |  | 0.305 | 1 | 53 | 40 |  | Fixed | Roof
Solar Registration Program | NJSRRE1542518904 | Sicklerville | 8081 | 14 | 17.69 | Residential | Yes | Behind the Meter | Whitman Construction, LLC | AC Electric | Accepted | 2019-10-15 | 2019-10-15 | 2020-10-15 | Trina Solar | TSM-305DD05A | Solar Panels |  | 0.305 | 3 | 53 | 31 |  | Fixed | Roof
Solar Registration Program | NJSRRE1542518904 | Sicklerville | 8081 | 14 | 17.69 | Residential | Yes | Behind the Meter | Whitman Construction, LLC | AC Electric | Accepted | 2019-10-15 | 2019-10-15 | 2020-10-15 | Trina Solar | TSM-305DD05A | Solar Panels |  | 0.305 | 6 | 233 | 40 |  | Fixed | Roof
Solar Registration Program | NJSRRE1542518904 | Sicklerville | 8081 | 14 | 17.69 | Residential | Yes | Behind the Meter | Whitman Construction, LLC | AC Electric | Accepted | 2019-10-15 | 2019-10-15 | 2020-10-15 | Enphase Energy | IQ7-60-2-US | Inverters | 0.24 |  | 58 |  |  | 0.976 |  | Outside | roof
Solar Registration Program | NJSRRE1543571093 | Englishtown | 7726 | 17 | 17.69 | Residential | Yes | Behind the Meter | Sunrun Installation Services, Inc. | JCP&L | Accepted | 2019-12-19 | 2019-12-31 | 2020-12-31 | REC Solar | REC290TP2 BLK | Solar Panels |  | 0.29 | 25 | 354 | 23 |  | Fixed | Roof
Solar Registration Program | NJSRRE1543571093 | Englishtown | 7726 | 17 | 17.69 | Residential | Yes | Behind the Meter | Sunrun Installation Services, Inc. | JCP&L | Accepted | 2019-12-19 | 2019-12-31 | 2020-12-31 | REC Solar | REC290TP2 BLK | Solar Panels |  | 0.29 | 10 | 84 | 23 |  | Fixed | Roof
Solar Registration Program | NJSRRE1543571093 | Englishtown | 7726 | 17 | 17.69 | Residential | Yes | Behind the Meter | Sunrun Installation Services, Inc. | JCP&L | Accepted | 2019-12-19 | 2019-12-31 | 2020-12-31 | REC Solar | REC290TP2 BLK | Solar Panels |  | 0.29 | 14 | 264 | 23 |  | Fixed | Roof
Solar Registration Program | NJSRRE1543571093 | Englishtown | 7726 | 17 | 17.69 | Residential | Yes | Behind the Meter | Sunrun Installation Services, Inc. | JCP&L | Accepted | 2019-12-19 | 2019-12-31 | 2020-12-31 | REC Solar | REC290TP2 BLK | Solar Panels |  | 0.29 | 12 | 174 | 23 |  | Fixed | Roof
Solar Registration Program | NJSRRE1543571093 | Englishtown | 7726 | 17 | 17.69 | Residential | Yes | Behind the Meter | Sunrun Installation Services, Inc. | JCP&L | Accepted | 2019-12-19 | 2019-12-31 | 2020-12-31 | Enphase Energy | IQ7-60-x-US (240V) | Inverters | 240 |  | 61 |  |  | 0.96 |  | Outdoor | Rooftop
Solar Registration Program | NJSRRE1543656993 | Piscataway | 8854 | 11 | 17.69 | Residential | Yes | Behind the Meter | Sunrun Installation Services, Inc. | PSE&G | Accepted | 2019-12-23 | 2019-12-27 | 2020-12-27 | REC Solar | REC290TP2 BLK | Solar Panels |  | 0.29 | 14 | 267 | 31 |  | Fixed | Roof
Solar Registration Program | NJSRRE1543656993 | Piscataway | 8854 | 11 | 17.69 | Residential | Yes | Behind the Meter | Sunrun Installation Services, Inc. | PSE&G | Accepted | 2019-12-23 | 2019-12-27 | 2020-12-27 | REC Solar | REC290TP2 BLK | Solar Panels |  | 0.29 | 33 | 178 | 31 |  | Fixed | Roof
Solar Registration Program | NJSRRE1543656993 | Piscataway | 8854 | 11 | 17.69 | Residential | Yes | Behind the Meter | Sunrun Installation Services, Inc. | PSE&G | Accepted | 2019-12-23 | 2019-12-27 | 2020-12-27 | REC Solar | REC290TP2 BLK | Solar Panels |  | 0.29 | 14 | 87 | 30 |  | Fixed | Roof
Solar Registration Program | NJSRRE1543656993 | Piscataway | 8854 | 11 | 17.69 | Residential | Yes | Behind the Meter | Sunrun Installation Services, Inc. | PSE&G | Accepted | 2019-12-23 | 2019-12-27 | 2020-12-27 | Enphase Energy | IQ7-60-x-US (240V) | Inverters | 240 |  | 61 |  |  | 0.96 |  | Outdoor | Rooftop
Solar Registration Program | NJSRRE1540234986 | Lacey Twp. (Forked River) | 8731 | 18 | 17.7 | Residential | Yes | Behind the Meter | Kopp Electric Company | JCP&L | Accepted | 2019-01-11 | 2019-01-15 | 2020-01-15 | Trina | TSM300DD05A.05 | Solar Panels |  | 0.3 | 18 | 271 | 23 |  | Fixed | Roof
Solar Registration Program | NJSRRE1540234986 | Lacey Twp. (Forked River) | 8731 | 18 | 17.7 | Residential | Yes | Behind the Meter | Kopp Electric Company | JCP&L | Accepted | 2019-01-11 | 2019-01-15 | 2020-01-15 | Trina | TSM300DD05A.05 | Solar Panels |  | 0.3 | 26 | 91 | 23 |  | Fixed | Roof
Solar Registration Program | NJSRRE1540234986 | Lacey Twp. (Forked River) | 8731 | 18 | 17.7 | Residential | Yes | Behind the Meter | Kopp Electric Company | JCP&L | Accepted | 2019-01-11 | 2019-01-15 | 2020-01-15 | Trina | TSM300DD05A.05 | Solar Panels |  | 0.3 | 15 | 271 | 18 |  | Fixed | Roof
Solar Registration Program | NJSRRE1540234986 | Lacey Twp. (Forked River) | 8731 | 18 | 17.7 | Residential | Yes | Behind the Meter | Kopp Electric Company | JCP&L | Accepted | 2019-01-11 | 2019-01-15 | 2020-01-15 | Solar Edge | SE7600H-US | Inverters | 7600 |  | 2 |  |  | 0.975 |  | Outdoor | Next to meter
Solar Registration Program | NJSRRE1543416869 | cemden | 8103 | 14 | 17.71 | Commercial | No | Behind the Meter | tj technology | PSE&G | Accepted | 2019-12-21 | 2019-12-23 | 2020-12-23 | jinko solar | Eagle HC 72M | Solar Panels |  | 0.385 | 46 | 203 | 10 |  | Fixed | Roof
Solar Registration Program | NJSRRE1543416869 | cemden | 8103 | 14 | 17.71 | Commercial | No | Behind the Meter | tj technology | PSE&G | Accepted | 2019-12-21 | 2019-12-23 | 2020-12-23 | enphase | ENPHASE IQ7PLUS-72-2-US | Inverters | 0.29 |  | 91 |  |  | 0.98 |  | Outdoor | roof
Solar Registration Program | NJSRRE1542507750 | Bergenfield | 7621 | 7 | 17.76 | Residential | No | Behind the Meter | Ampericon | PSE&G | Accepted | 2019-10-04 | 2019-10-09 | 2020-10-09 | Silfab | SLA-M-370 | Solar Panels |  | 0.37 | 31 | 112 | 25 |  | Fixed | Roof
Solar Registration Program | NJSRRE1542507750 | Bergenfield | 7621 | 7 | 17.76 | Residential | No | Behind the Meter | Ampericon | PSE&G | Accepted | 2019-10-04 | 2019-10-09 | 2020-10-09 | Silfab | SLA-M-370 | Solar Panels |  | 0.37 | 17 | 292 | 25 |  | Fixed | Roof
Solar Registration Program | NJSRRE1542507750 | Bergenfield | 7621 | 7 | 17.76 | Residential | No | Behind the Meter | Ampericon | PSE&G | Accepted | 2019-10-04 | 2019-10-09 | 2020-10-09 | EnPhase | IQ7 | Inverters | 250 |  | 48 |  |  | 0.965 |  | Outside | Roof
Solar Registration Program | NJSRRE1540499856 | Woodbury | 8096 | 15 | 17.82 | Commercial | No | Behind the Meter | NJ Solar Power, LLC | PSE&G | Accepted | 2019-03-19 | 2019-03-20 | 2020-03-20 | Panasonic | VBHN330SA17 | Solar Panels |  | 0.33 | 16 | 119 | 35 |  | Fixed | Roof
Solar Registration Program | NJSRRE1540499856 | Woodbury | 8096 | 15 | 17.82 | Commercial | No | Behind the Meter | NJ Solar Power, LLC | PSE&G | Accepted | 2019-03-19 | 2019-03-20 | 2020-03-20 | Panasonic | VBHN330SA17 | Solar Panels |  | 0.33 | 14 | 209 | 40 |  | Fixed | Roof
Solar Registration Program | NJSRRE1540499856 | Woodbury | 8096 | 15 | 17.82 | Commercial | No | Behind the Meter | NJ Solar Power, LLC | PSE&G | Accepted | 2019-03-19 | 2019-03-20 | 2020-03-20 | Panasonic | VBHN330SA17 | Solar Panels |  | 0.33 | 12 | 119 | 18 |  | Fixed | Roof
Solar Registration Program | NJSRRE1540499856 | Woodbury | 8096 | 15 | 17.82 | Commercial | No | Behind the Meter | NJ Solar Power, LLC | PSE&G | Accepted | 2019-03-19 | 2019-03-20 | 2020-03-20 | Panasonic | VBHN330SA17 | Solar Panels |  | 0.33 | 12 | 299 | 18 |  | Fixed | Roof
Solar Registration Program | NJSRRE1540499856 | Woodbury | 8096 | 15 | 17.82 | Commercial | No | Behind the Meter | NJ Solar Power, LLC | PSE&G | Accepted | 2019-03-19 | 2019-03-20 | 2020-03-20 | SolarEdge | SE7600H-US | Inverters | 7600 |  | 2 |  |  | 0.99 |  | Indoor | Garage
Solar Registration Program | NJSRRE1541442925 | Pittstown | 8867 | 4 | 17.82 | Residential | No | Behind the Meter | Green Power Energy | JCP&L | Accepted | 2019-06-21 | 2019-06-25 | 2020-06-25 | Panasonic | VBHN330SA17 | Solar Panels |  | 0.33 | 54 | 148 | 23 |  | Fixed | Roof
Solar Registration Program | NJSRRE1541442925 | Pittstown | 8867 | 4 | 17.82 | Residential | No | Behind the Meter | Green Power Energy | JCP&L | Accepted | 2019-06-21 | 2019-06-25 | 2020-06-25 | Solar Edge | SE7600H-US | Inverters | 7600 |  | 2 |  |  | 0.97 |  | Outside | next to meter
Solar Registration Program | NJSRRE1542515383 | Little Egg Harbor Township | 8087 | 18 | 17.82 | Residential | No | Behind the Meter | Whitman Construction, LLC | AC Electric | Accepted | 2019-10-14 | 2019-10-14 | 2020-10-14 | Panasonic | VBHN330SA16 | Solar Panels |  | 0.33 | 7 | 104 | 15 |  | Fixed | Roof
Solar Registration Program | NJSRRE1542515383 | Little Egg Harbor Township | 8087 | 18 | 17.82 | Residential | No | Behind the Meter | Whitman Construction, LLC | AC Electric | Accepted | 2019-10-14 | 2019-10-14 | 2020-10-14 | Panasonic | VBHN330SA16 | Solar Panels |  | 0.33 | 24 | 194 | 45 |  | Fixed | Roof
Solar Registration Program | NJSRRE1542515383 | Little Egg Harbor Township | 8087 | 18 | 17.82 | Residential | No | Behind the Meter | Whitman Construction, LLC | AC Electric | Accepted | 2019-10-14 | 2019-10-14 | 2020-10-14 | Panasonic | VBHN330SA16 | Solar Panels |  | 0.33 | 23 | 194 | 17 |  | Fixed | Roof
Solar Registration Program | NJSRRE1542515383 | Little Egg Harbor Township | 8087 | 18 | 17.82 | Residential | No | Behind the Meter | Whitman Construction, LLC | AC Electric | Accepted | 2019-10-14 | 2019-10-14 | 2020-10-14 | Panasonic (built in Enphase) | N330E (IQ7X-96-2-US) | Inverters | 0.24 |  | 54 |  |  | 0.975 |  | Outside | roof
Solar Registration Program | NJSRRE1542584367 | Bergenfield | 7621 | 7 | 17.82 | Residential | No | Behind the Meter | Green Power Energy | PSE&G | Accepted | 2019-10-25 | 2019-10-28 | 2020-10-28 | Panasonic | VBHN330SA17 | Solar Panels |  | 0.33 | 54 | 220 | 30 |  | Fixed | Roof
Solar Registration Program | NJSRRE1542584367 | Bergenfield | 7621 | 7 | 17.82 | Residential | No | Behind the Meter | Green Power Energy | PSE&G | Accepted | 2019-10-25 | 2019-10-28 | 2020-10-28 | SolarEdge | SE10000H-US | Inverters | 10000 |  | 1 |  |  | 0.97 |  | Outside | Next to Meter
Solar Registration Program | NJSRRE1542584367 | Bergenfield | 7621 | 7 | 17.82 | Residential | No | Behind the Meter | Green Power Energy | PSE&G | Accepted | 2019-10-25 | 2019-10-28 | 2020-10-28 | SolarEdge | SE7600H-US | Inverters | 7600 |  | 1 |  |  | 0.97 |  | Outside | Next to meter
Solar Registration Program | NJSRRE1542589578 | Montville | 7082 | 3 | 17.82 | Residential | No | Behind the Meter | Green Power Energy | JCP&L | Accepted | 2019-10-25 | 2019-10-29 | 2020-10-29 | Panasonic | VBHN330SA17 | Solar Panels |  | 0.33 | 13 | 308 | 27 |  | Fixed | Roof
Solar Registration Program | NJSRRE1542589578 | Montville | 7082 | 3 | 17.82 | Residential | No | Behind the Meter | Green Power Energy | JCP&L | Accepted | 2019-10-25 | 2019-10-29 | 2020-10-29 | Panasonic | VBHN330SA17 | Solar Panels |  | 0.33 | 5 | 218 | 27 |  | Fixed | Roof
Solar Registration Program | NJSRRE1542589578 | Montville | 7082 | 3 | 17.82 | Residential | No | Behind the Meter | Green Power Energy | JCP&L | Accepted | 2019-10-25 | 2019-10-29 | 2020-10-29 | Panasonic | VBHN330SA17 | Solar Panels |  | 0.33 | 12 | 129 | 27 |  | Fixed | Roof
Solar Registration Program | NJSRRE1542589578 | Montville | 7082 | 3 | 17.82 | Residential | No | Behind the Meter | Green Power Energy | JCP&L | Accepted | 2019-10-25 | 2019-10-29 | 2020-10-29 | Panasonic | VBHN330SA17 | Solar Panels |  | 0.33 | 11 | 130 | 27 |  | Fixed | Roof
Solar Registration Program | NJSRRE1542589578 | Montville | 7082 | 3 | 17.82 | Residential | No | Behind the Meter | Green Power Energy | JCP&L | Accepted | 2019-10-25 | 2019-10-29 | 2020-10-29 | Panasonic | VBHN330SA17 | Solar Panels |  | 0.33 | 13 | 310 | 27 |  | Fixed | Roof
Solar Registration Program | NJSRRE1542589578 | Montville | 7082 | 3 | 17.82 | Residential | No | Behind the Meter | Green Power Energy | JCP&L | Accepted | 2019-10-25 | 2019-10-29 | 2020-10-29 | SolarEdge | SE10000H-US | Inverters | 10000 |  | 1 |  |  | 0.97 |  | Outside | Next to Meter
Solar Registration Program | NJSRRE1542589578 | Montville | 7082 | 3 | 17.82 | Residential | No | Behind the Meter | Green Power Energy | JCP&L | Accepted | 2019-10-25 | 2019-10-29 | 2020-10-29 | SolarEdge | SE7600H-US | Inverters | 7600 |  | 1 |  |  | 0.97 |  | Outside | Next to Meter
Solar Registration Program | NJSRRE1543037641 | Old Bridge Township | 8857 | 11 | 17.82 | Residential | No | Behind the Meter | Sunrun Installation Services, Inc. | JCP&L | Accepted | 2019-11-05 | 2019-11-08 | 2020-11-08 | LG Electronics | LG330N1C-A5 | Solar Panels |  | 0.33 | 4 | 255 | 18 |  | Fixed | Roof
Solar Registration Program | NJSRRE1543037641 | Old Bridge Township | 8857 | 11 | 17.82 | Residential | No | Behind the Meter | Sunrun Installation Services, Inc. | JCP&L | Accepted | 2019-11-05 | 2019-11-08 | 2020-11-08 | LG Electronics | LG330N1C-A5 | Solar Panels |  | 0.33 | 28 | 253 | 34 |  | Fixed | Roof
Solar Registration Program | NJSRRE1543037641 | Old Bridge Township | 8857 | 11 | 17.82 | Residential | No | Behind the Meter | Sunrun Installation Services, Inc. | JCP&L | Accepted | 2019-11-05 | 2019-11-08 | 2020-11-08 | LG Electronics | LG330N1C-A5 | Solar Panels |  | 0.33 | 21 | 73 | 34 |  | Fixed | Roof
Solar Registration Program | NJSRRE1543037641 | Old Bridge Township | 8857 | 11 | 17.82 | Residential | No | Behind the Meter | Sunrun Installation Services, Inc. | JCP&L | Accepted | 2019-11-05 | 2019-11-08 | 2020-11-08 | LG Electronics | LG330N1C-A5 | Solar Panels |  | 0.33 | 1 | 164 | 45 |  | Fixed | Roof
Solar Registration Program | NJSRRE1543037641 | Old Bridge Township | 8857 | 11 | 17.82 | Residential | No | Behind the Meter | Sunrun Installation Services, Inc. | JCP&L | Accepted | 2019-11-05 | 2019-11-08 | 2020-11-08 | SolarEdge Technologies | SE11400H-USRGM | Inverters | 11400 |  | 1 |  |  | 0.96 |  | Outdoor | Next To Meter
Solar Registration Program | NJSRRE1543037641 | Old Bridge Township | 8857 | 11 | 17.82 | Residential | No | Behind the Meter | Sunrun Installation Services, Inc. | JCP&L | Accepted | 2019-11-05 | 2019-11-08 | 2020-11-08 | SolarEdge Technologies | SE3000H-USRGM | Inverters | 3000 |  | 1 |  |  | 0.96 |  | Outdoor | Next To Meter
Solar Registration Program | NJSRRE1543446714 | Burlington | 8016 | 13 | 17.82 | Residential | No | Behind the Meter | Maier Solar Engineering dba Solar Me | PSE&G | Accepted | 2019-11-26 | 2019-12-02 | 2020-12-02 | Canadian | CS1H-330MS | Solar Panels |  | 0.33 | 25 | 41 | 30 |  | Fixed | Roof
Solar Registration Program | NJSRRE1543446714 | Burlington | 8016 | 13 | 17.82 | Residential | No | Behind the Meter | Maier Solar Engineering dba Solar Me | PSE&G | Accepted | 2019-11-26 | 2019-12-02 | 2020-12-02 | Canadian | CS1H-330MS | Solar Panels |  | 0.33 | 14 | 221 | 30 |  | Fixed | Roof
Solar Registration Program | NJSRRE1543446714 | Burlington | 8016 | 13 | 17.82 | Residential | No | Behind the Meter | Maier Solar Engineering dba Solar Me | PSE&G | Accepted | 2019-11-26 | 2019-12-02 | 2020-12-02 | Canadian | CS1H-330MS | Solar Panels |  | 0.33 | 4 | 131 | 36 |  | Fixed | Roof
Solar Registration Program | NJSRRE1543446714 | Burlington | 8016 | 13 | 17.82 | Residential | No | Behind the Meter | Maier Solar Engineering dba Solar Me | PSE&G | Accepted | 2019-11-26 | 2019-12-02 | 2020-12-02 | Canadian | CS1H-330MS | Solar Panels |  | 0.33 | 4 | 311 | 36 |  | Fixed | Roof
Solar Registration Program | NJSRRE1543446714 | Burlington | 8016 | 13 | 17.82 | Residential | No | Behind the Meter | Maier Solar Engineering dba Solar Me | PSE&G | Accepted | 2019-11-26 | 2019-12-02 | 2020-12-02 | Canadian | CS1H-330MS | Solar Panels |  | 0.33 | 7 | 221 | 30 |  | Fixed | Roof
Solar Registration Program | NJSRRE1543446714 | Burlington | 8016 | 13 | 17.82 | Residential | No | Behind the Meter | Maier Solar Engineering dba Solar Me | PSE&G | Accepted | 2019-11-26 | 2019-12-02 | 2020-12-02 | Enphase | IQ7 | Inverters | 240 |  | 54 |  |  | 0.96 |  | Outside | Next to meter
Solar Registration Program | NJSRRE1540845770 | Woodbine | 8270 | 21 | 17.85 | Residential | Yes | Behind the Meter | Vision Solar LLC | AC Electric | Accepted | 2019-04-11 | 2019-04-12 | 2020-04-12 | sunpower | spr-x21-350-blk-e-ac | Solar Panels |  | 0.35 | 21 | 206 | 33 |  | Fixed | Roof
Solar Registration Program | NJSRRE1540845770 | Woodbine | 8270 | 21 | 17.85 | Residential | Yes | Behind the Meter | Vision Solar LLC | AC Electric | Accepted | 2019-04-11 | 2019-04-12 | 2020-04-12 | sunpower | x-21-350-blk-e-ac | Solar Panels |  | 0.35 | 12 | 296 | 14 |  | Fixed | Roof
Solar Registration Program | NJSRRE1540845770 | Woodbine | 8270 | 21 | 17.85 | Residential | Yes | Behind the Meter | Vision Solar LLC | AC Electric | Accepted | 2019-04-11 | 2019-04-12 | 2020-04-12 | sunpower | spr-x21-350-blk-e-ac | Solar Panels |  | 0.35 | 18 | 116 | 14 |  | Fixed | Roof
Solar Registration Program | NJSRRE1540845770 | Woodbine | 8270 | 21 | 17.85 | Residential | Yes | Behind the Meter | Vision Solar LLC | AC Electric | Accepted | 2019-04-11 | 2019-04-12 | 2020-04-12 | sunpower | x21-350-blk-e-ac | Inverters | 0.35 |  | 51 |  |  | 0.96 |  | Other | behind the panels
Solar Registration Program | NJSRRE1542394975 | Cherry Hill | 8003 | 14 | 17.88 | Residential | No | Behind the Meter | Sunny Corp | PSE&G | Accepted | 2019-09-13 | 2019-09-17 | 2020-09-17 | PANASONIC | VBHN325KA03 | Solar Panels |  | 0.325 | 4 | 137 | 20 |  | Fixed | Roof
Solar Registration Program | NJSRRE1542394975 | Cherry Hill | 8003 | 14 | 17.88 | Residential | No | Behind the Meter | Sunny Corp | PSE&G | Accepted | 2019-09-13 | 2019-09-17 | 2020-09-17 | PANASONIC | VBHN325KA03 | Solar Panels |  | 0.325 | 23 | 227 | 24 |  | Fixed | Roof
Solar Registration Program | NJSRRE1542394975 | Cherry Hill | 8003 | 14 | 17.88 | Residential | No | Behind the Meter | Sunny Corp | PSE&G | Accepted | 2019-09-13 | 2019-09-17 | 2020-09-17 | Panasonic | VBHN325KA03 | Solar Panels |  | 0.325 | 28 | 47 | 22 |  | Fixed | Roof
Solar Registration Program | NJSRRE1542394975 | Cherry Hill | 8003 | 14 | 17.88 | Residential | No | Behind the Meter | Sunny Corp | PSE&G | Accepted | 2019-09-13 | 2019-09-17 | 2020-09-17 | SolarEdge | SE7600H-US | Inverters | 7600 |  | 2 |  |  | 0.992 |  | Indoor | GARAGE
Solar Registration Program | NJSRRE1542515061 | Ventnor City | 8406 | 19 | 17.88 | Residential | No | Behind the Meter | Maier Solar Engineering dba Solar Me | AC Electric | Accepted | 2019-10-08 | 2019-10-10 | 2020-10-10 | Panasonic | VBHN325KA03 | Solar Panels |  | 0.325 | 28 | 327 | 40 |  | Fixed | Roof
Solar Registration Program | NJSRRE1542515061 | Ventnor City | 8406 | 19 | 17.88 | Residential | No | Behind the Meter | Maier Solar Engineering dba Solar Me | AC Electric | Accepted | 2019-10-08 | 2019-10-10 | 2020-10-10 | Panasonic | VBHN325KA03 | Solar Panels |  | 0.325 | 20 | 147 | 30 |  | Fixed | Roof
Solar Registration Program | NJSRRE1542515061 | Ventnor City | 8406 | 19 | 17.88 | Residential | No | Behind the Meter | Maier Solar Engineering dba Solar Me | AC Electric | Accepted | 2019-10-08 | 2019-10-10 | 2020-10-10 | Panasonic | VBHN325KA03 | Solar Panels |  | 0.325 | 7 | 147 | 40 |  | Fixed | Roof
Solar Registration Program | NJSRRE1542515061 | Ventnor City | 8406 | 19 | 17.88 | Residential | No | Behind the Meter | Maier Solar Engineering dba Solar Me | AC Electric | Accepted | 2019-10-08 | 2019-10-10 | 2020-10-10 | Enphase | IQ7X | Inverters | 315 |  | 55 |  |  | 0.96 |  | Outdoor | Next to meter
Solar Registration Program | NJSRRE1542578716 | Wayne | 7470 | 6 | 17.88 | Residential | No | Behind the Meter | Green Power Energy | PSE&G | Accepted | 2019-10-23 | 2019-10-25 | 2020-10-25 | Solar Edge | SE7600H-US | Inverters | 7600 |  | 2 |  |  | 0.97 |  | Outside | next to meter
Solar Registration Program | NJSRRE1542578716 | Wayne | 7470 | 6 | 17.88 | Residential | No | Behind the Meter | Green Power Energy | PSE&G | Accepted | 2019-10-23 | 2019-10-25 | 2020-10-25 | Panasonic | VBHN325KA03 | Solar Panels |  | 0.325 | 31 | 230 | 20 |  | Fixed | Roof
Solar Registration Program | NJSRRE1542578716 | Wayne | 7470 | 6 | 17.88 | Residential | No | Behind the Meter | Green Power Energy | PSE&G | Accepted | 2019-10-23 | 2019-10-25 | 2020-10-25 | Panasonic | VBHN325KA03 | Solar Panels |  | 0.325 | 24 | 140 | 30 |  | Fixed | Roof
Solar Registration Program | NJSRRE1542837318 | Little Falls | 7424 | 6 | 17.88 | Residential | No | Behind the Meter | Green Power Energy | PSE&G | Accepted | 2019-10-30 | 2019-11-01 | 2020-11-01 | Panasonic | VBHN325KA03 | Solar Panels |  | 0.325 | 43 | 203 | 27 |  | Fixed | Roof
Solar Registration Program | NJSRRE1542837318 | Little Falls | 7424 | 6 | 17.88 | Residential | No | Behind the Meter | Green Power Energy | PSE&G | Accepted | 2019-10-30 | 2019-11-01 | 2020-11-01 | Panasonic | VBHN325KA03 | Solar Panels |  | 0.325 | 12 | 204 | 34 |  | Fixed | Roof
Solar Registration Program | NJSRRE1542837318 | Little Falls | 7424 | 6 | 17.88 | Residential | No | Behind the Meter | Green Power Energy | PSE&G | Accepted | 2019-10-30 | 2019-11-01 | 2020-11-01 | SolarEdge | SE10000H-US | Inverters | 10000 |  | 1 |  |  | 0.97 |  | Outside | Next to meter
Solar Registration Program | NJSRRE1542837318 | Little Falls | 7424 | 6 | 17.88 | Residential | No | Behind the Meter | Green Power Energy | PSE&G | Accepted | 2019-10-30 | 2019-11-01 | 2020-11-01 | SolarEdge | SE7600H-US | Inverters | 7600 |  | 1 |  |  | 0.97 |  | Outside | Next to meter
Solar Registration Program | NJSRRE1542441592 | West Orange | 7052 | 9 | 17.94 | Residential | Yes | Behind the Meter | Pro Custom Solar dba Momentum Solar | PSE&G | Accepted | 2019-09-25 | 2019-09-27 | 2020-09-27 | LG ELECTRONICS | LG 345N1C-V5 | Solar Panels |  | 0.345 | 30 | 211 | 33 |  | Fixed | Roof
Solar Registration Program | NJSRRE1542441592 | West Orange | 7052 | 9 | 17.94 | Residential | Yes | Behind the Meter | Pro Custom Solar dba Momentum Solar | PSE&G | Accepted | 2019-09-25 | 2019-09-27 | 2020-09-27 | LG ELECTRONICS | LG 345N1C-V5 | Solar Panels |  | 0.345 | 10 | 31 | 15 |  | Fixed | Roof
Solar Registration Program | NJSRRE1542441592 | West Orange | 7052 | 9 | 17.94 | Residential | Yes | Behind the Meter | Pro Custom Solar dba Momentum Solar | PSE&G | Accepted | 2019-09-25 | 2019-09-27 | 2020-09-27 | LG ELECTRONICS | LG 345N1C-V5 | Solar Panels |  | 0.345 | 12 | 31 | 33 |  | Fixed | Roof
Solar Registration Program | NJSRRE1542441592 | West Orange | 7052 | 9 | 17.94 | Residential | Yes | Behind the Meter | Pro Custom Solar dba Momentum Solar | PSE&G | Accepted | 2019-09-25 | 2019-09-27 | 2020-09-27 | Enphase Energy | IQ7-60-2-US | Inverters | 250 |  | 52 |  |  | 0.97 |  | Outdoor | Roof
Solar Registration Program | NJSRRE1543434958 | Wayne | 7470 | 6 | 17.94 | Residential | No | Behind the Meter | Pro Custom Solar dba Momentum Solar | JCP&L | Accepted | 2019-11-21 | 2019-11-26 | 2020-11-26 | LG Electronics | LG 345N1C-V5 | Solar Panels |  | 0.345 | 9 | 262 | 21 |  | Fixed | Roof
Solar Registration Program | NJSRRE1543434958 | Wayne | 7470 | 6 | 17.94 | Residential | No | Behind the Meter | Pro Custom Solar dba Momentum Solar | JCP&L | Accepted | 2019-11-21 | 2019-11-26 | 2020-11-26 | LG Electronics | LG 345N1C-V5 | Solar Panels |  | 0.345 | 9 | 82 | 20 |  | Fixed | Roof
Solar Registration Program | NJSRRE1543434958 | Wayne | 7470 | 6 | 17.94 | Residential | No | Behind the Meter | Pro Custom Solar dba Momentum Solar | JCP&L | Accepted | 2019-11-21 | 2019-11-26 | 2020-11-26 | LG Electronics | LG 345N1C-V5 | Solar Panels |  | 0.345 | 34 | 172 | 21 |  | Fixed | Roof
Solar Registration Program | NJSRRE1543434958 | Wayne | 7470 | 6 | 17.94 | Residential | No | Behind the Meter | Pro Custom Solar dba Momentum Solar | JCP&L | Accepted | 2019-11-21 | 2019-11-26 | 2020-11-26 | Enphase Energy | IQ7PLUS-72-2-US | Inverters | 295 |  | 52 |  |  | 0.97 |  | Outdoor | Roof
Solar Registration Program | NJSRRE1541790316 | UNION BEACH | 7735 | 17 | 17.96 | Residential | Yes | Behind the Meter | Vivint Solar Developer, LLC | JCP&L | Accepted | 2019-09-04 | 2019-09-05 | 2020-09-05 | Hanwha Solar | Q.PEAK BLK-G5 315 | Solar Panels |  | 0.315 | 25 | 24 | 31 |  | Fixed | Roof
Solar Registration Program | NJSRRE1541790316 | UNION BEACH | 7735 | 17 | 17.96 | Residential | Yes | Behind the Meter | Vivint Solar Developer, LLC | JCP&L | Accepted | 2019-09-04 | 2019-09-05 | 2020-09-05 | Hanwha Solar | Q.PEAK BLK-G5 315 | Solar Panels |  | 0.315 | 24 | 204 | 31 |  | Fixed | Roof
Solar Registration Program | NJSRRE1541790316 | UNION BEACH | 7735 | 17 | 17.96 | Residential | Yes | Behind the Meter | Vivint Solar Developer, LLC | JCP&L | Accepted | 2019-09-04 | 2019-09-05 | 2020-09-05 | Hanwha Solar | Q.PEAK BLK-G5 315 | Solar Panels |  | 0.315 | 8 | 204 | 32 |  | Fixed | Roof
Solar Registration Program | NJSRRE1541790316 | UNION BEACH | 7735 | 17 | 17.96 | Residential | Yes | Behind the Meter | Vivint Solar Developer, LLC | JCP&L | Accepted | 2019-09-04 | 2019-09-05 | 2020-09-05 | SolarEdge | SE7600H-US | Inverters | 7600 |  | 1 |  |  | 0.992 |  | Outdoor | Near The Utility Meter
Solar Registration Program | NJSRRE1541790316 | UNION BEACH | 7735 | 17 | 17.96 | Residential | Yes | Behind the Meter | Vivint Solar Developer, LLC | JCP&L | Accepted | 2019-09-04 | 2019-09-05 | 2020-09-05 | SolarEdge | SE7600H-US | Inverters | 7600 |  | 1 |  |  | 0.992 |  | Outdoor | Near the Utility Meter
Solar Registration Program | NJSRRE1541993216 | Freehold | 7728 | 17 | 17.96 | Residential | No | Behind the Meter | Suntuity Solar LLC | JCP&L | Accepted | 2019-09-03 | 2019-09-05 | 2020-09-05 | Yingli Green Energy | YL315D-30b | Solar Panels |  | 0.315 | 26 | 165 | 25 |  | Fixed | Roof
Solar Registration Program | NJSRRE1541993216 | Freehold | 7728 | 17 | 17.96 | Residential | No | Behind the Meter | Suntuity Solar LLC | JCP&L | Accepted | 2019-09-03 | 2019-09-05 | 2020-09-05 | Yingli Green Energy | YL315D-30b | Solar Panels |  | 0.315 | 18 | 165 | 25 |  | Fixed | Roof
Solar Registration Program | NJSRRE1541993216 | Freehold | 7728 | 17 | 17.96 | Residential | No | Behind the Meter | Suntuity Solar LLC | JCP&L | Accepted | 2019-09-03 | 2019-09-05 | 2020-09-05 | Yingli Green Energy | YL315D-30b | Solar Panels |  | 0.315 | 3 | 75 | 32 |  | Fixed | Roof
Solar Registration Program | NJSRRE1541993216 | Freehold | 7728 | 17 | 17.96 | Residential | No | Behind the Meter | Suntuity Solar LLC | JCP&L | Accepted | 2019-09-03 | 2019-09-05 | 2020-09-05 | Yingli Green Energy | YL315D-30b | Solar Panels |  | 0.315 | 6 | 255 | 32 |  | Fixed | Roof
Solar Registration Program | NJSRRE1541993216 | Freehold | 7728 | 17 | 17.96 | Residential | No | Behind the Meter | Suntuity Solar LLC | JCP&L | Accepted | 2019-09-03 | 2019-09-05 | 2020-09-05 | Yingli Green Energy | YL315D-30b | Solar Panels |  | 0.315 | 4 | 345 | 25 |  | Fixed | Roof
Solar Registration Program | NJSRRE1541993216 | Freehold | 7728 | 17 | 17.96 | Residential | No | Behind the Meter | Suntuity Solar LLC | JCP&L | Accepted | 2019-09-03 | 2019-09-05 | 2020-09-05 | Enphase Energy | IQ7-60-2-US | Inverters | 240 |  | 57 |  |  | 0.97 |  | Outdoor | Behind the PV Modules
Solar Registration Program | NJSRRE1542253682 | NEW MILFORD | 7646 | 7 | 17.96 | Residential | Yes | Behind the Meter | Vivint Solar Developer, LLC | PSE&G | Accepted | 2019-09-05 | 2019-09-10 | 2020-09-10 | Hanwha Solar | Q.PEAK BLK-G5 315 | Solar Panels |  | 0.315 | 5 | 268 | 23 |  | Fixed | Roof
Solar Registration Program | NJSRRE1542253682 | NEW MILFORD | 7646 | 7 | 17.96 | Residential | Yes | Behind the Meter | Vivint Solar Developer, LLC | PSE&G | Accepted | 2019-09-05 | 2019-09-10 | 2020-09-10 | Hanwha Solar | Q.PEAK BLK-G5 315 | Solar Panels |  | 0.315 | 6 | 268 | 23 |  | Fixed | Roof
Solar Registration Program | NJSRRE1542253682 | NEW MILFORD | 7646 | 7 | 17.96 | Residential | Yes | Behind the Meter | Vivint Solar Developer, LLC | PSE&G | Accepted | 2019-09-05 | 2019-09-10 | 2020-09-10 | Hanwha Solar | Q.PEAK BLK-G5 315 | Solar Panels |  | 0.315 | 12 | 358 | 23 |  | Fixed | Roof
Solar Registration Program | NJSRRE1542253682 | NEW MILFORD | 7646 | 7 | 17.96 | Residential | Yes | Behind the Meter | Vivint Solar Developer, LLC | PSE&G | Accepted | 2019-09-05 | 2019-09-10 | 2020-09-10 | Hanwha Solar | Q.PEAK BLK-G5 315 | Solar Panels |  | 0.315 | 4 | 88 | 23 |  | Fixed | Roof
Solar Registration Program | NJSRRE1542253682 | NEW MILFORD | 7646 | 7 | 17.96 | Residential | Yes | Behind the Meter | Vivint Solar Developer, LLC | PSE&G | Accepted | 2019-09-05 | 2019-09-10 | 2020-09-10 | Hanwha Solar | Q.PEAK BLK-G5 315 | Solar Panels |  | 0.315 | 10 | 358 | 18 |  | Fixed | Roof
Solar Registration Program | NJSRRE1542253682 | NEW MILFORD | 7646 | 7 | 17.96 | Residential | Yes | Behind the Meter | Vivint Solar Developer, LLC | PSE&G | Accepted | 2019-09-05 | 2019-09-10 | 2020-09-10 | Hanwha Solar | Q.PEAK BLK-G5 315 | Solar Panels |  | 0.315 | 3 | 88 | 23 |  | Fixed | Roof
Solar Registration Program | NJSRRE1542253682 | NEW MILFORD | 7646 | 7 | 17.96 | Residential | Yes | Behind the Meter | Vivint Solar Developer, LLC | PSE&G | Accepted | 2019-09-05 | 2019-09-10 | 2020-09-10 | Hanwha Solar | Q.PEAK BLK-G5 315 | Solar Panels |  | 0.315 | 17 | 178 | 23 |  | Fixed | Roof
Solar Registration Program | NJSRRE1542253682 | NEW MILFORD | 7646 | 7 | 17.96 | Residential | Yes | Behind the Meter | Vivint Solar Developer, LLC | PSE&G | Accepted | 2019-09-05 | 2019-09-10 | 2020-09-10 | Solar Edge | SE7600H-US000BNC4 | Inverters | 7600 |  | 2 |  |  | 0.992 |  | Outdoor | near the Utility meter
Solar Registration Program | NJSRRE1542460969 | Englewood | 7631 | 7 | 17.96 | Residential | Yes | Behind the Meter | Trinity Solar | PSE&G | Accepted | 2019-09-30 | 2019-10-02 | 2020-10-02 | HANWHA | Q.PEAK DUO BLK-G5 315 | Solar Panels |  | 0.315 | 28 | 172 | 23 |  | Fixed | Roof
Solar Registration Program | NJSRRE1542460969 | Englewood | 7631 | 7 | 17.96 | Residential | Yes | Behind the Meter | Trinity Solar | PSE&G | Accepted | 2019-09-30 | 2019-10-02 | 2020-10-02 | HANWHA | Q.PEAK DUO BLK-G5 315 | Solar Panels |  | 0.315 | 26 | 352 | 23 |  | Fixed | Roof
Solar Registration Program | NJSRRE1542460969 | Englewood | 7631 | 7 | 17.96 | Residential | Yes | Behind the Meter | Trinity Solar | PSE&G | Accepted | 2019-09-30 | 2019-10-02 | 2020-10-02 | HANWHA | Q.PEAK DUO BLK-G5 315 | Solar Panels |  | 0.315 | 3 | 82 | 23 |  | Fixed | Roof
Solar Registration Program | NJSRRE1542460969 | Englewood | 7631 | 7 | 17.96 | Residential | Yes | Behind the Meter | Trinity Solar | PSE&G | Accepted | 2019-09-30 | 2019-10-02 | 2020-10-02 | Solar Edge | SE3000H-US000BNC4 | Inverters | 3000 |  | 1 |  |  | 0.97 |  | Outdoor | side of home
Solar Registration Program | NJSRRE1542460969 | Englewood | 7631 | 7 | 17.96 | Residential | Yes | Behind the Meter | Trinity Solar | PSE&G | Accepted | 2019-09-30 | 2019-10-02 | 2020-10-02 | Solar Edge | SE11400H-US000BNC4 | Inverters | 11400 |  | 1 |  |  | 0.97 |  | Outdoor | side of home
Solar Registration Program | NJSRRE1542870484 | Monroe Township | 8831 | 11 | 17.96 | Residential | Yes | Behind the Meter | Vivint Solar Developer, LLC | JCP&L | Accepted | 2019-11-01 | 2019-11-05 | 2020-11-05 | HANWHA SOLAR | Q.PEAK BLK-G5 315 | Solar Panels |  | 0.315 | 9 | 252 | 27 |  | Fixed | Roof
Solar Registration Program | NJSRRE1542870484 | Monroe Township | 8831 | 11 | 17.96 | Residential | Yes | Behind the Meter | Vivint Solar Developer, LLC | JCP&L | Accepted | 2019-11-01 | 2019-11-05 | 2020-11-05 | HANWHA SOLAR | Q.PEAK BLK-G5 315 | Solar Panels |  | 0.315 | 14 | 252 | 19 |  | Fixed | Roof
Solar Registration Program | NJSRRE1542870484 | Monroe Township | 8831 | 11 | 17.96 | Residential | Yes | Behind the Meter | Vivint Solar Developer, LLC | JCP&L | Accepted | 2019-11-01 | 2019-11-05 | 2020-11-05 | HANWHA SOLAR | Q.PEAK BLK-G5 315 | Solar Panels |  | 0.315 | 14 | 72 | 19 |  | Fixed | Roof
Solar Registration Program | NJSRRE1542870484 | Monroe Township | 8831 | 11 | 17.96 | Residential | Yes | Behind the Meter | Vivint Solar Developer, LLC | JCP&L | Accepted | 2019-11-01 | 2019-11-05 | 2020-11-05 | HANWHA SOLAR | Q.PEAK BLK-G5 315 | Solar Panels |  | 0.315 | 6 | 342 | 27 |  | Fixed | Roof
Solar Registration Program | NJSRRE1542870484 | Monroe Township | 8831 | 11 | 17.96 | Residential | Yes | Behind the Meter | Vivint Solar Developer, LLC | JCP&L | Accepted | 2019-11-01 | 2019-11-05 | 2020-11-05 | HANWHA SOLAR | Q.PEAK BLK-G5 315 | Solar Panels |  | 0.315 | 8 | 72 | 27 |  | Fixed | Roof
Solar Registration Program | NJSRRE1542870484 | Monroe Township | 8831 | 11 | 17.96 | Residential | Yes | Behind the Meter | Vivint Solar Developer, LLC | JCP&L | Accepted | 2019-11-01 | 2019-11-05 | 2020-11-05 | HANWHA SOLAR | Q.PEAK BLK-G5 315 | Solar Panels |  | 0.315 | 6 | 162 | 27 |  | Fixed | Roof
Solar Registration Program | NJSRRE1542870484 | Monroe Township | 8831 | 11 | 17.96 | Residential | Yes | Behind the Meter | Vivint Solar Developer, LLC | JCP&L | Accepted | 2019-11-01 | 2019-11-05 | 2020-11-05 | SOLAREDGE | SE7600H-US000BNC4 | Inverters | 7600 |  | 2 |  |  | 0.992 |  | Outdoor | Near the Utility Meter
Solar Registration Program | NJSRRE1543465357 | Stewartsville | 8886 | 2 | 17.96 | Residential | No | Behind the Meter | All Season Solar | JCP&L | Accepted | 2019-12-02 | 2019-12-05 | 2020-12-05 | Certain Teed | CT315M11-02 | Solar Panels |  | 0.315 | 37 | 306 | 23 |  | Fixed | Roof
Solar Registration Program | NJSRRE1543465357 | Stewartsville | 8886 | 2 | 17.96 | Residential | No | Behind the Meter | All Season Solar | JCP&L | Accepted | 2019-12-02 | 2019-12-05 | 2020-12-05 | Certain Teed | CT315M11-02 | Solar Panels |  | 0.315 | 20 | 306 | 30 |  | Fixed | Roof
Solar Registration Program | NJSRRE1543465357 | Stewartsville | 8886 | 2 | 17.96 | Residential | No | Behind the Meter | All Season Solar | JCP&L | Accepted | 2019-12-02 | 2019-12-05 | 2020-12-05 | Enphase | IQ7 | Inverters | 240 |  | 57 |  |  | 0.97 |  | Outdoor | Under Module
Solar Registration Program | NJSRRE1543570785 | Howell | 7731 | 17 | 17.96 | Residential | Yes | Behind the Meter | Vivint Solar Developer, LLC | JCP&L | Accepted | 2019-12-19 | 2019-12-23 | 2020-12-23 | Hanwha Solar | Q.PEAK BLK-G5 315 | Solar Panels |  | 0.315 | 31 | 142 | 18 |  | Fixed | Roof
Solar Registration Program | NJSRRE1543570785 | Howell | 7731 | 17 | 17.96 | Residential | Yes | Behind the Meter | Vivint Solar Developer, LLC | JCP&L | Accepted | 2019-12-19 | 2019-12-23 | 2020-12-23 | Hanwha Solar | Q.PEAK BLK-G5 315 | Solar Panels |  | 0.315 | 26 | 322 | 18 |  | Fixed | Roof
Solar Registration Program | NJSRRE1543570785 | Howell | 7731 | 17 | 17.96 | Residential | Yes | Behind the Meter | Vivint Solar Developer, LLC | JCP&L | Accepted | 2019-12-19 | 2019-12-23 | 2020-12-23 | Solar Edge | SE7600H-US | Inverters | 7600 |  | 2 |  |  | 0.992 |  | Outdoor | Near the utility meter
Solar Registration Program | NJSRRE1540407646 | Englishtown | 7726 | 17 | 17.98 | Residential | Yes | Behind the Meter | Sunrun Installation Services, Inc. | JCP&L | Accepted | 2019-02-28 | 2019-03-01 | 2020-03-01 | REC Solar | REC290TP2 BLK | Solar Panels |  | 0.29 | 24 | 338 | 23 |  | Fixed | Roof
Solar Registration Program | NJSRRE1540407646 | Englishtown | 7726 | 17 | 17.98 | Residential | Yes | Behind the Meter | Sunrun Installation Services, Inc. | JCP&L | Accepted | 2019-02-28 | 2019-03-01 | 2020-03-01 | REC Solar | REC290TP2 BLK | Solar Panels |  | 0.29 | 7 | 246 | 24 |  | Fixed | Roof
Solar Registration Program | NJSRRE1540407646 | Englishtown | 7726 | 17 | 17.98 | Residential | Yes | Behind the Meter | Sunrun Installation Services, Inc. | JCP&L | Accepted | 2019-02-28 | 2019-03-01 | 2020-03-01 | REC Solar | REC290TP2 BLK | Solar Panels |  | 0.29 | 16 | 158 | 23 |  | Fixed | Roof
Solar Registration Program | NJSRRE1540407646 | Englishtown | 7726 | 17 | 17.98 | Residential | Yes | Behind the Meter | Sunrun Installation Services, Inc. | JCP&L | Accepted | 2019-02-28 | 2019-03-01 | 2020-03-01 | REC Solar | REC290TP2 BLK | Solar Panels |  | 0.29 | 3 | 67 | 23 |  | Fixed | Roof
Solar Registration Program | NJSRRE1540407646 | Englishtown | 7726 | 17 | 17.98 | Residential | Yes | Behind the Meter | Sunrun Installation Services, Inc. | JCP&L | Accepted | 2019-02-28 | 2019-03-01 | 2020-03-01 | REC Solar | REC290TP2 BLK | Solar Panels |  | 0.29 | 12 | 157 | 18 |  | Fixed | Roof
Solar Registration Program | NJSRRE1540407646 | Englishtown | 7726 | 17 | 17.98 | Residential | Yes | Behind the Meter | Sunrun Installation Services, Inc. | JCP&L | Accepted | 2019-02-28 | 2019-03-01 | 2020-03-01 | SolarEdge Technologies | SE11400H-USRGM | Inverters | 11400 |  | 1 |  |  | 0.96 |  | Outdoor | Next To Meter
Solar Registration Program | NJSRRE1540407646 | Englishtown | 7726 | 17 | 17.98 | Residential | Yes | Behind the Meter | Sunrun Installation Services, Inc. | JCP&L | Accepted | 2019-02-28 | 2019-03-01 | 2020-03-01 | SolarEdge Technologies | SE3800H-USRGM | Inverters | 3800 |  | 1 |  |  | 0.96 |  | Outdoor | Next To Meter
Solar Registration Program | NJSRRE1540864254 | Montgomery Twp | 8558 | 5 | 17.98 | Residential | Yes | Behind the Meter | Sunrun Installation Services, Inc. | PSE&G | Accepted | 2019-04-18 | 2019-04-19 | 2020-04-19 | REC Solar | REC290TP2 BLK | Solar Panels |  | 0.29 | 19 | 42 | 34 |  | Fixed | Roof
Solar Registration Program | NJSRRE1540864254 | Montgomery Twp | 8558 | 5 | 17.98 | Residential | Yes | Behind the Meter | Sunrun Installation Services, Inc. | PSE&G | Accepted | 2019-04-18 | 2019-04-19 | 2020-04-19 | REC Solar | REC290TP2 BLK | Solar Panels |  | 0.29 | 43 | 223 | 32 |  | Fixed | Roof
Solar Registration Program | NJSRRE1540864254 | Montgomery Twp | 8558 | 5 | 17.98 | Residential | Yes | Behind the Meter | Sunrun Installation Services, Inc. | PSE&G | Accepted | 2019-04-18 | 2019-04-19 | 2020-04-19 | SMA America | SB7.7-1SP-US-40 | Inverters | 7680 |  | 1 |  |  | 0.96 |  | Outdoor | Next To Meter
Solar Registration Program | NJSRRE1540864254 | Montgomery Twp | 8558 | 5 | 17.98 | Residential | Yes | Behind the Meter | Sunrun Installation Services, Inc. | PSE&G | Accepted | 2019-04-18 | 2019-04-19 | 2020-04-19 | SMA America | SB5.0-1SP-US-40 | Inverters | 5000 |  | 2 |  |  | 0.96 |  | Outdoor | Next To Meter
Solar Registration Program | NJSRRE1541016315 | Pennsauken | 8109 | 14 | 17.98 | Residential | Yes | Behind the Meter | Suntuity Solar LLC | PSE&G | Accepted | 2019-05-17 | 2019-05-21 | 2020-05-21 | Yingli Green Energy | YL310D-30b | Solar Panels |  | 0.31 | 6 | 266 | 26 |  | Fixed | Roof
Solar Registration Program | NJSRRE1541016315 | Pennsauken | 8109 | 14 | 17.98 | Residential | Yes | Behind the Meter | Suntuity Solar LLC | PSE&G | Accepted | 2019-05-17 | 2019-05-21 | 2020-05-21 | Yingli Green Energy | YL310D-30b | Solar Panels |  | 0.31 | 22 | 85 | 26 |  | Fixed | Roof
Solar Registration Program | NJSRRE1541016315 | Pennsauken | 8109 | 14 | 17.98 | Residential | Yes | Behind the Meter | Suntuity Solar LLC | PSE&G | Accepted | 2019-05-17 | 2019-05-21 | 2020-05-21 | Yingli Green Energy | YL310D-30b | Solar Panels |  | 0.31 | 16 | 85 | 27 |  | Fixed | Roof
Solar Registration Program | NJSRRE1541016315 | Pennsauken | 8109 | 14 | 17.98 | Residential | Yes | Behind the Meter | Suntuity Solar LLC | PSE&G | Accepted | 2019-05-17 | 2019-05-21 | 2020-05-21 | Yingli Green Energy | YL310D-30b | Solar Panels |  | 0.31 | 14 | 265 | 27 |  | Fixed | Roof
Solar Registration Program | NJSRRE1541016315 | Pennsauken | 8109 | 14 | 17.98 | Residential | Yes | Behind the Meter | Suntuity Solar LLC | PSE&G | Accepted | 2019-05-17 | 2019-05-21 | 2020-05-21 | Enphase Energy | IQ7-60-2-US | Inverters | 240 |  | 58 |  |  | 0.97 |  | Outdoor | Behind the PV Modules
Solar Registration Program | NJSRRE1541631381 | Monroeville | 8343 | 16 | 17.98 | Residential | Yes | Behind the Meter | Suntuity Solar LLC | AC Electric | Accepted | 2019-07-11 | 2019-07-15 | 2020-07-15 | Yingli Green Energy | YL310D-30b | Solar Panels |  | 0.31 | 21 | 203 | 38 |  | Fixed | Roof
Solar Registration Program | NJSRRE1541631381 | Monroeville | 8343 | 16 | 17.98 | Residential | Yes | Behind the Meter | Suntuity Solar LLC | AC Electric | Accepted | 2019-07-11 | 2019-07-15 | 2020-07-15 | Yingli Green Energy | YL310D-30b | Solar Panels |  | 0.31 | 12 | 23 | 38 |  | Fixed | Roof
Solar Registration Program | NJSRRE1541631381 | Monroeville | 8343 | 16 | 17.98 | Residential | Yes | Behind the Meter | Suntuity Solar LLC | AC Electric | Accepted | 2019-07-11 | 2019-07-15 | 2020-07-15 | Yingli Green Energy | YL310D-30b | Solar Panels |  | 0.31 | 25 | 203 | 20 |  | Fixed | Ground
Solar Registration Program | NJSRRE1541631381 | Monroeville | 8343 | 16 | 17.98 | Residential | Yes | Behind the Meter | Suntuity Solar LLC | AC Electric | Accepted | 2019-07-11 | 2019-07-15 | 2020-07-15 | Enphase Energy | IQ6-60-2-US | Inverters | 240 |  | 58 |  |  | 0.97 |  | Outdoor | Behind the PV Modules
Solar Registration Program | NJSRRE1541642863 | Elmer | 8318 | 16 | 17.98 | Residential | Yes | Behind the Meter | Suntuity Solar LLC | AC Electric | Accepted | 2019-07-13 | 2019-07-16 | 2020-07-16 | Yingli Green Energy | YL310D-30b | Solar Panels |  | 0.31 | 29 | 274 | 28 |  | Fixed | Roof
Solar Registration Program | NJSRRE1541642863 | Elmer | 8318 | 16 | 17.98 | Residential | Yes | Behind the Meter | Suntuity Solar LLC | AC Electric | Accepted | 2019-07-13 | 2019-07-16 | 2020-07-16 | Yingli Green Energy | YL310D-30b | Solar Panels |  | 0.31 | 21 | 94 | 28 |  | Fixed | Roof
Solar Registration Program | NJSRRE1541642863 | Elmer | 8318 | 16 | 17.98 | Residential | Yes | Behind the Meter | Suntuity Solar LLC | AC Electric | Accepted | 2019-07-13 | 2019-07-16 | 2020-07-16 | Yingli Green Energy | YL310D-30b | Solar Panels |  | 0.31 | 8 | 94 | 29 |  | Fixed | Roof
Solar Registration Program | NJSRRE1541642863 | Elmer | 8318 | 16 | 17.98 | Residential | Yes | Behind the Meter | Suntuity Solar LLC | AC Electric | Accepted | 2019-07-13 | 2019-07-16 | 2020-07-16 | Enphase Energy | IQ7-60-2-US | Inverters | 240 |  | 58 |  |  | 0.97 |  | Outdoor | Behind the PV Modules
Solar Registration Program | NJSRRE1542544121 | CAPE MAY COURT HOUSE | 8210 | 21 | 17.98 | Residential | Yes | Behind the Meter | Sunrun Installation Services, Inc. | AC Electric | Accepted | 2019-10-15 | 2019-10-17 | 2020-10-17 | REC Solar | REC290TP2 BLK | Solar Panels |  | 0.29 | 6 | 177 | 23 |  | Fixed | Roof
Solar Registration Program | NJSRRE1542544121 | CAPE MAY COURT HOUSE | 8210 | 21 | 17.98 | Residential | Yes | Behind the Meter | Sunrun Installation Services, Inc. | AC Electric | Accepted | 2019-10-15 | 2019-10-17 | 2020-10-17 | REC Solar | REC290TP2 BLK | Solar Panels |  | 0.29 | 16 | 87 | 23 |  | Fixed | Roof
Solar Registration Program | NJSRRE1542544121 | CAPE MAY COURT HOUSE | 8210 | 21 | 17.98 | Residential | Yes | Behind the Meter | Sunrun Installation Services, Inc. | AC Electric | Accepted | 2019-10-15 | 2019-10-17 | 2020-10-17 | REC Solar | REC290TP2 BLK | Solar Panels |  | 0.29 | 23 | 357 | 23 |  | Fixed | Roof
Solar Registration Program | NJSRRE1542544121 | CAPE MAY COURT HOUSE | 8210 | 21 | 17.98 | Residential | Yes | Behind the Meter | Sunrun Installation Services, Inc. | AC Electric | Accepted | 2019-10-15 | 2019-10-17 | 2020-10-17 | REC Solar | REC290TP2 BLK | Solar Panels |  | 0.29 | 17 | 267 | 23 |  | Fixed | Roof
Solar Registration Program | NJSRRE1542544121 | CAPE MAY COURT HOUSE | 8210 | 21 | 17.98 | Residential | Yes | Behind the Meter | Sunrun Installation Services, Inc. | AC Electric | Accepted | 2019-10-15 | 2019-10-17 | 2020-10-17 | SolarEdge Technologies | SE10000H-USRGM | Inverters | 10000 |  | 1 |  |  | 0.96 |  | Outdoor | Next To Meter
Solar Registration Program | NJSRRE1542544121 | CAPE MAY COURT HOUSE | 8210 | 21 | 17.98 | Residential | Yes | Behind the Meter | Sunrun Installation Services, Inc. | AC Electric | Accepted | 2019-10-15 | 2019-10-17 | 2020-10-17 | SolarEdge Technologies | SE3800H-USRGM | Inverters | 3800 |  | 1 |  |  | 0.96 |  | Outdoor | Next To Meter
Solar Registration Program | NJSRRE1542684127 | Hillsborough | 8844 | 5 | 17.98 | Residential | No | Behind the Meter | Advanced Solar & Energy Solutions, LLC | JCP&L | Accepted | 2019-10-28 | 2019-10-30 | 2020-10-30 | Trina Solar | TSM-310 | Solar Panels |  | 0.31 | 58 | 200 | 19 |  | Fixed | Roof
Solar Registration Program | NJSRRE1542684127 | Hillsborough | 8844 | 5 | 17.98 | Residential | No | Behind the Meter | Advanced Solar & Energy Solutions, LLC | JCP&L | Accepted | 2019-10-28 | 2019-10-30 | 2020-10-30 | SMA | Sunny Boy 7.7 -US | Inverters | 8100 |  | 2 |  |  | 0.96 |  | Outside | next to meter
Solar Registration Program | NJSRRE1542832702 | Tabernacle | 8088 | 13 | 17.98 | Residential | Yes | Behind the Meter | Sunrun Installation Services, Inc. | PSE&G | Accepted | 2019-10-30 | 2019-11-01 | 2020-11-01 | REC Solar | REC290TP2 BLK | Solar Panels |  | 0.29 | 13 | 298 | 27 |  | Fixed | Roof
Solar Registration Program | NJSRRE1542832702 | Tabernacle | 8088 | 13 | 17.98 | Residential | Yes | Behind the Meter | Sunrun Installation Services, Inc. | PSE&G | Accepted | 2019-10-30 | 2019-11-01 | 2020-11-01 | REC Solar | REC290TP2 BLK | Solar Panels |  | 0.29 | 32 | 118 | 27 |  | Fixed | Roof
Solar Registration Program | NJSRRE1542832702 | Tabernacle | 8088 | 13 | 17.98 | Residential | Yes | Behind the Meter | Sunrun Installation Services, Inc. | PSE&G | Accepted | 2019-10-30 | 2019-11-01 | 2020-11-01 | REC Solar | REC290TP2 BLK | Solar Panels |  | 0.29 | 17 | 118 | 27 |  | Fixed | Roof
Solar Registration Program | NJSRRE1542832702 | Tabernacle | 8088 | 13 | 17.98 | Residential | Yes | Behind the Meter | Sunrun Installation Services, Inc. | PSE&G | Accepted | 2019-10-30 | 2019-11-01 | 2020-11-01 | SolarEdge Technologies | SE10000H-USRGM | Inverters | 10000 |  | 1 |  |  | 0.96 |  | Outdoor | Next To Meter
Solar Registration Program | NJSRRE1542832702 | Tabernacle | 8088 | 13 | 17.98 | Residential | Yes | Behind the Meter | Sunrun Installation Services, Inc. | PSE&G | Accepted | 2019-10-30 | 2019-11-01 | 2020-11-01 | SolarEdge Technologies | SE3800H-USRGM | Inverters | 3800 |  | 1 |  |  | 0.96 |  | Outdoor | Next To Meter
Solar Registration Program | NJSRRE1543205285 | Bellmawr | 8031 | 14 | 17.98 | Residential | No | Behind the Meter | Azimuth Renewable Energy | PSE&G | Accepted | 2019-11-13 | 2019-11-20 | 2020-11-20 | Enphase | TSM 310 | Solar Panels |  | 0.31 | 58 | Landscape | 27 |  | Fixed | Roof
Solar Registration Program | NJSRRE1543205285 | Bellmawr | 8031 | 14 | 17.98 | Residential | No | Behind the Meter | Azimuth Renewable Energy | PSE&G | Accepted | 2019-11-13 | 2019-11-20 | 2020-11-20 | Enphase | IQ 7 | Inverters | 0.24 |  | 58 |  |  | 0.975 |  | Outdoor | Rooftop
Solar Registration Program | NJSRRE1543205285 | Bellmawr | 8031 | 14 | 17.98 | Residential | No | Behind the Meter | Azimuth Renewable Energy | PSE&G | Accepted | 2019-11-13 | 2019-11-20 | 2020-11-20 | Enphase | Envoy-s | Meters |  |  | 1 |  |  |  | Yes | Outdoor
Solar Registration Program | NJSRRE1541993248 | Deptford | 8096 | 15 | 17.99 | Residential | Yes | Behind the Meter | GenRenew, LLC | PSE&G | Final As-Built Received | 2019-09-03 | 2019-09-05 | 2020-09-05 | sunpower | SPR-E20-327-E-AC | Solar Panels |  | 0.327 | 13 | 135 | 13 |  | Fixed | Roof
Solar Registration Program | NJSRRE1541993248 | Deptford | 8096 | 15 | 17.99 | Residential | Yes | Behind the Meter | GenRenew, LLC | PSE&G | Final As-Built Received | 2019-09-03 | 2019-09-05 | 2020-09-05 | sunpower | SPR-E20-327-E-AC | Solar Panels |  | 0.327 | 6 | 315 | 30 |  | Fixed | Roof
Solar Registration Program | NJSRRE1541993248 | Deptford | 8096 | 15 | 17.99 | Residential | Yes | Behind the Meter | GenRenew, LLC | PSE&G | Final As-Built Received | 2019-09-03 | 2019-09-05 | 2020-09-05 | sunpower | SPR-E20-327-E-AC | Solar Panels |  | 0.327 | 30 | 135 | 28 |  | Fixed | Roof
Solar Registration Program | NJSRRE1541993248 | Deptford | 8096 | 15 | 17.99 | Residential | Yes | Behind the Meter | GenRenew, LLC | PSE&G | Final As-Built Received | 2019-09-03 | 2019-09-05 | 2020-09-05 | sunpower | SPR-E20-327-E-AC | Solar Panels |  | 0.327 | 6 | 315 | 28 |  | Fixed | Roof
Solar Registration Program | NJSRRE1541993248 | Deptford | 8096 | 15 | 17.99 | Residential | Yes | Behind the Meter | GenRenew, LLC | PSE&G | Final As-Built Received | 2019-09-03 | 2019-09-05 | 2020-09-05 | sunpower | MI-C-320-US208/240-10 | Inverters | 320 |  | 55 |  |  | 0.96 |  | Outdoor | microinverter located under module
Solar Registration Program | NJSRRE1542408877 | Erial | 8081 | 14 | 17.99 | Residential | Yes | Behind the Meter | SunPower Corporation, Systems | AC Electric | Accepted | 2019-09-16 | 2019-09-18 | 2020-09-18 | SUNPOWER | SPR-E20-327-E-AC | Solar Panels |  | 0.327 | 12 | 80 | 20 |  | Fixed | Roof
Solar Registration Program | NJSRRE1542408877 | Erial | 8081 | 14 | 17.99 | Residential | Yes | Behind the Meter | SunPower Corporation, Systems | AC Electric | Accepted | 2019-09-16 | 2019-09-18 | 2020-09-18 | SUNPOWER | SPR-E20-327-E-AC | Solar Panels |  | 0.327 | 14 | 260 | 20 |  | Fixed | Roof
Solar Registration Program | NJSRRE1542408877 | Erial | 8081 | 14 | 17.99 | Residential | Yes | Behind the Meter | SunPower Corporation, Systems | AC Electric | Accepted | 2019-09-16 | 2019-09-18 | 2020-09-18 | SUNPOWER | SPR-E20-327-E-AC | Solar Panels |  | 0.327 | 29 | 170 | 20 |  | Fixed | Roof
Solar Registration Program | NJSRRE1542408877 | Erial | 8081 | 14 | 17.99 | Residential | Yes | Behind the Meter | SunPower Corporation, Systems | AC Electric | Accepted | 2019-09-16 | 2019-09-18 | 2020-09-18 | SUNPOWER | SPR-E20-327-E-AC | Inverters | 320 |  | 55 |  |  | 0.96 |  | Other | under each panel
Solar Registration Program | NJSRRE1542525156 | Swedesboro | 8085 | 15 | 17.99 | Residential | Yes | Behind the Meter | Vision Solar LLC | AC Electric | Accepted | 2019-10-11 | 2019-10-14 | 2020-10-14 | sunpower | e20-327-e-ac | Solar Panels |  | 0.327 | 55 | 180 | 30 |  | Fixed | Ground
Solar Registration Program | NJSRRE1542525156 | Swedesboro | 8085 | 15 | 17.99 | Residential | Yes | Behind the Meter | Vision Solar LLC | AC Electric | Accepted | 2019-10-11 | 2019-10-14 | 2020-10-14 | sunpower | e20-327-e-ac | Inverters | 0.32 |  | 55 |  |  | 0.96 |  | Other | behind panels
Solar Registration Program | NJSRRE1540307009 | Cookstown | 8511 | 13 | 18 | Residential | No | Behind the Meter | Advanced Renewable Solutions LLC | JCP&L | Accepted | 2019-02-01 | 2019-02-04 | 2020-02-04 | TRINA | TSM-DD05A.05 300 | Solar Panels |  | 0.3 | 60 | 185 | 29 |  | Fixed | Ground
Solar Registration Program | NJSRRE1540307009 | Cookstown | 8511 | 13 | 18 | Residential | No | Behind the Meter | Advanced Renewable Solutions LLC | JCP&L | Accepted | 2019-02-01 | 2019-02-04 | 2020-02-04 | SOLAR EDGE | SE7600H-US000N NC2 | Inverters | 15200 |  | 2 |  |  | 0.99 |  | Outdoor | Wall mounted on house adjacent to utility meter and dis
Solar Registration Program | NJSRRE1540393957 | Swedesboro | 8085 | 15 | 18 | Residential | No | Behind the Meter | Green Power Energy | New Construction | Accepted | 2019-02-25 | 2019-02-27 | 2020-02-27 | S-Energy | SN360M-10 | Solar Panels |  | 0.36 | 50 | 181 | 35 |  | Fixed | Ground
Solar Registration Program | NJSRRE1540393957 | Swedesboro | 8085 | 15 | 18 | Residential | No | Behind the Meter | Green Power Energy | New Construction | Accepted | 2019-02-25 | 2019-02-27 | 2020-02-27 | Solar Edge | SE7600H-US | Inverters | 7600 |  | 3 |  |  | 0.97 |  | Outside | next to meter
Solar Registration Program | NJSRRE1541131643 | Andover | 7821 | 1 | 18 | Commercial | No | Behind the Meter | Advanced Solar & Energy Solutions, LLC | JCP&L | Accepted | 2019-06-11 | 2019-06-14 | 2020-06-14 | Trina Solar | TSM-300 | Solar Panels |  | 0.3 | 60 | 180 | 25 |  | Fixed | Ground | ground mount next to house
Solar Registration Program | NJSRRE1541131643 | Andover | 7821 | 1 | 18 | Commercial | No | Behind the Meter | Advanced Solar & Energy Solutions, LLC | JCP&L | Accepted | 2019-06-11 | 2019-06-14 | 2020-06-14 | Solar Edge | SE7600-US | Inverters | 7600 |  | 2 |  |  | 0.97 |  | Outside | on mount
Solar Registration Program | NJSRRE1541692922 | Egg Harbor City | 8215 | 19 | 18 | Residential | Yes | Behind the Meter | Acos Energy, LLC | AC Electric | Accepted | 2019-07-22 | 2019-07-24 | 2020-07-24 | Trina | TSM DD05A.05II 305W | Solar Panels |  | 0.305 | 20 | 45 | 24 |  | Fixed | Roof
Solar Registration Program | NJSRRE1541692922 | Egg Harbor City | 8215 | 19 | 18 | Residential | Yes | Behind the Meter | Acos Energy, LLC | AC Electric | Accepted | 2019-07-22 | 2019-07-24 | 2020-07-24 | Trina | TSM DD05A.05II 305W | Solar Panels |  | 0.305 | 5 | 225 | 15 |  | Fixed | Roof
Solar Registration Program | NJSRRE1541692922 | Egg Harbor City | 8215 | 19 | 18 | Residential | Yes | Behind the Meter | Acos Energy, LLC | AC Electric | Accepted | 2019-07-22 | 2019-07-24 | 2020-07-24 | Trina | TSM DD05A.05II 305W | Solar Panels |  | 0.305 | 9 | 225 | 24 |  | Fixed | Roof
Solar Registration Program | NJSRRE1541692922 | Egg Harbor City | 8215 | 19 | 18 | Residential | Yes | Behind the Meter | Acos Energy, LLC | AC Electric | Accepted | 2019-07-22 | 2019-07-24 | 2020-07-24 | Trina | TSM DD05A.05II 305W | Solar Panels |  | 0.305 | 25 | 225 | 24 |  | Fixed | Roof
Solar Registration Program | NJSRRE1541692922 | Egg Harbor City | 8215 | 19 | 18 | Residential | Yes | Behind the Meter | Acos Energy, LLC | AC Electric | Accepted | 2019-07-22 | 2019-07-24 | 2020-07-24 | Enphase | IQ7 | Inverters | 0.24 |  | 59 |  |  | 0.97 |  | Outside | roof
Solar Registration Program | NJSRRE1541884588 | Cedarville | 8311 | 20 | 18 | Residential | No | Behind the Meter | 1st Light Energy Inc | AC Electric | Accepted | 2019-08-26 | 2019-08-29 | 2020-08-29 | Trina | TSM-305DD05A.05 | Solar Panels |  | 0.305 | 59 | 177 | 18 |  | Fixed | Ground
Solar Registration Program | NJSRRE1541884588 | Cedarville | 8311 | 20 | 18 | Residential | No | Behind the Meter | 1st Light Energy Inc | AC Electric | Accepted | 2019-08-26 | 2019-08-29 | 2020-08-29 | Solaredge | SE7600H-USRGM | Inverters | 7600 |  | 2 |  |  | 0.99 |  | Outside | within 10 feet of meter
Solar Registration Program | NJSRRE1542248385 | Clifton | 7012 | 6 | 18 | Commercial | No | Behind the Meter | KG Solar and Renewable Energy LLC | PSE&G | Accepted | 2019-09-05 | 2019-09-09 | 2020-09-09 | Hyundai | HIS-S360RI | Solar Panels |  | 0.36 | 50 | 180 | 10 |  | Fixed | Roof
Solar Registration Program | NJSRRE1542248385 | Clifton | 7012 | 6 | 18 | Commercial | No | Behind the Meter | KG Solar and Renewable Energy LLC | PSE&G | Accepted | 2019-09-05 | 2019-09-09 | 2020-09-09 | Sunny Boy | SB 7.7-1SP-40US | Inverters | 15360 |  | 2 |  |  | 0.8 |  | Outside | side of building
Solar Registration Program | NJSRRE1542248385 | Clifton | 7012 | 6 | 18 | Commercial | No | Behind the Meter | KG Solar and Renewable Energy LLC | PSE&G | Accepted | 2019-09-05 | 2019-09-09 | 2020-09-09 | TBD | TBD | Meters |  |  | 1
Solar Registration Program | NJSRRE1542407247 | Linwood | 8221 | 19 | 18 | Residential | No | Behind the Meter | Bright Planet Solar | AC Electric | Accepted | 2019-09-14 | 2019-09-18 | 2020-09-18 | HANWHA Q-CELLS | Q.PEAK BLK-G4.1 295W | Solar Panels |  | 0.295 | 7 | 295 | 22 |  | Fixed | Roof
Solar Registration Program | NJSRRE1542407247 | Linwood | 8221 | 19 | 18 | Residential | No | Behind the Meter | Bright Planet Solar | AC Electric | Accepted | 2019-09-14 | 2019-09-18 | 2020-09-18 | HANWHA Q-CELLS | Q.PEAK BLK-G4.1 295W | Solar Panels |  | 0.295 | 10 | 25 | 22 |  | Fixed | Roof
Solar Registration Program | NJSRRE1542407247 | Linwood | 8221 | 19 | 18 | Residential | No | Behind the Meter | Bright Planet Solar | AC Electric | Accepted | 2019-09-14 | 2019-09-18 | 2020-09-18 | HANWHA Q-CELLS | Q.PEAK BLK-G4.1 295W | Solar Panels |  | 0.295 | 7 | 115 | 22 |  | Fixed | Roof
Solar Registration Program | NJSRRE1542407247 | Linwood | 8221 | 19 | 18 | Residential | No | Behind the Meter | Bright Planet Solar | AC Electric | Accepted | 2019-09-14 | 2019-09-18 | 2020-09-18 | HANWHA Q-CELLS | Q.PEAK BLK-G4.1 295W | Solar Panels |  | 0.295 | 15 | 205 | 22 |  | Fixed | Roof
Solar Registration Program | NJSRRE1542407247 | Linwood | 8221 | 19 | 18 | Residential | No | Behind the Meter | Bright Planet Solar | AC Electric | Accepted | 2019-09-14 | 2019-09-18 | 2020-09-18 | HANWHA Q-CELLS | Q.PEAK BLK-G4.1 295W | Solar Panels |  | 0.295 | 22 | 205 | 22 |  | Fixed | Roof
Solar Registration Program | NJSRRE1542407247 | Linwood | 8221 | 19 | 18 | Residential | No | Behind the Meter | Bright Planet Solar | AC Electric | Accepted | 2019-09-14 | 2019-09-18 | 2020-09-18 | SOLAR EDGE | SE7600H-USRGM | Inverters | 7600 |  | 2 |  |  | 0.98 |  | Outdoor | NEXT TO METER
Solar Registration Program | NJSRRE1543462124 | Hillsborough | 8844 | 5 | 18 | Residential | No | Behind the Meter | Sun 101 LLC | PSE&G | Accepted | 2019-12-01 | 2019-12-04 | 2020-12-04 | SOLARIA | 330R-PD | Solar Panels |  | 0.36 | 15 | 107 | 22 |  | Fixed | Roof
Solar Registration Program | NJSRRE1543462124 | Hillsborough | 8844 | 5 | 18 | Residential | No | Behind the Meter | Sun 101 LLC | PSE&G | Accepted | 2019-12-01 | 2019-12-04 | 2020-12-04 | SOLARIA | 330R-PD | Solar Panels |  | 0.36 | 15 | 107 | 22 |  | Fixed | Roof
Solar Registration Program | NJSRRE1543462124 | Hillsborough | 8844 | 5 | 18 | Residential | No | Behind the Meter | Sun 101 LLC | PSE&G | Accepted | 2019-12-01 | 2019-12-04 | 2020-12-04 | SOLARIA | 330R-PD | Solar Panels |  | 0.36 | 20 | 287 | 22 |  | Fixed | Roof
Solar Registration Program | NJSRRE1543462124 | Hillsborough | 8844 | 5 | 18 | Residential | No | Behind the Meter | Sun 101 LLC | PSE&G | Accepted | 2019-12-01 | 2019-12-04 | 2020-12-04 | SOLAREDGE | SE11400HUS | Inverters | 11400 |  | 1 |  |  | 0.99 |  | Outdoor | LEFT METER
Solar Registration Program | NJSRRE1543462124 | Hillsborough | 8844 | 5 | 18 | Residential | No | Behind the Meter | Sun 101 LLC | PSE&G | Accepted | 2019-12-01 | 2019-12-04 | 2020-12-04 | SOLAREDGE | SE3800HUS | Inverters | 3800 |  | 1 |  |  | 0.99 |  | Outdoor | LEFT METER
Solar Registration Program | NJSRRE1543481633 | Paramus | 7652 | 7 | 18 | Residential | No | Behind the Meter | Solar Home NJ LLC | PSE&G | Accepted | 2019-12-05 | 2019-12-09 | 2020-12-09 | SOLARIA | POERXT | Solar Panels |  | 0.36 | 50 | 197 | 25 |  | Fixed | Roof
Solar Registration Program | NJSRRE1543481633 | Paramus | 7652 | 7 | 18 | Residential | No | Behind the Meter | Solar Home NJ LLC | PSE&G | Accepted | 2019-12-05 | 2019-12-09 | 2020-12-09 | APS | YC600 | Inverters | 548 |  | 25 |  |  | 0.965 |  | Outside | ROOF
Solar Registration Program | NJSRRE1541864902 | ELIZABETH | 7202 | 10 | 18.09 | Residential | No | Behind the Meter | Pro Custom Solar dba Momentum Solar | PSE&G | Accepted | 2019-08-21 | 2019-08-26 | 2020-08-26 | LG ELECTRONICS | LG 335N1C-V5 | Solar Panels |  | 0.335 | 28 | 237 | 33 |  | Fixed | Roof
Solar Registration Program | NJSRRE1541864902 | ELIZABETH | 7202 | 10 | 18.09 | Residential | No | Behind the Meter | Pro Custom Solar dba Momentum Solar | PSE&G | Accepted | 2019-08-21 | 2019-08-26 | 2020-08-26 | LG ELECTRONICS | LG 335N1C-V5 | Solar Panels |  | 0.335 | 26 | 57 | 35 |  | Fixed | Roof
Solar Registration Program | NJSRRE1541864902 | ELIZABETH | 7202 | 10 | 18.09 | Residential | No | Behind the Meter | Pro Custom Solar dba Momentum Solar | PSE&G | Accepted | 2019-08-21 | 2019-08-26 | 2020-08-26 | Enphase Energy | IQ7-60-2-US | Inverters | 250 |  | 54 |  |  | 0.97 |  | Outdoor | Roof
Solar Registration Program | NJSRRE1542416705 | Willingboro | 8046 | 13 | 18.09 | Residential | Yes | Behind the Meter | Pro Custom Solar dba Momentum Solar | PSE&G | Accepted | 2019-09-18 | 2019-09-20 | 2020-09-20 | LG ELECTRONICS | LG 335N1C-V5 | Solar Panels |  | 0.335 | 17 | 151 | 25 |  | Fixed | Roof
Solar Registration Program | NJSRRE1542416705 | Willingboro | 8046 | 13 | 18.09 | Residential | Yes | Behind the Meter | Pro Custom Solar dba Momentum Solar | PSE&G | Accepted | 2019-09-18 | 2019-09-20 | 2020-09-20 | LG ELECTRONICS | LG 335N1C-V5 | Solar Panels |  | 0.335 | 12 | 152 | 19 |  | Fixed | Roof
Solar Registration Program | NJSRRE1542416705 | Willingboro | 8046 | 13 | 18.09 | Residential | Yes | Behind the Meter | Pro Custom Solar dba Momentum Solar | PSE&G | Accepted | 2019-09-18 | 2019-09-20 | 2020-09-20 | LG ELECTRONICS | LG 335N1C-V5 | Solar Panels |  | 0.335 | 10 | 332 | 18 |  | Fixed | Roof
Solar Registration Program | NJSRRE1542416705 | Willingboro | 8046 | 13 | 18.09 | Residential | Yes | Behind the Meter | Pro Custom Solar dba Momentum Solar | PSE&G | Accepted | 2019-09-18 | 2019-09-20 | 2020-09-20 | LG ELECTRONICS | LG 335N1C-V5 | Solar Panels |  | 0.335 | 15 | 331 | 25 |  | Fixed | Roof
Solar Registration Program | NJSRRE1542416705 | Willingboro | 8046 | 13 | 18.09 | Residential | Yes | Behind the Meter | Pro Custom Solar dba Momentum Solar | PSE&G | Accepted | 2019-09-18 | 2019-09-20 | 2020-09-20 | Enphase Energy | IQ7-60-2-US | Inverters | 250 |  | 54 |  |  | 0.97 |  | Outdoor | Roof
Solar Registration Program | NJSRRE1542507740 | Newton | 7860 | 1 | 18.09 | Residential | No | Behind the Meter | Geoscape Solar | JCP&L | Accepted | 2019-10-04 | 2019-10-09 | 2020-10-09 | LG Electronics | LG335N1C-A5 | Solar Panels |  | 0.335 | 54 | 180 | 20 |  | Fixed | Ground
Solar Registration Program | NJSRRE1542507740 | Newton | 7860 | 1 | 18.09 | Residential | No | Behind the Meter | Geoscape Solar | JCP&L | Accepted | 2019-10-04 | 2019-10-09 | 2020-10-09 | SolarEdge | SE7600H-US | Inverters | 7600 |  | 1 |  |  | 0.98 |  | Outside | adj. to the utility meter
Solar Registration Program | NJSRRE1542507740 | Newton | 7860 | 1 | 18.09 | Residential | No | Behind the Meter | Geoscape Solar | JCP&L | Accepted | 2019-10-04 | 2019-10-09 | 2020-10-09 | SolarEdge | SE6000H-US | Inverters | 6000 |  | 1 |  |  | 0.98 |  | Outside | adj. utility meter
Solar Registration Program | NJSRRE1542684404 | ANDOVER | 7821 | 1 | 18.09 | Residential | No | Behind the Meter | Infinity Solar Systems | JCP&L | Accepted | 2019-10-28 | 2019-10-30 | 2020-10-30 | LG | LG335N1K-V5 | Solar Panels |  | 0.335 | 18 | 155 | 40 |  | Fixed | Roof
Solar Registration Program | NJSRRE1542684404 | ANDOVER | 7821 | 1 | 18.09 | Residential | No | Behind the Meter | Infinity Solar Systems | JCP&L | Accepted | 2019-10-28 | 2019-10-30 | 2020-10-30 | LG | LG335N1K-V5 | Solar Panels |  | 0.335 | 28 | 245 | 40 |  | Fixed | Roof
Solar Registration Program | NJSRRE1542684404 | ANDOVER | 7821 | 1 | 18.09 | Residential | No | Behind the Meter | Infinity Solar Systems | JCP&L | Accepted | 2019-10-28 | 2019-10-30 | 2020-10-30 | LG | LG335N1K-V5 | Solar Panels |  | 0.335 | 8 | 245 | 40 |  | Fixed | Roof
Solar Registration Program | NJSRRE1542684404 | ANDOVER | 7821 | 1 | 18.09 | Residential | No | Behind the Meter | Infinity Solar Systems | JCP&L | Accepted | 2019-10-28 | 2019-10-30 | 2020-10-30 | ENPHASE | IQ7-60-X-US | Inverters | 240 |  | 54 |  |  | 0.97 |  | Other | MICROINVERTERS
Solar Registration Program | NJSRRE1541871900 | NORTHFIELD | 8225 | 19 | 18.13 | Residential | No | Behind the Meter | SEA BRIGHT SOLAR, LLC | AC Electric | Accepted | 2019-08-21 | 2019-08-26 | 2020-08-26 | SUNPOWER | SPR-X22-370-AC | Solar Panels |  | 0.37 | 13 | 180 | 37 |  | Fixed | Roof | SOUTH
Solar Registration Program | NJSRRE1541871900 | NORTHFIELD | 8225 | 19 | 18.13 | Residential | No | Behind the Meter | SEA BRIGHT SOLAR, LLC | AC Electric | Accepted | 2019-08-21 | 2019-08-26 | 2020-08-26 | SUNPOWER | SPR-X22-370-AC | Solar Panels |  | 0.37 | 24 | 180 | 9 |  | Fixed | Roof | SOUTH
Solar Registration Program | NJSRRE1541871900 | NORTHFIELD | 8225 | 19 | 18.13 | Residential | No | Behind the Meter | SEA BRIGHT SOLAR, LLC | AC Electric | Accepted | 2019-08-21 | 2019-08-26 | 2020-08-26 | SUNPOWER | SPR-X22-370-AC | Solar Panels |  | 0.37 | 8 | 180 | 18 |  | Fixed | Roof | SOUTH
Solar Registration Program | NJSRRE1541871900 | NORTHFIELD | 8225 | 19 | 18.13 | Residential | No | Behind the Meter | SEA BRIGHT SOLAR, LLC | AC Electric | Accepted | 2019-08-21 | 2019-08-26 | 2020-08-26 | SUNPOWER | SPR-X22-370-AC | Solar Panels |  | 0.37 | 4 | 180 | 37 |  | Fixed | Roof | SOUTH
Solar Registration Program | NJSRRE1541871900 | NORTHFIELD | 8225 | 19 | 18.13 | Residential | No | Behind the Meter | SEA BRIGHT SOLAR, LLC | AC Electric | Accepted | 2019-08-21 | 2019-08-26 | 2020-08-26 | SUNPOWER | PVS6 | Meters |  |  | 1 |  |  |  | Yes | Indoor
Solar Registration Program | NJSRRE1541871900 | NORTHFIELD | 8225 | 19 | 18.13 | Residential | No | Behind the Meter | SEA BRIGHT SOLAR, LLC | AC Electric | Accepted | 2019-08-21 | 2019-08-26 | 2020-08-26 | SUNPOWER | SPR-X22-370-AC | Inverters | 320 |  | 49 |  |  | 0.97 |  | Outside | BENEATH ARRAY
Solar Registration Program | NJSRRE1542377370 | Mays Landing | 8330 | 19 | 18.13 | Residential | Yes | Behind the Meter | Bright Planet Solar | AC Electric | Accepted | 2019-09-10 | 2019-09-12 | 2020-09-12 | SUNPOWER | X-SERIES X22-370 | Solar Panels |  | 0.37 | 26 | 203 | 23 |  | Fixed | Roof
Solar Registration Program | NJSRRE1542377370 | Mays Landing | 8330 | 19 | 18.13 | Residential | Yes | Behind the Meter | Bright Planet Solar | AC Electric | Accepted | 2019-09-10 | 2019-09-12 | 2020-09-12 | SUNPOWER | X-SERIES X22-370 | Solar Panels |  | 0.37 | 23 | 23 | 23 |  | Fixed | Roof
Solar Registration Program | NJSRRE1542377370 | Mays Landing | 8330 | 19 | 18.13 | Residential | Yes | Behind the Meter | Bright Planet Solar | AC Electric | Accepted | 2019-09-10 | 2019-09-12 | 2020-09-12 | SOLAR EDGE | SE7600H-USRGM | Inverters | 15200 |  | 2 |  |  | 0.98 |  | Outdoor | NEXT TO METER
Solar Registration Program | NJSRRE1540476725 | Califon | 7830 | 4 | 18.15 | Residential | No | Behind the Meter | Green Power Energy | JCP&L | Accepted | 2019-03-12 | 2019-03-13 | 2020-03-13 | Panasonic | VBHN330SA17 | Solar Panels |  | 0.33 | 9 | 160 | 30 |  | Fixed | Roof
Solar Registration Program | NJSRRE1540476725 | Califon | 7830 | 4 | 18.15 | Residential | No | Behind the Meter | Green Power Energy | JCP&L | Accepted | 2019-03-12 | 2019-03-13 | 2020-03-13 | Panasonic | VBHN330SA17 | Solar Panels |  | 0.33 | 2 | 159 | 30 |  | Fixed | Roof
Solar Registration Program | NJSRRE1540476725 | Califon | 7830 | 4 | 18.15 | Residential | No | Behind the Meter | Green Power Energy | JCP&L | Accepted | 2019-03-12 | 2019-03-13 | 2020-03-13 | Panasonic | VBHN330SA17 | Solar Panels |  | 0.33 | 6 | 168 | 30 |  | Fixed | Roof
Solar Registration Program | NJSRRE1540476725 | Califon | 7830 | 4 | 18.15 | Residential | No | Behind the Meter | Green Power Energy | JCP&L | Accepted | 2019-03-12 | 2019-03-13 | 2020-03-13 | Panasonic | VBHN330SA17 | Solar Panels |  | 0.33 | 7 | 67 | 30 |  | Fixed | Roof
Solar Registration Program | NJSRRE1540476725 | Califon | 7830 | 4 | 18.15 | Residential | No | Behind the Meter | Green Power Energy | JCP&L | Accepted | 2019-03-12 | 2019-03-13 | 2020-03-13 | Panasonic | VBHN330SA17 | Solar Panels |  | 0.33 | 25 | 161 | 30 |  | Fixed | Roof
Solar Registration Program | NJSRRE1540476725 | Califon | 7830 | 4 | 18.15 | Residential | No | Behind the Meter | Green Power Energy | JCP&L | Accepted | 2019-03-12 | 2019-03-13 | 2020-03-13 | Panasonic | VBHN330SA17 | Solar Panels |  | 0.33 | 4 | 151 | 30 |  | Fixed | Roof
Solar Registration Program | NJSRRE1540476725 | Califon | 7830 | 4 | 18.15 | Residential | No | Behind the Meter | Green Power Energy | JCP&L | Accepted | 2019-03-12 | 2019-03-13 | 2020-03-13 | Panasonic | VBHN330SA17 | Solar Panels |  | 0.33 | 2 | 158 | 18 |  | Fixed | Roof
Solar Registration Program | NJSRRE1540476725 | Califon | 7830 | 4 | 18.15 | Residential | No | Behind the Meter | Green Power Energy | JCP&L | Accepted | 2019-03-12 | 2019-03-13 | 2020-03-13 | Solar Edge | SE7600H-US | Inverters | 7600 |  | 2 |  |  | 0.97 |  | Outside | next to meter
Solar Registration Program | NJSRRE1542433841 | Milford | 8848 | 4 | 18.15 | Residential | No | Behind the Meter | Green Power Energy | JCP&L | Accepted | 2019-09-25 | 2019-10-02 | 2020-10-02 | Panasonic | VBHN330SA17 | Solar Panels |  | 0.33 | 6 | 314 | 30 |  | Fixed | Roof
Solar Registration Program | NJSRRE1542433841 | Milford | 8848 | 4 | 18.15 | Residential | No | Behind the Meter | Green Power Energy | JCP&L | Accepted | 2019-09-25 | 2019-10-02 | 2020-10-02 | Panasonic | VBHN330SA17 | Solar Panels |  | 0.33 | 13 | 226 | 30 |  | Fixed | Roof
Solar Registration Program | NJSRRE1542433841 | Milford | 8848 | 4 | 18.15 | Residential | No | Behind the Meter | Green Power Energy | JCP&L | Accepted | 2019-09-25 | 2019-10-02 | 2020-10-02 | Panasonic | VBHN330SA17 | Solar Panels |  | 0.33 | 30 | 219 | 30 |  | Fixed | Roof
Solar Registration Program | NJSRRE1542433841 | Milford | 8848 | 4 | 18.15 | Residential | No | Behind the Meter | Green Power Energy | JCP&L | Accepted | 2019-09-25 | 2019-10-02 | 2020-10-02 | Panasonic | VBHN330SA17 | Solar Panels |  | 0.33 | 6 | 130 | 30 |  | Fixed | Roof
Solar Registration Program | NJSRRE1542433841 | Milford | 8848 | 4 | 18.15 | Residential | No | Behind the Meter | Green Power Energy | JCP&L | Accepted | 2019-09-25 | 2019-10-02 | 2020-10-02 | Solar Edge | SE10000H-US | Inverters | 10000 |  | 2 |  |  | 0.97 |  | Outside | next to meter
Solar Registration Program | NJSRRE1541791172 | Mullica Hill | 8062 | 15 | 18.2 | Residential | Yes | Behind the Meter | SunnyMac LLC | AC Electric | Accepted | 2019-08-21 | 2019-08-23 | 2020-08-23 | Sunpower | SPR-X21-350 | Solar Panels |  | 0.35 | 4 | 271 | 18 |  | Fixed | Roof
Solar Registration Program | NJSRRE1541791172 | Mullica Hill | 8062 | 15 | 18.2 | Residential | Yes | Behind the Meter | SunnyMac LLC | AC Electric | Accepted | 2019-08-21 | 2019-08-23 | 2020-08-23 | Sunpower | SPR-X21-350 | Solar Panels |  | 0.35 | 48 | 271 | 10 |  | Fixed | Roof
Solar Registration Program | NJSRRE1541791172 | Mullica Hill | 8062 | 15 | 18.2 | Residential | Yes | Behind the Meter | SunnyMac LLC | AC Electric | Accepted | 2019-08-21 | 2019-08-23 | 2020-08-23 | Enphase | IQ7XS-96-ACM-US | Inverters | 0.315 |  | 52 |  |  | 0.99 |  | Outdoor | roof
Solar Registration Program | NJSRRE1542581348 | Upper Saddle River | 7458 | 7 | 18.2 | Residential | No | Behind the Meter | Green Power Energy | Orange Rockland Electric | Accepted | 2019-10-24 | 2019-10-28 | 2020-10-28 | Panasonic | VBHN325KA03 | Solar Panels |  | 0.325 | 6 | 239 | 27 |  | Fixed | Roof
Solar Registration Program | NJSRRE1542581348 | Upper Saddle River | 7458 | 7 | 18.2 | Residential | No | Behind the Meter | Green Power Energy | Orange Rockland Electric | Accepted | 2019-10-24 | 2019-10-28 | 2020-10-28 | Panasonic | VBHN325KA03 | Solar Panels |  | 0.325 | 23 | 237 | 27 |  | Fixed | Roof
Solar Registration Program | NJSRRE1542581348 | Upper Saddle River | 7458 | 7 | 18.2 | Residential | No | Behind the Meter | Green Power Energy | Orange Rockland Electric | Accepted | 2019-10-24 | 2019-10-28 | 2020-10-28 | Panasonic | VBHN325KA03 | Solar Panels |  | 0.325 | 12 | 147 | 27 |  | Fixed | Roof
Solar Registration Program | NJSRRE1542581348 | Upper Saddle River | 7458 | 7 | 18.2 | Residential | No | Behind the Meter | Green Power Energy | Orange Rockland Electric | Accepted | 2019-10-24 | 2019-10-28 | 2020-10-28 | Panasonic | VBHN325KA03 | Solar Panels |  | 0.325 | 4 | 239 | 27 |  | Fixed | Roof
Solar Registration Program | NJSRRE1542581348 | Upper Saddle River | 7458 | 7 | 18.2 | Residential | No | Behind the Meter | Green Power Energy | Orange Rockland Electric | Accepted | 2019-10-24 | 2019-10-28 | 2020-10-28 | Panasonic | VBHN325KA03 | Solar Panels |  | 0.325 | 11 | 57 | 27 |  | Fixed | Roof
Solar Registration Program | NJSRRE1542581348 | Upper Saddle River | 7458 | 7 | 18.2 | Residential | No | Behind the Meter | Green Power Energy | Orange Rockland Electric | Accepted | 2019-10-24 | 2019-10-28 | 2020-10-28 | SolarEdge | SE10000H-US | Inverters | 10000 |  | 1 |  |  | 0.97 |  | Outside | Next to Meter
Solar Registration Program | NJSRRE1542581348 | Upper Saddle River | 7458 | 7 | 18.2 | Residential | No | Behind the Meter | Green Power Energy | Orange Rockland Electric | Accepted | 2019-10-24 | 2019-10-28 | 2020-10-28 | SolarEdge | SE7600H-US | Inverters | 7600 |  | 1 |  |  | 0.97 |  | Outside | Next to meter
Solar Registration Program | NJSRRE1542376496 | Montgomery | 8502 | 5 | 18.24 | Residential | No | Behind the Meter | Ampericon | PSE&G | Accepted | 2019-09-10 | 2019-09-12 | 2020-09-12 | Silfab | SLA-M-320 | Solar Panels |  | 0.32 | 14 | 195 | 30 |  | Fixed | Roof
Solar Registration Program | NJSRRE1542376496 | Montgomery | 8502 | 5 | 18.24 | Residential | No | Behind the Meter | Ampericon | PSE&G | Accepted | 2019-09-10 | 2019-09-12 | 2020-09-12 | Silfab | SLA-M-320 | Solar Panels |  | 0.32 | 19 | 285 | 35 |  | Fixed | Roof
Solar Registration Program | NJSRRE1542376496 | Montgomery | 8502 | 5 | 18.24 | Residential | No | Behind the Meter | Ampericon | PSE&G | Accepted | 2019-09-10 | 2019-09-12 | 2020-09-12 | Silfab | SLA-M-320 | Solar Panels |  | 0.32 | 24 | 105 | 35 |  | Fixed | Roof
Solar Registration Program | NJSRRE1542376496 | Montgomery | 8502 | 5 | 18.24 | Residential | No | Behind the Meter | Ampericon | PSE&G | Accepted | 2019-09-10 | 2019-09-12 | 2020-09-12 | EnPhase | EnVoy IQ Metered | Meters |  |  | 1 |  |  |  | Yes | Outdoor
Solar Registration Program | NJSRRE1542376496 | Montgomery | 8502 | 5 | 18.24 | Residential | No | Behind the Meter | Ampericon | PSE&G | Accepted | 2019-09-10 | 2019-09-12 | 2020-09-12 | EnPhase | IQ7 | Inverters | 240 |  | 57 |  |  | 0.965 |  | Other | Roof
Solar Registration Program | NJSRRE1540919039 | Galloway | 8205 | 19 | 18.27 | Residential | Yes | Behind the Meter | Sunrun Installation Services, Inc. | AC Electric | Accepted | 2019-05-02 | 2019-05-07 | 2020-05-07 | REC Solar | REC290TP2 BLK | Solar Panels |  | 0.29 | 6 | 97 | 54 |  | Fixed | Roof
Solar Registration Program | NJSRRE1540919039 | Galloway | 8205 | 19 | 18.27 | Residential | Yes | Behind the Meter | Sunrun Installation Services, Inc. | AC Electric | Accepted | 2019-05-02 | 2019-05-07 | 2020-05-07 | REC Solar | REC290TP2 BLK | Solar Panels |  | 0.29 | 29 | 187 | 40 |  | Fixed | Roof
Solar Registration Program | NJSRRE1540919039 | Galloway | 8205 | 19 | 18.27 | Residential | Yes | Behind the Meter | Sunrun Installation Services, Inc. | AC Electric | Accepted | 2019-05-02 | 2019-05-07 | 2020-05-07 | REC Solar | REC290TP2 BLK | Solar Panels |  | 0.29 | 13 | 279 | 40 |  | Fixed | Roof
Solar Registration Program | NJSRRE1540919039 | Galloway | 8205 | 19 | 18.27 | Residential | Yes | Behind the Meter | Sunrun Installation Services, Inc. | AC Electric | Accepted | 2019-05-02 | 2019-05-07 | 2020-05-07 | REC Solar | REC290TP2 BLK | Solar Panels |  | 0.29 | 15 | 96 | 45 |  | Fixed | Roof
Solar Registration Program | NJSRRE1540919039 | Galloway | 8205 | 19 | 18.27 | Residential | Yes | Behind the Meter | Sunrun Installation Services, Inc. | AC Electric | Accepted | 2019-05-02 | 2019-05-07 | 2020-05-07 | SolarEdge Technologies | SE6000H-USRGM | Inverters | 6000 |  | 1 |  |  | 0.96 |  | Outdoor | Next To Meter
Solar Registration Program | NJSRRE1540919039 | Galloway | 8205 | 19 | 18.27 | Residential | Yes | Behind the Meter | Sunrun Installation Services, Inc. | AC Electric | Accepted | 2019-05-02 | 2019-05-07 | 2020-05-07 | SolarEdge Technologies | SE10000H-USRGM | Inverters | 10000 |  | 1 |  |  | 0.96 |  | Outdoor | Next To Meter
Solar Registration Program | NJSRRE1541049957 | Corbin City | 8270 | 21 | 18.27 | Residential | No | Behind the Meter | Castle Energy, LLC | AC Electric | Accepted | 2019-05-29 | 2019-06-03 | 2020-06-03 | Hanwha QCells | Q.PEAK DUO G5 315 | Solar Panels |  | 0.315 | 20 | 274 | 25 |  | Fixed | Roof
Solar Registration Program | NJSRRE1541049957 | Corbin City | 8270 | 21 | 18.27 | Residential | No | Behind the Meter | Castle Energy, LLC | AC Electric | Accepted | 2019-05-29 | 2019-06-03 | 2020-06-03 | Hanwha QCells | Q.PEAK DUO G5 315 | Solar Panels |  | 0.315 | 38 | 94 | 25 |  | Fixed | Roof
Solar Registration Program | NJSRRE1541049957 | Corbin City | 8270 | 21 | 18.27 | Residential | No | Behind the Meter | Castle Energy, LLC | AC Electric | Accepted | 2019-05-29 | 2019-06-03 | 2020-06-03 | Enphase Energy | IQ7-60-2-US | Inverters | 240 |  | 58 |  |  | 0.976 |  | Outdoor | On rooftop underneath each solar module
Solar Registration Program | NJSRRE1541791209 | Englishtown | 7726 | 17 | 18.27 | Residential | No | Behind the Meter | Trinity Solar | JCP&L | Accepted | 2019-08-06 | 2019-08-09 | 2020-08-09 | Hanwha | Q.PEAK DUO BLK-G5 315 | Solar Panels |  | 0.315 | 14 | 108 | 27 |  | Fixed | Roof
Solar Registration Program | NJSRRE1541791209 | Englishtown | 7726 | 17 | 18.27 | Residential | No | Behind the Meter | Trinity Solar | JCP&L | Accepted | 2019-08-06 | 2019-08-09 | 2020-08-09 | Hanwha | Q.PEAK DUO BLK-G5 315 | Solar Panels |  | 0.315 | 17 | 288 | 27 |  | Fixed | Roof
Solar Registration Program | NJSRRE1541791209 | Englishtown | 7726 | 17 | 18.27 | Residential | No | Behind the Meter | Trinity Solar | JCP&L | Accepted | 2019-08-06 | 2019-08-09 | 2020-08-09 | Hanwha | Q.PEAK DUO BLK-G5 315 | Solar Panels |  | 0.315 | 10 | 288 | 27 |  | Fixed | Roof
Solar Registration Program | NJSRRE1541791209 | Englishtown | 7726 | 17 | 18.27 | Residential | No | Behind the Meter | Trinity Solar | JCP&L | Accepted | 2019-08-06 | 2019-08-09 | 2020-08-09 | Hanwha | Q.PEAK DUO BLK-G5 315 | Solar Panels |  | 0.315 | 10 | 108 | 27 |  | Fixed | Roof
Solar Registration Program | NJSRRE1541791209 | Englishtown | 7726 | 17 | 18.27 | Residential | No | Behind the Meter | Trinity Solar | JCP&L | Accepted | 2019-08-06 | 2019-08-09 | 2020-08-09 | Hanwha | Q.PEAK DUO BLK-G5 315 | Solar Panels |  | 0.315 | 7 | 288 | 27 |  | Fixed | Roof
Solar Registration Program | NJSRRE1541791209 | Englishtown | 7726 | 17 | 18.27 | Residential | No | Behind the Meter | Trinity Solar | JCP&L | Accepted | 2019-08-06 | 2019-08-09 | 2020-08-09 | Solar Edge | SE10000 | Inverters | 10000 |  | 1 |  |  | 0.97 |  | Outside | side of home
Solar Registration Program | NJSRRE1541791209 | Englishtown | 7726 | 17 | 18.27 | Residential | No | Behind the Meter | Trinity Solar | JCP&L | Accepted | 2019-08-06 | 2019-08-09 | 2020-08-09 | Solar Edge | SE3800 | Inverters | 3800 |  | 1 |  |  | 0.97 |  | Outside | side of home
Solar Registration Program | NJSRRE1542248320 | Nutley Town | 7110 | 9 | 18.27 | Residential | Yes | Behind the Meter | Sunrun Installation Services, Inc. | PSE&G | Accepted | 2019-09-05 | 2019-09-09 | 2020-09-09 | REC Solar | REC290TP2 BLK | Solar Panels |  | 0.29 | 25 | 282 | 18 |  | Fixed | Roof
Solar Registration Program | NJSRRE1542248320 | Nutley Town | 7110 | 9 | 18.27 | Residential | Yes | Behind the Meter | Sunrun Installation Services, Inc. | PSE&G | Accepted | 2019-09-05 | 2019-09-09 | 2020-09-09 | REC Solar | REC290TP2 BLK | Solar Panels |  | 0.29 | 38 | 102 | 18 |  | Fixed | Roof
Solar Registration Program | NJSRRE1542248320 | Nutley Town | 7110 | 9 | 18.27 | Residential | Yes | Behind the Meter | Sunrun Installation Services, Inc. | PSE&G | Accepted | 2019-09-05 | 2019-09-09 | 2020-09-09 | Ningbo Ginlong Technologies | Solis-1P9K-4G-US | Inverters | 9000 |  | 1 |  |  | 0.96 |  | Outdoor | Next To Meter
Solar Registration Program | NJSRRE1542248320 | Nutley Town | 7110 | 9 | 18.27 | Residential | Yes | Behind the Meter | Sunrun Installation Services, Inc. | PSE&G | Accepted | 2019-09-05 | 2019-09-09 | 2020-09-09 | Ningbo Ginlong Technologies | Solis-1P10K-4G-US | Inverters | 10000 |  | 1 |  |  | 0.96 |  | Outdoor | Next To Meter
Solar Registration Program | NJSRRE1542527980 | Mays Landing | 8330 | 19 | 18.27 | Residential | No | Behind the Meter | Trinity Solar | AC Electric | Accepted | 2019-10-11 | 2019-10-15 | 2020-10-15 | Hanwha | Q.PEAK DUO BLK-G5 315 | Solar Panels |  | 0.315 | 9 | 112 | 23 |  | Fixed | Roof
Solar Registration Program | NJSRRE1542527980 | Mays Landing | 8330 | 19 | 18.27 | Residential | No | Behind the Meter | Trinity Solar | AC Electric | Accepted | 2019-10-11 | 2019-10-15 | 2020-10-15 | Hanwha | Q.PEAK DUO BLK-G5 315 | Solar Panels |  | 0.315 | 8 | 292 | 23 |  | Fixed | Roof
Solar Registration Program | NJSRRE1542527980 | Mays Landing | 8330 | 19 | 18.27 | Residential | No | Behind the Meter | Trinity Solar | AC Electric | Accepted | 2019-10-11 | 2019-10-15 | 2020-10-15 | Hanwha | Q.PEAK DUO BLK-G5 315 | Solar Panels |  | 0.315 | 18 | 112 | 23 |  | Fixed | Roof
Solar Registration Program | NJSRRE1542527980 | Mays Landing | 8330 | 19 | 18.27 | Residential | No | Behind the Meter | Trinity Solar | AC Electric | Accepted | 2019-10-11 | 2019-10-15 | 2020-10-15 | Hanwha | Q.PEAK DUO BLK-G5 315 | Solar Panels |  | 0.315 | 23 | 202 | 34 |  | Fixed | Roof
Solar Registration Program | NJSRRE1542527980 | Mays Landing | 8330 | 19 | 18.27 | Residential | No | Behind the Meter | Trinity Solar | AC Electric | Accepted | 2019-10-11 | 2019-10-15 | 2020-10-15 | Solar Edge | SE10000 | Inverters | 10000 |  | 1 |  |  | 0.97 |  | Outside | side of home
Solar Registration Program | NJSRRE1542527980 | Mays Landing | 8330 | 19 | 18.27 | Residential | No | Behind the Meter | Trinity Solar | AC Electric | Accepted | 2019-10-11 | 2019-10-15 | 2020-10-15 | Solar Edge | 3800 | Inverters | 3800 |  | 1 |  |  | 0.97 |  | Outside | side of home
Solar Registration Program | NJSRRE1542814724 | Absecon | 8205 | 19 | 18.27 | Residential | Yes | Behind the Meter | Vivint Solar Developer, LLC | AC Electric | Accepted | 2019-10-31 | 2019-11-01 | 2020-11-01 | HANWHA SOLAR | Q.PEAK BLK-G5 315 | Solar Panels |  | 0.315 | 4 | 184 | 29 |  | Fixed | Roof
Solar Registration Program | NJSRRE1542814724 | Absecon | 8205 | 19 | 18.27 | Residential | Yes | Behind the Meter | Vivint Solar Developer, LLC | AC Electric | Accepted | 2019-10-31 | 2019-11-01 | 2020-11-01 | HANWHA SOLAR | Q.PEAK BLK-G5 315 | Solar Panels |  | 0.315 | 25 | 184 | 20 |  | Fixed | Roof
Solar Registration Program | NJSRRE1542814724 | Absecon | 8205 | 19 | 18.27 | Residential | Yes | Behind the Meter | Vivint Solar Developer, LLC | AC Electric | Accepted | 2019-10-31 | 2019-11-01 | 2020-11-01 | HANWHA SOLAR | Q.PEAK BLK-G5 315 | Solar Panels |  | 0.315 | 16 | 4 | 20 |  | Fixed | Roof
Solar Registration Program | NJSRRE1542814724 | Absecon | 8205 | 19 | 18.27 | Residential | Yes | Behind the Meter | Vivint Solar Developer, LLC | AC Electric | Accepted | 2019-10-31 | 2019-11-01 | 2020-11-01 | HANWHA SOLAR | Q.PEAK BLK-G5 315 | Solar Panels |  | 0.315 | 4 | 274 | 29 |  | Fixed | Roof
Solar Registration Program | NJSRRE1542814724 | Absecon | 8205 | 19 | 18.27 | Residential | Yes | Behind the Meter | Vivint Solar Developer, LLC | AC Electric | Accepted | 2019-10-31 | 2019-11-01 | 2020-11-01 | HANWHA SOLAR | Q.PEAK BLK-G5 315 | Solar Panels |  | 0.315 | 5 | 184 | 29 |  | Fixed | Roof
Solar Registration Program | NJSRRE1542814724 | Absecon | 8205 | 19 | 18.27 | Residential | Yes | Behind the Meter | Vivint Solar Developer, LLC | AC Electric | Accepted | 2019-10-31 | 2019-11-01 | 2020-11-01 | HANWHA SOLAR | Q.PEAK BLK-G5 315 | Solar Panels |  | 0.315 | 4 | 94 | 29 |  | Fixed | Roof
Solar Registration Program | NJSRRE1542814724 | Absecon | 8205 | 19 | 18.27 | Residential | Yes | Behind the Meter | Vivint Solar Developer, LLC | AC Electric | Accepted | 2019-10-31 | 2019-11-01 | 2020-11-01 | SOLAREDGE | SE7600H-US000BNC4 | Inverters | 7600 |  | 2 |  |  | 0.992 |  | Outdoor | Near The Utility Meter
Solar Registration Program | NJSRRE1543060848 | HILLSIDE | 7205 | 10 | 18.27 | Residential | Yes | Behind the Meter | Vivint Solar Developer, LLC | PSE&G | Accepted | 2019-11-08 | 2019-11-13 | 2020-11-13 | Hanwha | Q.PEAK BLK-G5 315 | Solar Panels |  | 0.315 | 9 | 357 | 24 |  | Fixed | Roof
Solar Registration Program | NJSRRE1543060848 | HILLSIDE | 7205 | 10 | 18.27 | Residential | Yes | Behind the Meter | Vivint Solar Developer, LLC | PSE&G | Accepted | 2019-11-08 | 2019-11-13 | 2020-11-13 | Hanwha | Q.PEAK BLK-G5 315 | Solar Panels |  | 0.315 | 21 | 267 | 24 |  | Fixed | Roof
Solar Registration Program | NJSRRE1543060848 | HILLSIDE | 7205 | 10 | 18.27 | Residential | Yes | Behind the Meter | Vivint Solar Developer, LLC | PSE&G | Accepted | 2019-11-08 | 2019-11-13 | 2020-11-13 | Hanwha | Q.PEAK BLK-G5 315 | Solar Panels |  | 0.315 | 28 | 87 | 24 |  | Fixed | Roof
Solar Registration Program | NJSRRE1543060848 | HILLSIDE | 7205 | 10 | 18.27 | Residential | Yes | Behind the Meter | Vivint Solar Developer, LLC | PSE&G | Accepted | 2019-11-08 | 2019-11-13 | 2020-11-13 | Solar Edge | SE7600H-US000BNC4 | Inverters | 7600 |  | 2 |  |  | 0.992 |  | Outdoor | near the utility meter
Solar Registration Program | NJSRRE1543060860 | Belvidere | 7823 | 2 | 18.27 | Residential | Yes | Behind the Meter | Pro Custom Solar dba Momentum Solar | JCP&L | Accepted | 2019-11-08 | 2019-11-13 | 2020-11-13 | Hanwha | Q.Peak DUO BLK-G5 315 | Solar Panels |  | 0.315 | 23 | 122 | 22 |  | Fixed | Roof
Solar Registration Program | NJSRRE1543060860 | Belvidere | 7823 | 2 | 18.27 | Residential | Yes | Behind the Meter | Pro Custom Solar dba Momentum Solar | JCP&L | Accepted | 2019-11-08 | 2019-11-13 | 2020-11-13 | Hanwha | Q.Peak DUO BLK-G5 315 | Solar Panels |  | 0.315 | 20 | 121 | 14 |  | Fixed | Roof
Solar Registration Program | NJSRRE1543060860 | Belvidere | 7823 | 2 | 18.27 | Residential | Yes | Behind the Meter | Pro Custom Solar dba Momentum Solar | JCP&L | Accepted | 2019-11-08 | 2019-11-13 | 2020-11-13 | Hanwha | Q.Peak DUO BLK-G5 315 | Solar Panels |  | 0.315 | 4 | 119 | 22 |  | Fixed | Roof
Solar Registration Program | NJSRRE1543060860 | Belvidere | 7823 | 2 | 18.27 | Residential | Yes | Behind the Meter | Pro Custom Solar dba Momentum Solar | JCP&L | Accepted | 2019-11-08 | 2019-11-13 | 2020-11-13 | Hanwha | Q.Peak DUO BLK-G5 315 | Solar Panels |  | 0.315 | 3 | 299 | 22 |  | Fixed | Roof
Solar Registration Program | NJSRRE1543060860 | Belvidere | 7823 | 2 | 18.27 | Residential | Yes | Behind the Meter | Pro Custom Solar dba Momentum Solar | JCP&L | Accepted | 2019-11-08 | 2019-11-13 | 2020-11-13 | Hanwha | Q.Peak DUO BLK-G5 315 | Solar Panels |  | 0.315 | 8 | 302 | 22 |  | Fixed | Roof
Solar Registration Program | NJSRRE1543060860 | Belvidere | 7823 | 2 | 18.27 | Residential | Yes | Behind the Meter | Pro Custom Solar dba Momentum Solar | JCP&L | Accepted | 2019-11-08 | 2019-11-13 | 2020-11-13 | Enphase Energy | IQ6-60-2-US | Inverters | 240 |  | 58 |  |  | 0.97 |  | Outdoor | Roof
Solar Registration Program | NJSRRE1543498115 | Lebanon | 8833 | 4 | 18.27 | Residential | No | Behind the Meter | Trinity Solar | JCP&L | Accepted | 2019-12-06 | 2019-12-10 | 2020-12-10 | Hanwha | Q.PEAK DUO BLK-G5 315 | Solar Panels |  | 0.315 | 14 | 187 | 37 |  | Fixed | Roof
Solar Registration Program | NJSRRE1543498115 | Lebanon | 8833 | 4 | 18.27 | Residential | No | Behind the Meter | Trinity Solar | JCP&L | Accepted | 2019-12-06 | 2019-12-10 | 2020-12-10 | Hanwha | Q.PEAK DUO BLK-G5 315 | Solar Panels |  | 0.315 | 18 | 187 | 14 |  | Fixed | Roof
Solar Registration Program | NJSRRE1543498115 | Lebanon | 8833 | 4 | 18.27 | Residential | No | Behind the Meter | Trinity Solar | JCP&L | Accepted | 2019-12-06 | 2019-12-10 | 2020-12-10 | Hanwha | Q.PEAK DUO BLK-G5 315 | Solar Panels |  | 0.315 | 16 | 187 | 37 |  | Fixed | Roof
Solar Registration Program | NJSRRE1543498115 | Lebanon | 8833 | 4 | 18.27 | Residential | No | Behind the Meter | Trinity Solar | JCP&L | Accepted | 2019-12-06 | 2019-12-10 | 2020-12-10 | Hanwha | Q.PEAK DUO BLK-G5 315 | Solar Panels |  | 0.315 | 10 | 187 | 37 |  | Fixed | Roof
Solar Registration Program | NJSRRE1543498115 | Lebanon | 8833 | 4 | 18.27 | Residential | No | Behind the Meter | Trinity Solar | JCP&L | Accepted | 2019-12-06 | 2019-12-10 | 2020-12-10 | Solar Edge | SE10000 | Inverters | 10000 |  | 1 |  |  | 0.97 |  | Outside | side of home
Solar Registration Program | NJSRRE1543498115 | Lebanon | 8833 | 4 | 18.27 | Residential | No | Behind the Meter | Trinity Solar | JCP&L | Accepted | 2019-12-06 | 2019-12-10 | 2020-12-10 | Solar Edge | SE3800 | Inverters | 3800 |  | 1 |  |  | 0.97 |  | Outside | side of home
Solar Registration Program | NJSRRE1541131304 | Williamstown | 8094 | 15 | 18.29 | Residential | Yes | Behind the Meter | Suntuity Solar LLC | AC Electric | Accepted | 2019-06-11 | 2019-06-13 | 2020-06-13 | Yingli Green Energy | YL310D-30b | Solar Panels |  | 0.31 | 15 | 198 | 17 |  | Fixed | Roof
Solar Registration Program | NJSRRE1541131304 | Williamstown | 8094 | 15 | 18.29 | Residential | Yes | Behind the Meter | Suntuity Solar LLC | AC Electric | Accepted | 2019-06-11 | 2019-06-13 | 2020-06-13 | Yingli Green Energy | YL310D-30b | Solar Panels |  | 0.31 | 28 | 108 | 17 |  | Fixed | Roof
Solar Registration Program | NJSRRE1541131304 | Williamstown | 8094 | 15 | 18.29 | Residential | Yes | Behind the Meter | Suntuity Solar LLC | AC Electric | Accepted | 2019-06-11 | 2019-06-13 | 2020-06-13 | Yingli Green Energy | YL310D-30b | Solar Panels |  | 0.31 | 16 | 288 | 17 |  | Fixed | Roof
Solar Registration Program | NJSRRE1541131304 | Williamstown | 8094 | 15 | 18.29 | Residential | Yes | Behind the Meter | Suntuity Solar LLC | AC Electric | Accepted | 2019-06-11 | 2019-06-13 | 2020-06-13 | Enphase Energy | IQ7-60-2-US | Inverters | 240 |  | 59 |  |  | 0.97 |  | Outdoor | Behind the PV Modules
Solar Registration Program | NJSRRE1541717459 | Bridgewater Twp | 8807 | 5 | 18.29 | Residential | No | Behind the Meter | Palmetto Solar | PSE&G | Final As-Built Received | 2019-07-30 | 2019-08-27 | 2020-08-27 | Yingli | YL310D-30B | Solar Panels |  | 0.31 | 9 | 220 | 30 |  | Fixed | Roof
Solar Registration Program | NJSRRE1541717459 | Bridgewater Twp | 8807 | 5 | 18.29 | Residential | No | Behind the Meter | Palmetto Solar | PSE&G | Final As-Built Received | 2019-07-30 | 2019-08-27 | 2020-08-27 | Yingli | YL310D-30B | Solar Panels |  | 0.31 | 25 | 40 | 30 |  | Fixed | Roof
Solar Registration Program | NJSRRE1541717459 | Bridgewater Twp | 8807 | 5 | 18.29 | Residential | No | Behind the Meter | Palmetto Solar | PSE&G | Final As-Built Received | 2019-07-30 | 2019-08-27 | 2020-08-27 | Yingli | YL310D-30B | Solar Panels |  | 0.31 | 6 | 130 | 40 |  | Fixed | Roof
Solar Registration Program | NJSRRE1541717459 | Bridgewater Twp | 8807 | 5 | 18.29 | Residential | No | Behind the Meter | Palmetto Solar | PSE&G | Final As-Built Received | 2019-07-30 | 2019-08-27 | 2020-08-27 | Yingli | YL310D-30B | Solar Panels |  | 0.31 | 6 | 310 | 40 |  | Fixed | Roof
Solar Registration Program | NJSRRE1541717459 | Bridgewater Twp | 8807 | 5 | 18.29 | Residential | No | Behind the Meter | Palmetto Solar | PSE&G | Final As-Built Received | 2019-07-30 | 2019-08-27 | 2020-08-27 | Yingli | 310D-30B | Solar Panels |  | 0.31 | 13 | 220 | 30 |  | Fixed | Roof
Solar Registration Program | NJSRRE1541717459 | Bridgewater Twp | 8807 | 5 | 18.29 | Residential | No | Behind the Meter | Palmetto Solar | PSE&G | Final As-Built Received | 2019-07-30 | 2019-08-27 | 2020-08-27 | SolarEdge | SE10000H-US | Inverters | 10000 |  | 1 |  |  | 0.99 |  | Outside | side of the house
Solar Registration Program | NJSRRE1541717459 | Bridgewater Twp | 8807 | 5 | 18.29 | Residential | No | Behind the Meter | Palmetto Solar | PSE&G | Final As-Built Received | 2019-07-30 | 2019-08-27 | 2020-08-27 | SolarEdge | SE6000H-US | Inverters | 6000 |  | 1 |  |  | 0.99 |  | Outside | side of the house
Solar Registration Program | NJSRRE1542447357 | Brick Township | 8724 | 18 | 18.29 | Residential | No | Behind the Meter | Green Power Energy | JCP&L | Accepted | 2019-09-27 | 2019-10-01 | 2020-10-01 | Silfab | SLA-M 310 | Solar Panels |  | 0.31 | 11 | 192 | 23 |  | Fixed | Roof
Solar Registration Program | NJSRRE1542447357 | Brick Township | 8724 | 18 | 18.29 | Residential | No | Behind the Meter | Green Power Energy | JCP&L | Accepted | 2019-09-27 | 2019-10-01 | 2020-10-01 | Silfab | SLA-M 310 | Solar Panels |  | 0.31 | 7 | 102 | 23 |  | Fixed | Roof
Solar Registration Program | NJSRRE1542447357 | Brick Township | 8724 | 18 | 18.29 | Residential | No | Behind the Meter | Green Power Energy | JCP&L | Accepted | 2019-09-27 | 2019-10-01 | 2020-10-01 | Silfab | SLA-M 310 | Solar Panels |  | 0.31 | 8 | 282 | 23 |  | Fixed | Roof
Solar Registration Program | NJSRRE1542447357 | Brick Township | 8724 | 18 | 18.29 | Residential | No | Behind the Meter | Green Power Energy | JCP&L | Accepted | 2019-09-27 | 2019-10-01 | 2020-10-01 | Silfab | SLA-M 310 | Solar Panels |  | 0.31 | 23 | 12 | 18 |  | Fixed | Roof
Solar Registration Program | NJSRRE1542447357 | Brick Township | 8724 | 18 | 18.29 | Residential | No | Behind the Meter | Green Power Energy | JCP&L | Accepted | 2019-09-27 | 2019-10-01 | 2020-10-01 | Silfab | SLA-M 310 | Solar Panels |  | 0.31 | 10 | 11 | 18 |  | Fixed | Roof
Solar Registration Program | NJSRRE1542447357 | Brick Township | 8724 | 18 | 18.29 | Residential | No | Behind the Meter | Green Power Energy | JCP&L | Accepted | 2019-09-27 | 2019-10-01 | 2020-10-01 | Solar Edge | SE7600H-US | Inverters | 7600 |  | 1 |  |  | 0.97 |  | Outside | next to meter
Solar Registration Program | NJSRRE1542541650 | Toms River | 8753 | 18 | 18.29 | Residential | No | Behind the Meter | Kopp Electric Company | JCP&L | Accepted | 2019-10-14 | 2019-10-16 | 2020-10-16 | CertainTeed | CT310M11-03 | Solar Panels |  | 0.31 | 3 | 138 | 17 |  | Fixed | Roof
Solar Registration Program | NJSRRE1542541650 | Toms River | 8753 | 18 | 18.29 | Residential | No | Behind the Meter | Kopp Electric Company | JCP&L | Accepted | 2019-10-14 | 2019-10-16 | 2020-10-16 | CertainTeed | CT310M11-03 | Solar Panels |  | 0.31 | 32 | 93 | 17 |  | Fixed | Roof
Solar Registration Program | NJSRRE1542541650 | Toms River | 8753 | 18 | 18.29 | Residential | No | Behind the Meter | Kopp Electric Company | JCP&L | Accepted | 2019-10-14 | 2019-10-16 | 2020-10-16 | CertainTeed | CT310M11-03 | Solar Panels |  | 0.31 | 24 | 273 | 17 |  | Fixed | Roof
Solar Registration Program | NJSRRE1542541650 | Toms River | 8753 | 18 | 18.29 | Residential | No | Behind the Meter | Kopp Electric Company | JCP&L | Accepted | 2019-10-14 | 2019-10-16 | 2020-10-16 | Solar Edge | SE7600H-US | Inverters | 7600 |  | 2 |  |  | 0.975 |  | Outdoor | Next to meter
Solar Registration Program | NJSRRE1542581294 | Alloway | 8001 | 16 | 18.29 | Residential | Yes | Behind the Meter | RCL Enterprises Inc. | AC Electric | Accepted | 2019-10-24 | 2019-10-28 | 2020-10-28 | Trina Solar | TSM-310DD05H | Solar Panels |  | 0.31 | 10 | 101 | 24 |  | Fixed | Roof
Solar Registration Program | NJSRRE1542581294 | Alloway | 8001 | 16 | 18.29 | Residential | Yes | Behind the Meter | RCL Enterprises Inc. | AC Electric | Accepted | 2019-10-24 | 2019-10-28 | 2020-10-28 | Trina Solar | TSM-310DD05H | Solar Panels |  | 0.31 | 10 | 281 | 24 |  | Fixed | Roof
Solar Registration Program | NJSRRE1542581294 | Alloway | 8001 | 16 | 18.29 | Residential | Yes | Behind the Meter | RCL Enterprises Inc. | AC Electric | Accepted | 2019-10-24 | 2019-10-28 | 2020-10-28 | Trina Solar | TSM-310DD05H | Solar Panels |  | 0.31 | 39 | 191 | 24 |  | Fixed | Roof
Solar Registration Program | NJSRRE1542581294 | Alloway | 8001 | 16 | 18.29 | Residential | Yes | Behind the Meter | RCL Enterprises Inc. | AC Electric | Accepted | 2019-10-24 | 2019-10-28 | 2020-10-28 | Enphase | IQ7 | Inverters | 14160 |  | 59 |  |  | 0.96 |  | Outdoor | under panels
Solar Registration Program | NJSRRE1543182128 | Manahawkin | 8050 | 18 | 18.29 | Residential | No | Behind the Meter | Spectrum Energy, Inc. | AC Electric | Accepted | 2019-11-13 | 2019-11-18 | 2020-11-18 | Axitec | AC-310MH/120SB | Solar Panels |  | 0.31 | 26 | 201 | 24 |  | Fixed | Roof
Solar Registration Program | NJSRRE1543182128 | Manahawkin | 8050 | 18 | 18.29 | Residential | No | Behind the Meter | Spectrum Energy, Inc. | AC Electric | Accepted | 2019-11-13 | 2019-11-18 | 2020-11-18 | Axitec | AC-310MH | Solar Panels |  | 0.31 | 9 | 111 | 24 |  | Fixed | Roof
Solar Registration Program | NJSRRE1543182128 | Manahawkin | 8050 | 18 | 18.29 | Residential | No | Behind the Meter | Spectrum Energy, Inc. | AC Electric | Accepted | 2019-11-13 | 2019-11-18 | 2020-11-18 | Axitec | AC-310MH | Solar Panels |  | 0.31 | 6 | 111 | 22 |  | Fixed | Roof
Solar Registration Program | NJSRRE1543182128 | Manahawkin | 8050 | 18 | 18.29 | Residential | No | Behind the Meter | Spectrum Energy, Inc. | AC Electric | Accepted | 2019-11-13 | 2019-11-18 | 2020-11-18 | Axitec | AC-310MH | Solar Panels |  | 0.31 | 18 | 291 | 24 |  | Fixed | Roof
Solar Registration Program | NJSRRE1543182128 | Manahawkin | 8050 | 18 | 18.29 | Residential | No | Behind the Meter | Spectrum Energy, Inc. | AC Electric | Accepted | 2019-11-13 | 2019-11-18 | 2020-11-18 | Enphase | Envoy | Inverters | 240 |  | 59 |  |  | 0.97 |  | Outdoor | under each panel
Solar Registration Program | NJSRRE1543459588 | Lakewood | 8701 | 18 | 18.29 | Residential | No | Behind the Meter | Powerlutions | JCP&L | Accepted | 2019-11-29 | 2019-12-03 | 2020-12-03 | Trina | TSM-310 DD05A | Solar Panels |  | 0.31 | 36 | 269 | 39 |  | Fixed | Roof
Solar Registration Program | NJSRRE1543459588 | Lakewood | 8701 | 18 | 18.29 | Residential | No | Behind the Meter | Powerlutions | JCP&L | Accepted | 2019-11-29 | 2019-12-03 | 2020-12-03 | Trina | TSM-310 DD05A | Solar Panels |  | 0.31 | 12 | 89 | 39 |  | Fixed | Roof
Solar Registration Program | NJSRRE1543459588 | Lakewood | 8701 | 18 | 18.29 | Residential | No | Behind the Meter | Powerlutions | JCP&L | Accepted | 2019-11-29 | 2019-12-03 | 2020-12-03 | Trina | TSM-310 DD05A | Solar Panels |  | 0.31 | 11 | 179 | 26 |  | Fixed | Roof
Solar Registration Program | NJSRRE1543459588 | Lakewood | 8701 | 18 | 18.29 | Residential | No | Behind the Meter | Powerlutions | JCP&L | Accepted | 2019-11-29 | 2019-12-03 | 2020-12-03 | SolarEdge | SE7600H-US | Inverters | 7.6 |  | 2 |  |  | 0.99 |  | Outdoor | near meter
Solar Registration Program | NJSRRE1540345331 | wenonah | 8090 | 15 | 18.3 | Residential | No | Behind the Meter | Orbit Energy & Power, LLC | AC Electric | Accepted | 2019-02-07 | 2019-02-11 | 2020-02-11 | trina | tsm 300 | Solar Panels |  | 0.3 | 4 | 191 | 26 |  | Fixed | Roof
Solar Registration Program | NJSRRE1540345331 | wenonah | 8090 | 15 | 18.3 | Residential | No | Behind the Meter | Orbit Energy & Power, LLC | AC Electric | Accepted | 2019-02-07 | 2019-02-11 | 2020-02-11 | trina | tsm 300 | Solar Panels |  | 0.3 | 6 | 102 | 26 |  | Fixed | Roof
Solar Registration Program | NJSRRE1540345331 | wenonah | 8090 | 15 | 18.3 | Residential | No | Behind the Meter | Orbit Energy & Power, LLC | AC Electric | Accepted | 2019-02-07 | 2019-02-11 | 2020-02-11 | trina | tsm 300 | Solar Panels |  | 0.3 | 12 | 102 | 9 |  | Fixed | Roof
Solar Registration Program | NJSRRE1540345331 | wenonah | 8090 | 15 | 18.3 | Residential | No | Behind the Meter | Orbit Energy & Power, LLC | AC Electric | Accepted | 2019-02-07 | 2019-02-11 | 2020-02-11 | trina | tsm 300 | Solar Panels |  | 0.3 | 12 | 282 | 9 |  | Fixed | Roof
Solar Registration Program | NJSRRE1540345331 | wenonah | 8090 | 15 | 18.3 | Residential | No | Behind the Meter | Orbit Energy & Power, LLC | AC Electric | Accepted | 2019-02-07 | 2019-02-11 | 2020-02-11 | trina | tsm 300 | Solar Panels |  | 0.3 | 6 | 282 | 25 |  | Fixed | Roof
Solar Registration Program | NJSRRE1540345331 | wenonah | 8090 | 15 | 18.3 | Residential | No | Behind the Meter | Orbit Energy & Power, LLC | AC Electric | Accepted | 2019-02-07 | 2019-02-11 | 2020-02-11 | trina | tsm 300 | Solar Panels |  | 0.3 | 6 | 102 | 25 |  | Fixed | Roof
Solar Registration Program | NJSRRE1540345331 | wenonah | 8090 | 15 | 18.3 | Residential | No | Behind the Meter | Orbit Energy & Power, LLC | AC Electric | Accepted | 2019-02-07 | 2019-02-11 | 2020-02-11 | trina | tsm 300 | Solar Panels |  | 0.3 | 15 | 282 | 25 |  | Fixed | Roof
Solar Registration Program | NJSRRE1540345331 | wenonah | 8090 | 15 | 18.3 | Residential | No | Behind the Meter | Orbit Energy & Power, LLC | AC Electric | Accepted | 2019-02-07 | 2019-02-11 | 2020-02-11 | enphase | iq7 | Inverters | 240 |  | 61 |  |  | 0.986 |  | Outside | panel
Solar Registration Program | NJSRRE1541355210 | Woodstown | 8098 | 16 | 18.3 | Residential | No | Behind the Meter | RCL Enterprises Inc. | AC Electric | Accepted | 2019-06-14 | 2019-06-19 | 2020-06-19 | Trina Solar | TSM-305DD05A | Solar Panels |  | 0.305 | 60 | 143 | 18 |  | Fixed | Roof
Solar Registration Program | NJSRRE1541355210 | Woodstown | 8098 | 16 | 18.3 | Residential | No | Behind the Meter | RCL Enterprises Inc. | AC Electric | Accepted | 2019-06-14 | 2019-06-19 | 2020-06-19 | Enphase | IQ7 | Inverters | 14400 |  | 60 |  |  | 0.96 |  | Outdoor | under panels
Solar Registration Program | NJSRRE1541731604 | Egg Harbor Township | 8234 | 19 | 18.3 | Commercial | No | Behind the Meter | Cambria Solar Construction LLC. | AC Electric | Accepted | 2019-08-06 | 2019-08-08 | 2020-08-08 | LDK | LDK-295P-24-A | Solar Panels |  | 0.295 | 30 | 209 | 5 |  | Fixed | Roof
Solar Registration Program | NJSRRE1541731604 | Egg Harbor Township | 8234 | 19 | 18.3 | Commercial | No | Behind the Meter | Cambria Solar Construction LLC. | AC Electric | Accepted | 2019-08-06 | 2019-08-08 | 2020-08-08 | Trina | TSM-315-PD14 | Solar Panels |  | 0.315 | 30 | 209 | 5 |  | Fixed | Roof
Solar Registration Program | NJSRRE1541731604 | Egg Harbor Township | 8234 | 19 | 18.3 | Commercial | No | Behind the Meter | Cambria Solar Construction LLC. | AC Electric | Accepted | 2019-08-06 | 2019-08-08 | 2020-08-08 | SMA | Sunny Boy 7.7 | Inverters | 7680 |  | 2 |  |  | 0.97 |  | Outside | mounted to side of buillding
Solar Registration Program | NJSRRE1541731604 | Egg Harbor Township | 8234 | 19 | 18.3 | Commercial | No | Behind the Meter | Cambria Solar Construction LLC. | AC Electric | Accepted | 2019-08-06 | 2019-08-08 | 2020-08-08 | eGauge | EG4115 | Meters |  |  | 1 |  |  |  | Yes | Indoor
Solar Registration Program | NJSRRE1541894931 | Sewell | 8080 | 15 | 18.3 | Residential | No | Behind the Meter | Orbit Energy & Power, LLC | AC Electric | Accepted | 2019-08-28 | 2019-09-03 | 2020-09-03 | axitec | axitec 300 | Solar Panels |  | 0.3 | 23 | 144 | 22 |  | Fixed | Roof
Solar Registration Program | NJSRRE1541894931 | Sewell | 8080 | 15 | 18.3 | Residential | No | Behind the Meter | Orbit Energy & Power, LLC | AC Electric | Accepted | 2019-08-28 | 2019-09-03 | 2020-09-03 | axitec | axitec 300 | Solar Panels |  | 0.3 | 20 | 141 | 31 |  | Fixed | Roof
Solar Registration Program | NJSRRE1541894931 | Sewell | 8080 | 15 | 18.3 | Residential | No | Behind the Meter | Orbit Energy & Power, LLC | AC Electric | Accepted | 2019-08-28 | 2019-09-03 | 2020-09-03 | axitec | axitec 300 | Solar Panels |  | 0.3 | 18 | 324 | 22 |  | Fixed | Roof
Solar Registration Program | NJSRRE1541894931 | Sewell | 8080 | 15 | 18.3 | Residential | No | Behind the Meter | Orbit Energy & Power, LLC | AC Electric | Accepted | 2019-08-28 | 2019-09-03 | 2020-09-03 | enphase | iq7 | Inverters | 240 |  | 61 |  |  | 0.986 |  | Outside | panel
Solar Registration Program | NJSRRE1540489941 | Boonton | 7005 | 3 | 18.31 | Residential | No | Behind the Meter | Green House Solar | JCP&L | Accepted | 2019-03-21 | 2019-03-25 | 2020-03-25 | SunPower | E20-327-C-AC | Solar Panels |  | 0.327 | 56 | 202 | 33 |  | Fixed | Ground
Solar Registration Program | NJSRRE1540489941 | Boonton | 7005 | 3 | 18.31 | Residential | No | Behind the Meter | Green House Solar | JCP&L | Accepted | 2019-03-21 | 2019-03-25 | 2020-03-25 | SunPower | E20-3327-C-AC | Inverters | 320 |  | 56 |  |  | 0.96 |  | Outdoor | Attached to panels
Solar Registration Program | NJSRRE1541587792 | Laurel Lake | 8332 | 20 | 18.31 | Residential | Yes | Behind the Meter | Vision Solar LLC | AC Electric | As-Built Incomplete | 2019-07-03 | 2019-07-08 | 2020-07-08 | SUNPOWER | E20-327-E-AC | Solar Panels |  | 0.327 | 20 | 3 | 16 |  | Fixed | Roof
Solar Registration Program | NJSRRE1541587792 | Laurel Lake | 8332 | 20 | 18.31 | Residential | Yes | Behind the Meter | Vision Solar LLC | AC Electric | As-Built Incomplete | 2019-07-03 | 2019-07-08 | 2020-07-08 | SUNPOWER | E20-327-E-AC | Solar Panels |  | 0.327 | 20 | 183 | 16 |  | Fixed | Roof
Solar Registration Program | NJSRRE1541587792 | Laurel Lake | 8332 | 20 | 18.31 | Residential | Yes | Behind the Meter | Vision Solar LLC | AC Electric | As-Built Incomplete | 2019-07-03 | 2019-07-08 | 2020-07-08 | sunpower | e20-327-e-ac | Solar Panels |  | 0.327 | 8 | 93 | 12 |  | Fixed | Roof
Solar Registration Program | NJSRRE1541587792 | Laurel Lake | 8332 | 20 | 18.31 | Residential | Yes | Behind the Meter | Vision Solar LLC | AC Electric | As-Built Incomplete | 2019-07-03 | 2019-07-08 | 2020-07-08 | sunpower | e20-327-e-ac | Solar Panels |  | 0.327 | 8 | 273 | 12 |  | Fixed | Roof
Solar Registration Program | NJSRRE1541587792 | Laurel Lake | 8332 | 20 | 18.31 | Residential | Yes | Behind the Meter | Vision Solar LLC | AC Electric | As-Built Incomplete | 2019-07-03 | 2019-07-08 | 2020-07-08 | sunpower | e20-327-e-ac | Inverters | 0.327 |  | 56 |  |  | 0.96 |  | Other | behind panels
Solar Registration Program | NJSRRE1543065436 | Gloucester Township | 8029 | 14 | 18.31 | Residential | Yes | Behind the Meter | SunnyMac LLC | PSE&G | Accepted | 2019-11-11 | 2019-11-13 | 2020-11-13 | SunPower | SPR-E20-327 | Solar Panels |  | 0.327 | 33 | 164 | 28 |  | Fixed | Roof
Solar Registration Program | NJSRRE1543065436 | Gloucester Township | 8029 | 14 | 18.31 | Residential | Yes | Behind the Meter | SunnyMac LLC | PSE&G | Accepted | 2019-11-11 | 2019-11-13 | 2020-11-13 | SunPower | SPR-E20-327 | Solar Panels |  | 0.327 | 17 | 254 | 28 |  | Fixed | Roof
Solar Registration Program | NJSRRE1543065436 | Gloucester Township | 8029 | 14 | 18.31 | Residential | Yes | Behind the Meter | SunnyMac LLC | PSE&G | Accepted | 2019-11-11 | 2019-11-13 | 2020-11-13 | SunPower | SPR-E20-327 | Solar Panels |  | 0.327 | 6 | 74 | 28 |  | Fixed | Roof
Solar Registration Program | NJSRRE1543065436 | Gloucester Township | 8029 | 14 | 18.31 | Residential | Yes | Behind the Meter | SunnyMac LLC | PSE&G | Accepted | 2019-11-11 | 2019-11-13 | 2020-11-13 | Enphase | IQ7XS-96-ACM-US | Inverters | 0.315 |  | 56 |  |  | 0.99 |  | Outdoor | roof
Solar Registration Program | NJSRRE1543477558 | MANASQUAN | 8736 | 17 | 18.31 | Residential | No | Behind the Meter | SEA BRIGHT SOLAR, LLC | JCP&L | Accepted | 2019-12-04 | 2019-12-06 | 2020-12-06 | SUNPOWER | SPR-E20-327-C-AC | Solar Panels |  | 0.327 | 4 | 102 | 30 |  | Fixed | Roof | EAST
Solar Registration Program | NJSRRE1543477558 | MANASQUAN | 8736 | 17 | 18.31 | Residential | No | Behind the Meter | SEA BRIGHT SOLAR, LLC | JCP&L | Accepted | 2019-12-04 | 2019-12-06 | 2020-12-06 | SUNPOWER | SPR-E20-327-C-AC | Solar Panels |  | 0.327 | 5 | 192 | 30 |  | Fixed | Roof | SOUTH
Solar Registration Program | NJSRRE1543477558 | MANASQUAN | 8736 | 17 | 18.31 | Residential | No | Behind the Meter | SEA BRIGHT SOLAR, LLC | JCP&L | Accepted | 2019-12-04 | 2019-12-06 | 2020-12-06 | SUNPOWER | SPR-E20-327-C-AC | Solar Panels |  | 0.327 | 23 | 282 | 30 |  | Fixed | Roof | NW
Solar Registration Program | NJSRRE1543477558 | MANASQUAN | 8736 | 17 | 18.31 | Residential | No | Behind the Meter | SEA BRIGHT SOLAR, LLC | JCP&L | Accepted | 2019-12-04 | 2019-12-06 | 2020-12-06 | SUNPOWER | SPR-E20-327-C-AC | Solar Panels |  | 0.327 | 24 | 192 | 30 |  | Fixed | Roof | SOUTH
Solar Registration Program | NJSRRE1543477558 | MANASQUAN | 8736 | 17 | 18.31 | Residential | No | Behind the Meter | SEA BRIGHT SOLAR, LLC | JCP&L | Accepted | 2019-12-04 | 2019-12-06 | 2020-12-06 | SUNPOWER | SPR-E20-327-C-AC | Inverters | 320 |  | 56 |  |  | 0.96 |  | Other | BENEATH ARRAY
Solar Registration Program | NJSRRE1540874971 | Rosemont | 8556 | 4 | 18.48 | Residential | Yes | Behind the Meter | Sunrun Installation Services, Inc. | JCP&L | Accepted | 2019-04-23 | 2019-04-24 | 2020-04-24 | LG Electronics | LG330N1C-A5 | Solar Panels |  | 0.33 | 56 | 157 | 30 |  | Fixed | Roof
Solar Registration Program | NJSRRE1540874971 | Rosemont | 8556 | 4 | 18.48 | Residential | Yes | Behind the Meter | Sunrun Installation Services, Inc. | JCP&L | Accepted | 2019-04-23 | 2019-04-24 | 2020-04-24 | SolarEdge Technologies | SE10000H-USRGM | Inverters | 10000 |  | 1 |  |  | 0.96 |  | Outdoor | Next To Meter
Solar Registration Program | NJSRRE1540874971 | Rosemont | 8556 | 4 | 18.48 | Residential | Yes | Behind the Meter | Sunrun Installation Services, Inc. | JCP&L | Accepted | 2019-04-23 | 2019-04-24 | 2020-04-24 | SolarEdge Technologies | SE6000H-USRGM | Inverters | 6000 |  | 1 |  |  | 0.96 |  | Outdoor | Next To Meter
Solar Registration Program | NJSRRE1542448552 | Madison | 7940 | 3 | 18.5 | Residential | No | Behind the Meter | Green House Solar | Borough of Madison | Accepted | 2019-09-27 | 2019-10-01 | 2020-10-01 | Sunpower | SPR-x22-370-E-AC | Solar Panels |  | 0.37 | 37 | 195 | 36 |  | Fixed | Roof
Solar Registration Program | NJSRRE1542448552 | Madison | 7940 | 3 | 18.5 | Residential | No | Behind the Meter | Green House Solar | Borough of Madison | Accepted | 2019-09-27 | 2019-10-01 | 2020-10-01 | Sunpower | SPR-x22-370-E-AC | Solar Panels |  | 0.37 | 13 | 105 | 37 |  | Fixed | Roof
Solar Registration Program | NJSRRE1542448552 | Madison | 7940 | 3 | 18.5 | Residential | No | Behind the Meter | Green House Solar | Borough of Madison | Accepted | 2019-09-27 | 2019-10-01 | 2020-10-01 | Sunpower | SPR-x22-370-E-AC | Inverters | 315 |  | 50 |  |  | 0.975 |  | Other | Mounted on Solar Modules
Solar Registration Program | NJSRRE1541884000 | Evesham twp | 8053 | 13 | 18.53 | Residential | No | Behind the Meter | Sunny Corp | PSE&G | Accepted | 2019-09-03 | 2019-09-03 | 2020-09-03 | Panasonic | VBHN325KA03 | Solar Panels |  | 0.325 | 23 | 251 | 23 |  | Fixed | Roof
Solar Registration Program | NJSRRE1541884000 | Evesham twp | 8053 | 13 | 18.53 | Residential | No | Behind the Meter | Sunny Corp | PSE&G | Accepted | 2019-09-03 | 2019-09-03 | 2020-09-03 | Panasonic | VBHN325KA03 | Solar Panels |  | 0.325 | 24 | 71 | 23 |  | Fixed | Roof
Solar Registration Program | NJSRRE1541884000 | Evesham twp | 8053 | 13 | 18.53 | Residential | No | Behind the Meter | Sunny Corp | PSE&G | Accepted | 2019-09-03 | 2019-09-03 | 2020-09-03 | Panasonic | VBHN325KA03 | Solar Panels |  | 0.325 | 4 | 251 | 23 |  | Fixed | Roof
Solar Registration Program | NJSRRE1541884000 | Evesham twp | 8053 | 13 | 18.53 | Residential | No | Behind the Meter | Sunny Corp | PSE&G | Accepted | 2019-09-03 | 2019-09-03 | 2020-09-03 | Panasonic | VBHN325KA03 | Solar Panels |  | 0.325 | 6 | 71 | 23 |  | Fixed | Roof
Solar Registration Program | NJSRRE1541884000 | Evesham twp | 8053 | 13 | 18.53 | Residential | No | Behind the Meter | Sunny Corp | PSE&G | Accepted | 2019-09-03 | 2019-09-03 | 2020-09-03 | SolarEdge | SE7600H-US | Inverters | 7600 |  | 2 |  |  | 0.992 |  | Indoor | GARAGE
Solar Registration Program | NJSRRE1542421630 | Clayton | 8312 | 15 | 18.53 | Residential | No | Behind the Meter | Sunny Corp | AC Electric | Accepted | 2019-09-19 | 2019-09-23 | 2020-09-23 | PANASONIC | VBHN325KA03 | Solar Panels |  | 0.325 | 39 | 268 | 29 |  | Fixed | Roof
Solar Registration Program | NJSRRE1542421630 | Clayton | 8312 | 15 | 18.53 | Residential | No | Behind the Meter | Sunny Corp | AC Electric | Accepted | 2019-09-19 | 2019-09-23 | 2020-09-23 | PANASONIC | VBHN325KA03 | Solar Panels |  | 0.325 | 18 | 88 | 29 |  | Fixed | Roof
Solar Registration Program | NJSRRE1542421630 | Clayton | 8312 | 15 | 18.53 | Residential | No | Behind the Meter | Sunny Corp | AC Electric | Accepted | 2019-09-19 | 2019-09-23 | 2020-09-23 | SOLAREDGE | SE7600H-US | Inverters | 7600 |  | 2 |  |  | 0.992 |  | Outside | GARAGE
Solar Registration Program | NJSRRE1542542224 | Middletown | 7738 | 17 | 18.53 | Residential | No | Behind the Meter | Public Service Solar | JCP&L | Accepted | 2019-10-14 | 2019-10-22 | 2020-10-22 | Panasonic | VBHN325KA03 | Solar Panels |  | 0.325 | 57 | 270 | 40 |  | Fixed | Roof
Solar Registration Program | NJSRRE1542542224 | Middletown | 7738 | 17 | 18.53 | Residential | No | Behind the Meter | Public Service Solar | JCP&L | Accepted | 2019-10-14 | 2019-10-22 | 2020-10-22 | Enphase | IQ7+ | Inverters | 0.325 |  | 57 |  |  | 0.96 |  | Outside | Under panels
Solar Registration Program | NJSRRE1543295095 | WEST ORANGE | 7052 | 9 | 18.55 | Residential | No | Behind the Meter | SEA BRIGHT SOLAR, LLC | PSE&G | Accepted | 2019-11-14 | 2019-11-19 | 2020-11-19 | SUNPOWER | SPR-X21-350-BLK-AC | Solar Panels |  | 0.35 | 38 | 205 | 19 |  | Fixed | Roof | SW
Solar Registration Program | NJSRRE1543295095 | WEST ORANGE | 7052 | 9 | 18.55 | Residential | No | Behind the Meter | SEA BRIGHT SOLAR, LLC | PSE&G | Accepted | 2019-11-14 | 2019-11-19 | 2020-11-19 | SUNPOWER | SPR-X21-350-BLK-AC | Solar Panels |  | 0.35 | 5 | 115 | 19 |  | Fixed | Roof | SE
Solar Registration Program | NJSRRE1543295095 | WEST ORANGE | 7052 | 9 | 18.55 | Residential | No | Behind the Meter | SEA BRIGHT SOLAR, LLC | PSE&G | Accepted | 2019-11-14 | 2019-11-19 | 2020-11-19 | SUNPOWER | SPR-X21-350-BLK-AC | Solar Panels |  | 0.35 | 10 | 25 | 19 |  | Fixed | Roof | NE
Solar Registration Program | NJSRRE1543295095 | WEST ORANGE | 7052 | 9 | 18.55 | Residential | No | Behind the Meter | SEA BRIGHT SOLAR, LLC | PSE&G | Accepted | 2019-11-14 | 2019-11-19 | 2020-11-19 | SUNPOWER | SPR-X21-350-BLK-AC | Inverters | 320 |  | 53 |  |  | 0.96 |  | Outdoor | BENEATH ARRAY
Solar Registration Program | NJSRRE1543672366 | Englishtown | 7726 | 17 | 18.55 | Residential | No | Behind the Meter | Exact Solar | JCP&L | Accepted | 2019-12-23 | 2019-12-30 | 2020-12-30 | LG | LG350N1C-A5 | Solar Panels |  | 0.35 | 23 | 260 | 27 |  | Fixed | Roof
Solar Registration Program | NJSRRE1543672366 | Englishtown | 7726 | 17 | 18.55 | Residential | No | Behind the Meter | Exact Solar | JCP&L | Accepted | 2019-12-23 | 2019-12-30 | 2020-12-30 | LG | LG350N1C-A5 | Solar Panels |  | 0.35 | 20 | 80 | 27 |  | Fixed | Roof
Solar Registration Program | NJSRRE1543672366 | Englishtown | 7726 | 17 | 18.55 | Residential | No | Behind the Meter | Exact Solar | JCP&L | Accepted | 2019-12-23 | 2019-12-30 | 2020-12-30 | LG | LG350N1C-A5 | Solar Panels |  | 0.35 | 10 | 170 | 27 |  | Fixed | Roof
Solar Registration Program | NJSRRE1543672366 | Englishtown | 7726 | 17 | 18.55 | Residential | No | Behind the Meter | Exact Solar | JCP&L | Accepted | 2019-12-23 | 2019-12-30 | 2020-12-30 | SolarEdge | SE7600H | Inverters | 7600 |  | 2 |  |  | 0.99 |  | Indoor | basement
Solar Registration Program | NJSRRE1541038023 | Franklinville | 8322 | 15 | 18.56 | Residential | Yes | Behind the Meter | Vision Solar LLC | AC Electric | Accepted | 2019-05-23 | 2019-05-28 | 2020-05-28 | sunpower | e20-327-e-ac | Solar Panels |  | 0.32 | 28 | 180 | 30 |  | Fixed | Ground
Solar Registration Program | NJSRRE1541038023 | Franklinville | 8322 | 15 | 18.56 | Residential | Yes | Behind the Meter | Vision Solar LLC | AC Electric | Accepted | 2019-05-23 | 2019-05-28 | 2020-05-28 | sunpower | e20-327-e-ac | Solar Panels |  | 0.32 | 30 | 180 | 30 |  | Fixed | Ground
Solar Registration Program | NJSRRE1541038023 | Franklinville | 8322 | 15 | 18.56 | Residential | Yes | Behind the Meter | Vision Solar LLC | AC Electric | Accepted | 2019-05-23 | 2019-05-28 | 2020-05-28 | sunpower | e20-327-e-ac | Inverters | 0.32 |  | 58 |  |  | 0.96 |  | Other | behind panels
Solar Registration Program | NJSRRE1541880995 | Middletown | 7748 | 17 | 18.56 | Residential | Yes | Behind the Meter | Sunrun Installation Services, Inc. | JCP&L | Accepted | 2019-08-23 | 2019-08-28 | 2020-08-28 | REC Solar | REC290TP2 BLK | Solar Panels |  | 0.29 | 24 | 98 | 23 |  | Fixed | Roof
Solar Registration Program | NJSRRE1541880995 | Middletown | 7748 | 17 | 18.56 | Residential | Yes | Behind the Meter | Sunrun Installation Services, Inc. | JCP&L | Accepted | 2019-08-23 | 2019-08-28 | 2020-08-28 | REC Solar | REC290TP2 BLK | Solar Panels |  | 0.29 | 6 | 7 | 23 |  | Fixed | Roof
Solar Registration Program | NJSRRE1541880995 | Middletown | 7748 | 17 | 18.56 | Residential | Yes | Behind the Meter | Sunrun Installation Services, Inc. | JCP&L | Accepted | 2019-08-23 | 2019-08-28 | 2020-08-28 | REC Solar | REC290TP2 BLK | Solar Panels |  | 0.29 | 27 | 277 | 23 |  | Fixed | Roof
Solar Registration Program | NJSRRE1541880995 | Middletown | 7748 | 17 | 18.56 | Residential | Yes | Behind the Meter | Sunrun Installation Services, Inc. | JCP&L | Accepted | 2019-08-23 | 2019-08-28 | 2020-08-28 | REC Solar | REC290TP2 BLK | Solar Panels |  | 0.29 | 7 | 188 | 28 |  | Fixed | Roof
Solar Registration Program | NJSRRE1541880995 | Middletown | 7748 | 17 | 18.56 | Residential | Yes | Behind the Meter | Sunrun Installation Services, Inc. | JCP&L | Accepted | 2019-08-23 | 2019-08-28 | 2020-08-28 | Ningbo Ginlong Technologies | Solis-1P10K-4G-US | Inverters | 10000 |  | 1 |  |  | 0.96 |  | Outdoor | Next To Meter
Solar Registration Program | NJSRRE1541880995 | Middletown | 7748 | 17 | 18.56 | Residential | Yes | Behind the Meter | Sunrun Installation Services, Inc. | JCP&L | Accepted | 2019-08-23 | 2019-08-28 | 2020-08-28 | Ningbo Ginlong Technologies | Solis-1P3K-4G-US | Inverters | 3000 |  | 1 |  |  | 0.96 |  | Outdoor | Next To Meter
Solar Registration Program | NJSRRE1541880995 | Middletown | 7748 | 17 | 18.56 | Residential | Yes | Behind the Meter | Sunrun Installation Services, Inc. | JCP&L | Accepted | 2019-08-23 | 2019-08-28 | 2020-08-28 | Ningbo Ginlong Technologies | Solis-1P7.6K-4G-US | Inverters | 7600 |  | 1 |  |  | 0.96 |  | Outdoor | Next To Meter
Solar Registration Program | NJSRRE1542248598 | Port Republic | 8241 | 19 | 18.56 | Residential | Yes | Behind the Meter | Sunrun Installation Services, Inc. | AC Electric | Accepted | 2019-09-05 | 2019-09-12 | 2020-09-12 | REC Solar | REC290TP2 BLK | Solar Panels |  | 0.29 | 64 | 175 | 30 |  | Fixed | Roof
Solar Registration Program | NJSRRE1542248598 | Port Republic | 8241 | 19 | 18.56 | Residential | Yes | Behind the Meter | Sunrun Installation Services, Inc. | AC Electric | Accepted | 2019-09-05 | 2019-09-12 | 2020-09-12 | Ningbo Ginlong Technologies | Solis-1P10K-4G-US | Inverters | 10000 |  | 1 |  |  | 0.96 |  | Outdoor | Next To Meter
Solar Registration Program | NJSRRE1542248598 | Port Republic | 8241 | 19 | 18.56 | Residential | Yes | Behind the Meter | Sunrun Installation Services, Inc. | AC Electric | Accepted | 2019-09-05 | 2019-09-12 | 2020-09-12 | Ningbo Ginlong Technologies | Solis-1P9K-4G-US | Inverters | 9000 |  | 1 |  |  | 0.96 |  | Outdoor | Next To Meter
Solar Registration Program | NJSRRE1543821204 | NEW BRUNSWICK | 8901 | 11 | 18.57 | Commercial | No | Behind the Meter | SEA BRIGHT SOLAR, LLC | PSE&G | Accepted | 2019-12-26 | 2019-12-31 | 2020-12-31 | SUNPOWER | SPR-P19-395-COM | Solar Panels |  | 0.395 | 47 | 168 | 5 |  | Fixed | Roof | UNI RACK SINGLE TILT
Solar Registration Program | NJSRRE1543821204 | NEW BRUNSWICK | 8901 | 11 | 18.57 | Commercial | No | Behind the Meter | SEA BRIGHT SOLAR, LLC | PSE&G | Accepted | 2019-12-26 | 2019-12-31 | 2020-12-31 | SOLAR EDGE | SE9KUS | Inverters | 9000 |  | 2 |  |  | 0.97 |  | Indoor | ELECTRICAL ROOM
Solar Registration Program | NJSRRE1540261794 | Woodbridge | 7095 | 11 | 18.59 | Residential | No | Behind the Meter | Suntuity Solar LLC | PSE&G | Extension Requested | 2019-01-19 | 2019-01-23 | 2020-01-23 | Hanwha Solar | Q-Cells 315 Mono | Solar Panels |  | 0.315 | 16 | 151 | 40 |  | Fixed | Roof
Solar Registration Program | NJSRRE1540261794 | Woodbridge | 7095 | 11 | 18.59 | Residential | No | Behind the Meter | Suntuity Solar LLC | PSE&G | Extension Requested | 2019-01-19 | 2019-01-23 | 2020-01-23 | Hanwha Solar | Q-Cells 315 Mono | Solar Panels |  | 0.315 | 9 | 61 | 9 |  | Fixed | Roof
Solar Registration Program | NJSRRE1540261794 | Woodbridge | 7095 | 11 | 18.59 | Residential | No | Behind the Meter | Suntuity Solar LLC | PSE&G | Extension Requested | 2019-01-19 | 2019-01-23 | 2020-01-23 | Hanwha Solar | Q-Cells 315 Mono | Solar Panels |  | 0.315 | 10 | 151 | 27 |  | Fixed | Roof
Solar Registration Program | NJSRRE1540261794 | Woodbridge | 7095 | 11 | 18.59 | Residential | No | Behind the Meter | Suntuity Solar LLC | PSE&G | Extension Requested | 2019-01-19 | 2019-01-23 | 2020-01-23 | Hanwha Solar | Q-Cells 315 Mono | Solar Panels |  | 0.315 | 6 | 151 | 26 |  | Fixed | Roof
Solar Registration Program | NJSRRE1540261794 | Woodbridge | 7095 | 11 | 18.59 | Residential | No | Behind the Meter | Suntuity Solar LLC | PSE&G | Extension Requested | 2019-01-19 | 2019-01-23 | 2020-01-23 | Hanwha Solar | Q-Cells 315 Mono | Solar Panels |  | 0.315 | 6 | 151 | 15 |  | Fixed | Roof
Solar Registration Program | NJSRRE1540261794 | Woodbridge | 7095 | 11 | 18.59 | Residential | No | Behind the Meter | Suntuity Solar LLC | PSE&G | Extension Requested | 2019-01-19 | 2019-01-23 | 2020-01-23 | Hanwha Solar | Q-Cells 315 Mono | Solar Panels |  | 0.315 | 4 | 151 | 40 |  | Fixed | Roof
Solar Registration Program | NJSRRE1540261794 | Woodbridge | 7095 | 11 | 18.59 | Residential | No | Behind the Meter | Suntuity Solar LLC | PSE&G | Extension Requested | 2019-01-19 | 2019-01-23 | 2020-01-23 | Hanwha Solar | Q-Cells 315 Mono | Solar Panels |  | 0.315 | 5 | 241 | 33 |  | Fixed | Roof
Solar Registration Program | NJSRRE1540261794 | Woodbridge | 7095 | 11 | 18.59 | Residential | No | Behind the Meter | Suntuity Solar LLC | PSE&G | Extension Requested | 2019-01-19 | 2019-01-23 | 2020-01-23 | Hanwha Solar | Q-Cells 315 Mono | Solar Panels |  | 0.315 | 3 | 241 | 33 |  | Fixed | Roof
Solar Registration Program | NJSRRE1540261794 | Woodbridge | 7095 | 11 | 18.59 | Residential | No | Behind the Meter | Suntuity Solar LLC | PSE&G | Extension Requested | 2019-01-19 | 2019-01-23 | 2020-01-23 | SolarEdge | SE3800H-IS | Inverters | 3800 |  | 1 |  |  | 0.99 |  | Outdoor | Besides the meter
Solar Registration Program | NJSRRE1540261794 | Woodbridge | 7095 | 11 | 18.59 | Residential | No | Behind the Meter | Suntuity Solar LLC | PSE&G | Extension Requested | 2019-01-19 | 2019-01-23 | 2020-01-23 | SolarEdge | SE11400H-US | Inverters | 11400 |  | 1 |  |  | 0.99 |  | Outdoor | Besides the meter
Solar Registration Program | NJSRRE1540344920 | Bridgeton | 8302 | 20 | 18.59 | Residential | Yes | Behind the Meter | Suntuity Solar LLC | AC Electric | Accepted | 2019-02-07 | 2019-02-11 | 2020-02-11 | Hanwha Solar | Q-Cells 315 Mono | Solar Panels |  | 0.315 | 2 | 172 | 38 |  | Fixed | Roof
Solar Registration Program | NJSRRE1540344920 | Bridgeton | 8302 | 20 | 18.59 | Residential | Yes | Behind the Meter | Suntuity Solar LLC | AC Electric | Accepted | 2019-02-07 | 2019-02-11 | 2020-02-11 | Hanwha Solar | Q-Cells 315 Mono | Solar Panels |  | 0.315 | 12 | 352 | 11 |  | Fixed | Roof
Solar Registration Program | NJSRRE1540344920 | Bridgeton | 8302 | 20 | 18.59 | Residential | Yes | Behind the Meter | Suntuity Solar LLC | AC Electric | Accepted | 2019-02-07 | 2019-02-11 | 2020-02-11 | Hanwha Solar | Q-Cells 315 Mono | Solar Panels |  | 0.315 | 15 | 172 | 38 |  | Fixed | Roof
Solar Registration Program | NJSRRE1540344920 | Bridgeton | 8302 | 20 | 18.59 | Residential | Yes | Behind the Meter | Suntuity Solar LLC | AC Electric | Accepted | 2019-02-07 | 2019-02-11 | 2020-02-11 | Hanwha Solar | Q-Cells 315 Mono | Solar Panels |  | 0.315 | 30 | 172 | 11 |  | Fixed | Roof
Solar Registration Program | NJSRRE1540344920 | Bridgeton | 8302 | 20 | 18.59 | Residential | Yes | Behind the Meter | Suntuity Solar LLC | AC Electric | Accepted | 2019-02-07 | 2019-02-11 | 2020-02-11 | SolarEdge | SE11400H-US | Inverters | 11400 |  | 1 |  |  | 0.99 |  | Outdoor | Besides the meter
Solar Registration Program | NJSRRE1540344920 | Bridgeton | 8302 | 20 | 18.59 | Residential | Yes | Behind the Meter | Suntuity Solar LLC | AC Electric | Accepted | 2019-02-07 | 2019-02-11 | 2020-02-11 | SolarEdge | SE3800H-US | Inverters | 3800 |  | 1 |  |  | 0.99 |  | Outdoor | Besides the meter
Solar Registration Program | NJSRRE1541419080 | WAYNE | 7470 | 6 | 18.59 | Residential | Yes | Behind the Meter | Vivint Solar Developer, LLC | PSE&G | Accepted | 2019-06-18 | 2019-06-20 | 2020-06-20 | HANWHA SOLAR | Q.PEAK BLK-G5 315 | Solar Panels |  | 0.315 | 12 | 360 | 20 |  | Fixed | Roof
Solar Registration Program | NJSRRE1541419080 | WAYNE | 7470 | 6 | 18.59 | Residential | Yes | Behind the Meter | Vivint Solar Developer, LLC | PSE&G | Accepted | 2019-06-18 | 2019-06-20 | 2020-06-20 | HANWHA SOLAR | Q.PEAK BLK-G5 315 | Solar Panels |  | 0.315 | 18 | 180 | 20 |  | Fixed | Roof
Solar Registration Program | NJSRRE1541419080 | WAYNE | 7470 | 6 | 18.59 | Residential | Yes | Behind the Meter | Vivint Solar Developer, LLC | PSE&G | Accepted | 2019-06-18 | 2019-06-20 | 2020-06-20 | HANWHA SOLAR | Q.PEAK BLK-G5 315 | Solar Panels |  | 0.315 | 21 | 360 | 20 |  | Fixed | Roof
Solar Registration Program | NJSRRE1541419080 | WAYNE | 7470 | 6 | 18.59 | Residential | Yes | Behind the Meter | Vivint Solar Developer, LLC | PSE&G | Accepted | 2019-06-18 | 2019-06-20 | 2020-06-20 | HANWHA SOLAR | Q.PEAK BLK-G5 315 | Solar Panels |  | 0.315 | 8 | 180 | 20 |  | Fixed | Roof
Solar Registration Program | NJSRRE1541419080 | WAYNE | 7470 | 6 | 18.59 | Residential | Yes | Behind the Meter | Vivint Solar Developer, LLC | PSE&G | Accepted | 2019-06-18 | 2019-06-20 | 2020-06-20 | SOLAREDGE | SE10000H-US | Inverters | 10000 |  | 1 |  |  | 0.992 |  | Outdoor | Near The Utility Meter
Solar Registration Program | NJSRRE1541419080 | WAYNE | 7470 | 6 | 18.59 | Residential | Yes | Behind the Meter | Vivint Solar Developer, LLC | PSE&G | Accepted | 2019-06-18 | 2019-06-20 | 2020-06-20 | SOLAREDGE | SE3800H-US | Inverters | 3800 |  | 1 |  |  | 0.992 |  | Outdoor | NearThe Utility Meter
Solar Registration Program | NJSRRE1541883900 | KEYPORT | 7735 | 17 | 18.59 | Residential | Yes | Behind the Meter | Vivint Solar Developer, LLC | JCP&L | Accepted | 2019-09-04 | 2019-09-05 | 2020-09-05 | Hanwha Solar | Q.PEAK BLK-G5 315 | Solar Panels |  | 0.315 | 8 | 30 | 26 |  | Fixed | Roof
Solar Registration Program | NJSRRE1541883900 | KEYPORT | 7735 | 17 | 18.59 | Residential | Yes | Behind the Meter | Vivint Solar Developer, LLC | JCP&L | Accepted | 2019-09-04 | 2019-09-05 | 2020-09-05 | Hanwha Solar | Q.PEAK BLK-G5 315 | Solar Panels |  | 0.315 | 24 | 210 | 26 |  | Fixed | Roof
Solar Registration Program | NJSRRE1541883900 | KEYPORT | 7735 | 17 | 18.59 | Residential | Yes | Behind the Meter | Vivint Solar Developer, LLC | JCP&L | Accepted | 2019-09-04 | 2019-09-05 | 2020-09-05 | Hanwha Solar | Q.PEAK BLK-G5 315 | Solar Panels |  | 0.315 | 21 | 210 | 30 |  | Fixed | Roof
Solar Registration Program | NJSRRE1541883900 | KEYPORT | 7735 | 17 | 18.59 | Residential | Yes | Behind the Meter | Vivint Solar Developer, LLC | JCP&L | Accepted | 2019-09-04 | 2019-09-05 | 2020-09-05 | Hanwha Solar | Q.PEAK BLK-G5 315 | Solar Panels |  | 0.315 | 6 | 210 | 28 |  | Fixed | Roof
Solar Registration Program | NJSRRE1541883900 | KEYPORT | 7735 | 17 | 18.59 | Residential | Yes | Behind the Meter | Vivint Solar Developer, LLC | JCP&L | Accepted | 2019-09-04 | 2019-09-05 | 2020-09-05 | Solar Edge | SE7600H-US | Inverters | 7600 |  | 2 |  |  | 0.992 |  | Outdoor | Near the Utility Meter
Solar Registration Program | NJSRRE1542393803 | HOWELL | 7731 | 17 | 18.59 | Residential | Yes | Behind the Meter | Vivint Solar Developer, LLC | JCP&L | Accepted | 2019-09-18 | 2019-09-18 | 2020-09-18 | Hanwha Solar | Q.PEAK BLK-G5 315 | Solar Panels |  | 0.315 | 11 | 259 | 34 |  | Fixed | Roof
Solar Registration Program | NJSRRE1542393803 | HOWELL | 7731 | 17 | 18.59 | Residential | Yes | Behind the Meter | Vivint Solar Developer, LLC | JCP&L | Accepted | 2019-09-18 | 2019-09-18 | 2020-09-18 | Hanwha Solar | Q.PEAK BLK-G5 315 | Solar Panels |  | 0.315 | 28 | 79 | 34 |  | Fixed | Roof
Solar Registration Program | NJSRRE1542393803 | HOWELL | 7731 | 17 | 18.59 | Residential | Yes | Behind the Meter | Vivint Solar Developer, LLC | JCP&L | Accepted | 2019-09-18 | 2019-09-18 | 2020-09-18 | Hanwha Solar | Q.PEAK BLK-G5 315 | Solar Panels |  | 0.315 | 8 | 259 | 34 |  | Fixed | Roof
Solar Registration Program | NJSRRE1542393803 | HOWELL | 7731 | 17 | 18.59 | Residential | Yes | Behind the Meter | Vivint Solar Developer, LLC | JCP&L | Accepted | 2019-09-18 | 2019-09-18 | 2020-09-18 | Hanwha Solar | Q.PEAK BLK-G5 315 | Solar Panels |  | 0.315 | 12 | 259 | 34 |  | Fixed | Roof
Solar Registration Program | NJSRRE1542393803 | HOWELL | 7731 | 17 | 18.59 | Residential | Yes | Behind the Meter | Vivint Solar Developer, LLC | JCP&L | Accepted | 2019-09-18 | 2019-09-18 | 2020-09-18 | Solar Edge | SE7600H-US000BNC4 | Inverters | 7600 |  | 2 |  |  | 0.992 |  | Outdoor | near the utility meter
Solar Registration Program | NJSRRE1542765453 | Pennsville | 8070 | 16 | 18.59 | Residential | Yes | Behind the Meter | Suntuity Solar LLC | AC Electric | Accepted | 2019-10-30 | 2019-10-31 | 2020-10-31 | Yingli Green Energy | YL315D-30b | Solar Panels |  | 0.315 | 45 | 76 | 20 |  | Fixed | Roof
Solar Registration Program | NJSRRE1542765453 | Pennsville | 8070 | 16 | 18.59 | Residential | Yes | Behind the Meter | Suntuity Solar LLC | AC Electric | Accepted | 2019-10-30 | 2019-10-31 | 2020-10-31 | Yingli Green Energy | YL315D-30b | Solar Panels |  | 0.315 | 14 | 256 | 20 |  | Fixed | Roof
Solar Registration Program | NJSRRE1542765453 | Pennsville | 8070 | 16 | 18.59 | Residential | Yes | Behind the Meter | Suntuity Solar LLC | AC Electric | Accepted | 2019-10-30 | 2019-10-31 | 2020-10-31 | Enphase Energy | IQ7-60-2-US | Inverters | 240 |  | 59 |  |  | 0.97 |  | Outdoor | Behind the PV Modules
Solar Registration Program | NJSRRE1543501575 | Howell | 7731 | 17 | 18.59 | Residential | No | Behind the Meter | Trinity Solar | JCP&L | Accepted | 2019-12-09 | 2019-12-11 | 2020-12-11 | Hanwha | Q.PEAK DUO BLK-G5 315 | Solar Panels |  | 0.315 | 7 | 194 | 34 |  | Fixed | Roof
Solar Registration Program | NJSRRE1543501575 | Howell | 7731 | 17 | 18.59 | Residential | No | Behind the Meter | Trinity Solar | JCP&L | Accepted | 2019-12-09 | 2019-12-11 | 2020-12-11 | Hanwha | Q.PEAK DUO BLK-G5 315 | Solar Panels |  | 0.315 | 39 | 194 | 34 |  | Fixed | Roof
Solar Registration Program | NJSRRE1543501575 | Howell | 7731 | 17 | 18.59 | Residential | No | Behind the Meter | Trinity Solar | JCP&L | Accepted | 2019-12-09 | 2019-12-11 | 2020-12-11 | Hanwha | Q.PEAK DUO BLK-G5 315 | Solar Panels |  | 0.315 | 13 | 104 | 34 |  | Fixed | Roof
Solar Registration Program | NJSRRE1543501575 | Howell | 7731 | 17 | 18.59 | Residential | No | Behind the Meter | Trinity Solar | JCP&L | Accepted | 2019-12-09 | 2019-12-11 | 2020-12-11 | Solar Edge | SE10000 | Inverters | 10000 |  | 1 |  |  | 0.97 |  | Outside | side of home
Solar Registration Program | NJSRRE1543501575 | Howell | 7731 | 17 | 18.59 | Residential | No | Behind the Meter | Trinity Solar | JCP&L | Accepted | 2019-12-09 | 2019-12-11 | 2020-12-11 | Solar Edge | SE5000 | Inverters | 5000 |  | 1 |  |  | 0.97 |  | Outside | side of home
Solar Registration Program | NJSRRE1543548134 | Carteret | 7008 | 11 | 18.59 | Residential | No | Behind the Meter | Pro Custom Solar dba Momentum Solar | PSE&G | Accepted | 2019-12-13 | 2019-12-18 | 2020-12-18 | HANWHA | Q.PEAK DUO BLK-G5 315 | Solar Panels |  | 0.315 | 9 | 191 | 21 |  | Fixed | Roof
Solar Registration Program | NJSRRE1543548134 | Carteret | 7008 | 11 | 18.59 | Residential | No | Behind the Meter | Pro Custom Solar dba Momentum Solar | PSE&G | Accepted | 2019-12-13 | 2019-12-18 | 2020-12-18 | HANWHA | Q.PEAK DUO BLK-G5 315 | Solar Panels |  | 0.315 | 12 | 101 | 21 |  | Fixed | Roof
Solar Registration Program | NJSRRE1543548134 | Carteret | 7008 | 11 | 18.59 | Residential | No | Behind the Meter | Pro Custom Solar dba Momentum Solar | PSE&G | Accepted | 2019-12-13 | 2019-12-18 | 2020-12-18 | HANWHA | Q.PEAK DUO BLK-G5 315 | Solar Panels |  | 0.315 | 24 | 102 | 22 |  | Fixed | Roof
Solar Registration Program | NJSRRE1543548134 | Carteret | 7008 | 11 | 18.59 | Residential | No | Behind the Meter | Pro Custom Solar dba Momentum Solar | PSE&G | Accepted | 2019-12-13 | 2019-12-18 | 2020-12-18 | HANWHA | Q.PEAK DUO BLK-G5 315 | Solar Panels |  | 0.315 | 14 | 282 | 22 |  | Fixed | Roof
Solar Registration Program | NJSRRE1543548134 | Carteret | 7008 | 11 | 18.59 | Residential | No | Behind the Meter | Pro Custom Solar dba Momentum Solar | PSE&G | Accepted | 2019-12-13 | 2019-12-18 | 2020-12-18 | Enphase Energy | IQ6-60-2-US | Inverters | 230 |  | 59 |  |  | 0.97 |  | Outdoor | Roof
Solar Registration Program | NJSRRE1541882892 | Cedar Run | 8092 | 18 | 18.6 | Residential | Yes | Behind the Meter | Suntuity Solar LLC | AC Electric | Accepted | 2019-08-24 | 2019-08-28 | 2020-08-28 | Yingli Solar | YL310D-30b | Solar Panels |  | 0.31 | 10 | 100 | 33 |  | Fixed | Roof
Solar Registration Program | NJSRRE1541882892 | Cedar Run | 8092 | 18 | 18.6 | Residential | Yes | Behind the Meter | Suntuity Solar LLC | AC Electric | Accepted | 2019-08-24 | 2019-08-28 | 2020-08-28 | Yingli Solar | YL310D-30b | Solar Panels |  | 0.31 | 14 | 100 | 33 |  | Fixed | Roof
Solar Registration Program | NJSRRE1541882892 | Cedar Run | 8092 | 18 | 18.6 | Residential | Yes | Behind the Meter | Suntuity Solar LLC | AC Electric | Accepted | 2019-08-24 | 2019-08-28 | 2020-08-28 | Yingli Solar | YL310D-30b | Solar Panels |  | 0.31 | 5 | 190 | 39 |  | Fixed | Roof
Solar Registration Program | NJSRRE1541882892 | Cedar Run | 8092 | 18 | 18.6 | Residential | Yes | Behind the Meter | Suntuity Solar LLC | AC Electric | Accepted | 2019-08-24 | 2019-08-28 | 2020-08-28 | Yingli Solar | YL310D-30b | Solar Panels |  | 0.31 | 4 | 191 | 33 |  | Fixed | Roof
Solar Registration Program | NJSRRE1541882892 | Cedar Run | 8092 | 18 | 18.6 | Residential | Yes | Behind the Meter | Suntuity Solar LLC | AC Electric | Accepted | 2019-08-24 | 2019-08-28 | 2020-08-28 | Yingli Solar | YL310D-30b | Solar Panels |  | 0.31 | 27 | 280 | 33 |  | Fixed | Roof
Solar Registration Program | NJSRRE1541882892 | Cedar Run | 8092 | 18 | 18.6 | Residential | Yes | Behind the Meter | Suntuity Solar LLC | AC Electric | Accepted | 2019-08-24 | 2019-08-28 | 2020-08-28 | Enphase Energy | IQ7-60-2-US | Inverters | 240 |  | 60 |  |  | 0.97 |  | Outdoor | Behind the PV modules
Solar Registration Program | NJSRRE1541890974 | Monroe Township | 8831 | 11 | 18.6 | Residential | No | Behind the Meter | Suntuity Solar LLC | JCP&L | Accepted | 2019-08-28 | 2019-08-30 | 2020-08-30 | Yingli Green Energy | YL310D-30b | Solar Panels |  | 0.31 | 22 | 62 | 30 |  | Fixed | Roof
Solar Registration Program | NJSRRE1541890974 | Monroe Township | 8831 | 11 | 18.6 | Residential | No | Behind the Meter | Suntuity Solar LLC | JCP&L | Accepted | 2019-08-28 | 2019-08-30 | 2020-08-30 | Yingli Green Energy | YL310D-30b | Solar Panels |  | 0.31 | 14 | 153 | 29 |  | Fixed | Roof
Solar Registration Program | NJSRRE1541890974 | Monroe Township | 8831 | 11 | 18.6 | Residential | No | Behind the Meter | Suntuity Solar LLC | JCP&L | Accepted | 2019-08-28 | 2019-08-30 | 2020-08-30 | Yingli Green Energy | YL310D-30b | Solar Panels |  | 0.31 | 11 | 243 | 30 |  | Fixed | Roof
Solar Registration Program | NJSRRE1541890974 | Monroe Township | 8831 | 11 | 18.6 | Residential | No | Behind the Meter | Suntuity Solar LLC | JCP&L | Accepted | 2019-08-28 | 2019-08-30 | 2020-08-30 | Yingli Green Energy | YL310D-30b | Solar Panels |  | 0.31 | 13 | 242 | 30 |  | Fixed | Roof
Solar Registration Program | NJSRRE1541890974 | Monroe Township | 8831 | 11 | 18.6 | Residential | No | Behind the Meter | Suntuity Solar LLC | JCP&L | Accepted | 2019-08-28 | 2019-08-30 | 2020-08-30 | Enphase Energy | IQ7-60-2-US | Inverters | 240 |  | 60 |  |  | 0.97 |  | Outdoor | Behind the PV Modules
Solar Registration Program | NJSRRE1542393412 | Little Egg Harbor | 8087 | 18 | 18.6 | Residential | No | Behind the Meter | Spectrum Energy, Inc. | AC Electric | Accepted | 2019-09-12 | 2019-09-16 | 2020-09-16 | Axitec | AC-310MH/120SB | Solar Panels |  | 0.31 | 28 | 344 | 18 |  | Fixed | Roof
Solar Registration Program | NJSRRE1542393412 | Little Egg Harbor | 8087 | 18 | 18.6 | Residential | No | Behind the Meter | Spectrum Energy, Inc. | AC Electric | Accepted | 2019-09-12 | 2019-09-16 | 2020-09-16 | Axitec | AC-310MH/120SB | Solar Panels |  | 0.31 | 32 | 164 | 19 |  | Fixed | Roof
Solar Registration Program | NJSRRE1542393412 | Little Egg Harbor | 8087 | 18 | 18.6 | Residential | No | Behind the Meter | Spectrum Energy, Inc. | AC Electric | Accepted | 2019-09-12 | 2019-09-16 | 2020-09-16 | ENPHASE | IQ7-60-ACM-US | Inverters | 0.24 |  | 60 |  |  | 0.97 |  | Outdoor | MICROINVERTERS UNDER EACH PANEL
Solar Registration Program | NJSRRE1542521717 | Hamilton | 8619 | 12 | 18.6 | Residential | Yes | Behind the Meter | Solar Energy World | PSE&G | Accepted | 2019-10-09 | 2019-10-11 | 2020-10-11 | LONGi Green Energy Technology | LR6-60PE-310M | Solar Panels |  | 0.31 | 60 | 193 | 26 |  | Fixed | Roof
Solar Registration Program | NJSRRE1542521717 | Hamilton | 8619 | 12 | 18.6 | Residential | Yes | Behind the Meter | Solar Energy World | PSE&G | Accepted | 2019-10-09 | 2019-10-11 | 2020-10-11 | Solar Edge | SE3000H-USRGM | Inverters | 3000 |  | 1 |  |  | 0.977 |  | Outside | near meter
Solar Registration Program | NJSRRE1542907631 | Absecon | 8201 | 19 | 18.6 | Residential | No | Behind the Meter | Sun Up Zero Down | AC Electric | Accepted | 2019-11-04 | 2019-11-06 | 2020-11-06 | trina | TSM-310 DD05A.05 (II) | Solar Panels |  | 0.31 | 5 | 222 | 33 |  | Fixed | Roof
Solar Registration Program | NJSRRE1542907631 | Absecon | 8201 | 19 | 18.6 | Residential | No | Behind the Meter | Sun Up Zero Down | AC Electric | Accepted | 2019-11-04 | 2019-11-06 | 2020-11-06 | trina | TSM-310 DD05A.05 (II) | Solar Panels |  | 0.31 | 13 | 42 | 33 |  | Fixed | Roof
Solar Registration Program | NJSRRE1542907631 | Absecon | 8201 | 19 | 18.6 | Residential | No | Behind the Meter | Sun Up Zero Down | AC Electric | Accepted | 2019-11-04 | 2019-11-06 | 2020-11-06 | trina | TSM-310 DD05A.05 (II) | Solar Panels |  | 0.31 | 6 | 223 | 26 |  | Fixed | Roof
Solar Registration Program | NJSRRE1542907631 | Absecon | 8201 | 19 | 18.6 | Residential | No | Behind the Meter | Sun Up Zero Down | AC Electric | Accepted | 2019-11-04 | 2019-11-06 | 2020-11-06 | trina | TSM-310 DD05A.05 (II) | Solar Panels |  | 0.31 | 5 | 313 | 37 |  | Fixed | Roof
Solar Registration Program | NJSRRE1542907631 | Absecon | 8201 | 19 | 18.6 | Residential | No | Behind the Meter | Sun Up Zero Down | AC Electric | Accepted | 2019-11-04 | 2019-11-06 | 2020-11-06 | trina | TSM-310 DD05A.05 (II) | Solar Panels |  | 0.31 | 8 | 223 | 18 |  | Fixed | Roof
Solar Registration Program | NJSRRE1542907631 | Absecon | 8201 | 19 | 18.6 | Residential | No | Behind the Meter | Sun Up Zero Down | AC Electric | Accepted | 2019-11-04 | 2019-11-06 | 2020-11-06 | trina | TSM-310 DD05A.05 (II) | Solar Panels |  | 0.31 | 5 | 133 | 40 |  | Fixed | Roof
Solar Registration Program | NJSRRE1542907631 | Absecon | 8201 | 19 | 18.6 | Residential | No | Behind the Meter | Sun Up Zero Down | AC Electric | Accepted | 2019-11-04 | 2019-11-06 | 2020-11-06 | trina | TSM-310 DD05A.05 (II) | Solar Panels |  | 0.31 | 18 | 43 | 27 |  | Fixed | Roof
Solar Registration Program | NJSRRE1542907631 | Absecon | 8201 | 19 | 18.6 | Residential | No | Behind the Meter | Sun Up Zero Down | AC Electric | Accepted | 2019-11-04 | 2019-11-06 | 2020-11-06 | enphase | IQ7-60-2-US | Inverters | 310 |  | 60 |  |  | 0.976 |  | Other | outside wall
Solar Registration Program | NJSRRE1540345012 | Basking Ridge | 7920 | 5 | 18.61 | Residential | No | Behind the Meter | Envirosolar | JCP&L | Accepted | 2019-02-07 | 2019-02-11 | 2020-02-11 | HANWHA_Q-CELLS | Q.PEAK G4.1 | Solar Panels |  | 0.305 | 25 | 275 | 22 |  | Fixed | Roof
Solar Registration Program | NJSRRE1540345012 | Basking Ridge | 7920 | 5 | 18.61 | Residential | No | Behind the Meter | Envirosolar | JCP&L | Accepted | 2019-02-07 | 2019-02-11 | 2020-02-11 | HANWHA_Q-CELLS | Q PEAK-G4.1 | Solar Panels |  | 0.305 | 17 | 185 | 20 |  | Fixed | Roof
Solar Registration Program | NJSRRE1540345012 | Basking Ridge | 7920 | 5 | 18.61 | Residential | No | Behind the Meter | Envirosolar | JCP&L | Accepted | 2019-02-07 | 2019-02-11 | 2020-02-11 | HANWHA_Q-CELLS | Q.PEAK-G4.1 | Solar Panels |  | 0.305 | 19 | 95 | 22 |  | Fixed | Roof
Solar Registration Program | NJSRRE1540345012 | Basking Ridge | 7920 | 5 | 18.61 | Residential | No | Behind the Meter | Envirosolar | JCP&L | Accepted | 2019-02-07 | 2019-02-11 | 2020-02-11 | SolarEdge | SE10000H-US | Inverters | 10000 |  | 1 |  |  | 0.99 |  | Outdoor | NE Corner of Outside Wall
Solar Registration Program | NJSRRE1540345012 | Basking Ridge | 7920 | 5 | 18.61 | Residential | No | Behind the Meter | Envirosolar | JCP&L | Accepted | 2019-02-07 | 2019-02-11 | 2020-02-11 | Sangamo | S-02S-20023E | Meters | SW |  | 1 |  |  |  |  | Outdoor
Solar Registration Program | NJSRRE1542389917 | brown mills | 8015 | 13 | 18.64 | Residential | Yes | Behind the Meter | Vision Solar LLC | JCP&L | Accepted | 2019-09-12 | 2019-09-13 | 2020-09-13 | sunpower | e20-327-e-ac | Solar Panels |  | 0.327 | 32 | 196 | 23 |  | Fixed | Roof
Solar Registration Program | NJSRRE1542389917 | brown mills | 8015 | 13 | 18.64 | Residential | Yes | Behind the Meter | Vision Solar LLC | JCP&L | Accepted | 2019-09-12 | 2019-09-13 | 2020-09-13 | sunpower | e20-327-e-ac | Solar Panels |  | 0.327 | 25 | 16 | 23 |  | Fixed | Roof
Solar Registration Program | NJSRRE1542389917 | brown mills | 8015 | 13 | 18.64 | Residential | Yes | Behind the Meter | Vision Solar LLC | JCP&L | Accepted | 2019-09-12 | 2019-09-13 | 2020-09-13 | sunpower | e20-327-e-ac | Inverters | 0.32 |  | 57 |  |  | 0.96 |  | Other | behind panels
Solar Registration Program | NJSRRE1541696195 | Egg Harbor Township | 8234 | 19 | 18.72 | Residential | No | Behind the Meter | Green Power Energy | AC Electric | Accepted | 2019-07-23 | 2019-07-25 | 2020-07-25 | Solar Edge | SE7600H-US | Inverters | 7600 |  | 1 |  |  | 0.97 |  | Outside | next to meter
Solar Registration Program | NJSRRE1541696195 | Egg Harbor Township | 8234 | 19 | 18.72 | Residential | No | Behind the Meter | Green Power Energy | AC Electric | Accepted | 2019-07-23 | 2019-07-25 | 2020-07-25 | S-Energy | SN360M-10 | Solar Panels |  | 0.36 | 24 | 86 | 18 |  | Fixed | Roof
Solar Registration Program | NJSRRE1541696195 | Egg Harbor Township | 8234 | 19 | 18.72 | Residential | No | Behind the Meter | Green Power Energy | AC Electric | Accepted | 2019-07-23 | 2019-07-25 | 2020-07-25 | S-Energy | SN360M-10 | Solar Panels |  | 0.36 | 19 | 85 | 23 |  | Fixed | Roof
Solar Registration Program | NJSRRE1541696195 | Egg Harbor Township | 8234 | 19 | 18.72 | Residential | No | Behind the Meter | Green Power Energy | AC Electric | Accepted | 2019-07-23 | 2019-07-25 | 2020-07-25 | S-Energy | SN360M-10 | Solar Panels |  | 0.36 | 9 | 265 | 18 |  | Fixed | Roof
Solar Registration Program | NJSRRE1541864838 | Ocean View | 8230 | 21 | 18.72 | Residential | Yes | Behind the Meter | Castle Energy, LLC | AC Electric | Accepted | 2019-08-21 | 2019-08-26 | 2020-08-26 | SunPower | SPR-X22-360-E-AC | Solar Panels |  | 0.36 | 29 | 109 | 20 |  | Fixed | Roof
Solar Registration Program | NJSRRE1541864838 | Ocean View | 8230 | 21 | 18.72 | Residential | Yes | Behind the Meter | Castle Energy, LLC | AC Electric | Accepted | 2019-08-21 | 2019-08-26 | 2020-08-26 | SunPower | SPR-X22-360-E-AC | Solar Panels |  | 0.36 | 23 | 289 | 15 |  | Fixed | Roof
Solar Registration Program | NJSRRE1541864838 | Ocean View | 8230 | 21 | 18.72 | Residential | Yes | Behind the Meter | Castle Energy, LLC | AC Electric | Accepted | 2019-08-21 | 2019-08-26 | 2020-08-26 | SunPower | Type E SPR-X22-360-E-AC | Inverters | 320 |  | 52 |  |  | 0.967 |  | Outside | on the rooftop under each solar panel
Solar Registration Program | NJSRRE1541864921 | Weymouth | 8317 | 19 | 18.72 | Residential | No | Behind the Meter | SunPower Capital, LLC | AC Electric | Accepted | 2019-08-21 | 2019-08-26 | 2020-08-26 | SunPower | SPR-X22-360-E-AC | Solar Panels |  | 0.36 | 12 | 76 | 27 |  | Fixed | Roof
Solar Registration Program | NJSRRE1541864921 | Weymouth | 8317 | 19 | 18.72 | Residential | No | Behind the Meter | SunPower Capital, LLC | AC Electric | Accepted | 2019-08-21 | 2019-08-26 | 2020-08-26 | SunPower | SPR-X22-360-E-AC | Solar Panels |  | 0.36 | 23 | 166 | 17 |  | Fixed | Roof
Solar Registration Program | NJSRRE1541864921 | Weymouth | 8317 | 19 | 18.72 | Residential | No | Behind the Meter | SunPower Capital, LLC | AC Electric | Accepted | 2019-08-21 | 2019-08-26 | 2020-08-26 | SunPower | SPR-X22-360-E-AC | Solar Panels |  | 0.36 | 17 | 256 | 27 |  | Fixed | Roof
Solar Registration Program | NJSRRE1541864921 | Weymouth | 8317 | 19 | 18.72 | Residential | No | Behind the Meter | SunPower Capital, LLC | AC Electric | Accepted | 2019-08-21 | 2019-08-26 | 2020-08-26 | SunPower | Type E SPR-X22-360-E-AC | Inverters | 320 |  | 52 |  |  | 0.967 |  | Outside | on the rooftop under each solar panel
Solar Registration Program | NJSRRE1542248325 | New Gretna | 8224 | 13 | 18.72 | Residential | No | Behind the Meter | Green Power Energy | AC Electric | Accepted | 2019-08-22 | 2019-09-09 | 2020-09-09 | S-Energy | SN360M-10 | Solar Panels |  | 0.36 | 6 | 244 | 23 |  | Fixed | Roof
Solar Registration Program | NJSRRE1542248325 | New Gretna | 8224 | 13 | 18.72 | Residential | No | Behind the Meter | Green Power Energy | AC Electric | Accepted | 2019-08-22 | 2019-09-09 | 2020-09-09 | S-Energy | SN360M-10 | Solar Panels |  | 0.36 | 26 | 66 | 23 |  | Fixed | Roof
Solar Registration Program | NJSRRE1542248325 | New Gretna | 8224 | 13 | 18.72 | Residential | No | Behind the Meter | Green Power Energy | AC Electric | Accepted | 2019-08-22 | 2019-09-09 | 2020-09-09 | S-Energy | SN360M-10 | Solar Panels |  | 0.36 | 20 | 246 | 23 |  | Fixed | Roof
Solar Registration Program | NJSRRE1542248325 | New Gretna | 8224 | 13 | 18.72 | Residential | No | Behind the Meter | Green Power Energy | AC Electric | Accepted | 2019-08-22 | 2019-09-09 | 2020-09-09 | Solar Edge | SE7600H-US | Inverters | 7600 |  | 2 |  |  | 0.97 |  | Outside | next to meter
Solar Registration Program | NJSRRE1541063669 | Hillside | 7205 | 10 | 18.76 | Residential | Yes | Behind the Meter | Pro Custom Solar dba Momentum Solar | PSE&G | Accepted | 2019-05-31 | 2019-06-04 | 2020-06-04 | LG | LG 335N1C-A5 | Solar Panels |  | 0.335 | 18 | 241 | 39 |  | Fixed | Roof
Solar Registration Program | NJSRRE1541063669 | Hillside | 7205 | 10 | 18.76 | Residential | Yes | Behind the Meter | Pro Custom Solar dba Momentum Solar | PSE&G | Accepted | 2019-05-31 | 2019-06-04 | 2020-06-04 | LG | LG 335N1C-A5 | Solar Panels |  | 0.335 | 2 | 61 | 37 |  | Fixed | Roof
Solar Registration Program | NJSRRE1541063669 | Hillside | 7205 | 10 | 18.76 | Residential | Yes | Behind the Meter | Pro Custom Solar dba Momentum Solar | PSE&G | Accepted | 2019-05-31 | 2019-06-04 | 2020-06-04 | LG | LG 335N1C-A5 | Solar Panels |  | 0.335 | 15 | 241 | 35 |  | Fixed | Roof
Solar Registration Program | NJSRRE1541063669 | Hillside | 7205 | 10 | 18.76 | Residential | Yes | Behind the Meter | Pro Custom Solar dba Momentum Solar | PSE&G | Accepted | 2019-05-31 | 2019-06-04 | 2020-06-04 | LG | LG 335N1C-A5 | Solar Panels |  | 0.335 | 21 | 61 | 39 |  | Fixed | Roof
Solar Registration Program | NJSRRE1541063669 | Hillside | 7205 | 10 | 18.76 | Residential | Yes | Behind the Meter | Pro Custom Solar dba Momentum Solar | PSE&G | Accepted | 2019-05-31 | 2019-06-04 | 2020-06-04 | ENPHASE | IQ7-60-2-US | Inverters | 250 |  | 56 |  |  | 0.97 |  | Outdoor | ROOF
Solar Registration Program | NJSRRE1540307787 | Sayreville | 8872 | 11 | 18.85 | Residential | Yes | Behind the Meter | Sunrun Installation Services, Inc. | JCP&L | Accepted | 2019-02-01 | 2019-02-04 | 2020-02-04 | REC Solar | REC290TP2 BLK | Solar Panels |  | 0.29 | 19 | 78 | 34 |  | Fixed | Roof
Solar Registration Program | NJSRRE1540307787 | Sayreville | 8872 | 11 | 18.85 | Residential | Yes | Behind the Meter | Sunrun Installation Services, Inc. | JCP&L | Accepted | 2019-02-01 | 2019-02-04 | 2020-02-04 | REC Solar | REC290TP2 BLK | Solar Panels |  | 0.29 | 2 | 169 | 33 |  | Fixed | Roof
Solar Registration Program | NJSRRE1540307787 | Sayreville | 8872 | 11 | 18.85 | Residential | Yes | Behind the Meter | Sunrun Installation Services, Inc. | JCP&L | Accepted | 2019-02-01 | 2019-02-04 | 2020-02-04 | REC Solar | REC290TP2 BLK | Solar Panels |  | 0.29 | 16 | 258 | 34 |  | Fixed | Roof
Solar Registration Program | NJSRRE1540307787 | Sayreville | 8872 | 11 | 18.85 | Residential | Yes | Behind the Meter | Sunrun Installation Services, Inc. | JCP&L | Accepted | 2019-02-01 | 2019-02-04 | 2020-02-04 | REC Solar | REC290TP2 BLK | Solar Panels |  | 0.29 | 25 | 259 | 18 |  | Fixed | Roof
Solar Registration Program | NJSRRE1540307787 | Sayreville | 8872 | 11 | 18.85 | Residential | Yes | Behind the Meter | Sunrun Installation Services, Inc. | JCP&L | Accepted | 2019-02-01 | 2019-02-04 | 2020-02-04 | REC Solar | REC290TP2 BLK | Solar Panels |  | 0.29 | 3 | 171 | 19 |  | Fixed | Roof
Solar Registration Program | NJSRRE1540307787 | Sayreville | 8872 | 11 | 18.85 | Residential | Yes | Behind the Meter | Sunrun Installation Services, Inc. | JCP&L | Accepted | 2019-02-01 | 2019-02-04 | 2020-02-04 | SolarEdge Technologies | SE11400H-USRGM | Inverters | 11400 |  | 1 |  |  | 0.96 |  | Outdoor | Next To Meter
Solar Registration Program | NJSRRE1540307787 | Sayreville | 8872 | 11 | 18.85 | Residential | Yes | Behind the Meter | Sunrun Installation Services, Inc. | JCP&L | Accepted | 2019-02-01 | 2019-02-04 | 2020-02-04 | SolarEdge Technologies | SE5000H-USRGM | Inverters | 5000 |  | 1 |  |  | 0.96 |  | Outdoor | Next To Meter
Solar Registration Program | NJSRRE1540511496 | Parsippany | 7054 | 3 | 18.85 | Residential | Yes | Behind the Meter | Sunrun Installation Services, Inc. | JCP&L | Accepted | 2019-03-21 | 2019-03-22 | 2020-03-22 | REC Solar | REC290TP2 BLK | Solar Panels |  | 0.29 | 34 | 244 | 18 |  | Fixed | Roof
Solar Registration Program | NJSRRE1540511496 | Parsippany | 7054 | 3 | 18.85 | Residential | Yes | Behind the Meter | Sunrun Installation Services, Inc. | JCP&L | Accepted | 2019-03-21 | 2019-03-22 | 2020-03-22 | REC Solar | REC290TP2 BLK | Solar Panels |  | 0.29 | 31 | 64 | 27 |  | Fixed | Roof
Solar Registration Program | NJSRRE1540511496 | Parsippany | 7054 | 3 | 18.85 | Residential | Yes | Behind the Meter | Sunrun Installation Services, Inc. | JCP&L | Accepted | 2019-03-21 | 2019-03-22 | 2020-03-22 | SMA America | SB7.7-1SP-US-40 | Inverters | 7680 |  | 2 |  |  | 0.96 |  | Outdoor | Next To Meter
Solar Registration Program | NJSRRE1540511496 | Parsippany | 7054 | 3 | 18.85 | Residential | Yes | Behind the Meter | Sunrun Installation Services, Inc. | JCP&L | Accepted | 2019-03-21 | 2019-03-22 | 2020-03-22 | SMA America | SB3.8-1SP-US-40 | Inverters | 3800 |  | 1 |  |  | 0.96 |  | Outdoor | Next To Meter
Solar Registration Program | NJSRRE1542583118 | McKee City | 8234 | 19 | 18.85 | Residential | Yes | Behind the Meter | Sunrun Installation Services, Inc. | AC Electric | Accepted | 2019-10-24 | 2019-10-28 | 2020-10-28 | REC Solar | REC290TP2 BLK | Solar Panels |  | 0.29 | 37 | 203 | 23 |  | Fixed | Roof
Solar Registration Program | NJSRRE1542583118 | McKee City | 8234 | 19 | 18.85 | Residential | Yes | Behind the Meter | Sunrun Installation Services, Inc. | AC Electric | Accepted | 2019-10-24 | 2019-10-28 | 2020-10-28 | REC Solar | REC290TP2 BLK | Solar Panels |  | 0.29 | 11 | 23 | 23 |  | Fixed | Roof
Solar Registration Program | NJSRRE1542583118 | McKee City | 8234 | 19 | 18.85 | Residential | Yes | Behind the Meter | Sunrun Installation Services, Inc. | AC Electric | Accepted | 2019-10-24 | 2019-10-28 | 2020-10-28 | REC Solar | REC290TP2 BLK | Solar Panels |  | 0.29 | 17 | 23 | 23 |  | Fixed | Roof
Solar Registration Program | NJSRRE1542583118 | McKee City | 8234 | 19 | 18.85 | Residential | Yes | Behind the Meter | Sunrun Installation Services, Inc. | AC Electric | Accepted | 2019-10-24 | 2019-10-28 | 2020-10-28 | SolarEdge Technologies | SE11400H-USRGM | Inverters | 11400 |  | 1 |  |  | 0.96 |  | Outdoor | Next To Meter
Solar Registration Program | NJSRRE1542583118 | McKee City | 8234 | 19 | 18.85 | Residential | Yes | Behind the Meter | Sunrun Installation Services, Inc. | AC Electric | Accepted | 2019-10-24 | 2019-10-28 | 2020-10-28 | SolarEdge Technologies | SE3800H-USRGM | Inverters | 3800 |  | 1 |  |  | 0.96 |  | Outdoor | Next To Meter
Solar Registration Program | NJSRRE1541480634 | Jersey City | 7306 | 8 | 18.87 | Residential | No | Behind the Meter | Green House Solar | PSE&G | Accepted | 2019-06-25 | 2019-06-27 | 2020-06-27 | SunPower | x-22-370-e-ac | Solar Panels |  | 0.37 | 23 | 124 | 20 |  | Fixed | Roof
Solar Registration Program | NJSRRE1541480634 | Jersey City | 7306 | 8 | 18.87 | Residential | No | Behind the Meter | Green House Solar | PSE&G | Accepted | 2019-06-25 | 2019-06-27 | 2020-06-27 | SunPower | x-22-370-e-ac | Solar Panels |  | 0.37 | 3 | 214 | 20 |  | Fixed | Roof
Solar Registration Program | NJSRRE1541480634 | Jersey City | 7306 | 8 | 18.87 | Residential | No | Behind the Meter | Green House Solar | PSE&G | Accepted | 2019-06-25 | 2019-06-27 | 2020-06-27 | SunPower | x-22-370-e-ac | Solar Panels |  | 0.37 | 22 | 304 | 20 |  | Fixed | Roof
Solar Registration Program | NJSRRE1541480634 | Jersey City | 7306 | 8 | 18.87 | Residential | No | Behind the Meter | Green House Solar | PSE&G | Accepted | 2019-06-25 | 2019-06-27 | 2020-06-27 | SunPower | x-22-370-e-ac | Solar Panels |  | 0.37 | 3 | 34 | 20 |  | Fixed | Roof
Solar Registration Program | NJSRRE1541480634 | Jersey City | 7306 | 8 | 18.87 | Residential | No | Behind the Meter | Green House Solar | PSE&G | Accepted | 2019-06-25 | 2019-06-27 | 2020-06-27 | SunPower | x-22-370-e-ac | Inverters | 315 |  | 51 |  |  | 0.975 |  | Outdoor | Roof
Solar Registration Program | NJSRRE1540310870 | Williamstown | 8094 | 15 | 18.88 | Residential | No | Behind the Meter | Green Cities Energy, LLC | AC Electric | Accepted | 2019-02-03 | 2019-02-04 | 2020-02-04 | Jinko | JKM290M-60-V | Solar Panels |  | 0.295 | 64 | 155 | 20 |  | Fixed | Ground
Solar Registration Program | NJSRRE1540310870 | Williamstown | 8094 | 15 | 18.88 | Residential | No | Behind the Meter | Green Cities Energy, LLC | AC Electric | Accepted | 2019-02-03 | 2019-02-04 | 2020-02-04 | Enphase Energy | M250 | Inverters | 0.25 |  | 64 |  |  | 0.96 |  | Outside | under modules
Solar Registration Program | NJSRRE1540393333 | Cape May Court House | 8210 | 21 | 18.9 | Residential | No | Behind the Meter | Green Power Energy | AC Electric | Accepted | 2019-02-25 | 2019-02-26 | 2020-02-26 | Trina Solar | TSM-300DD05A.08(II) | Solar Panels |  | 0.3 | 14 | 46 | 27 |  | Fixed | Roof
Solar Registration Program | NJSRRE1540393333 | Cape May Court House | 8210 | 21 | 18.9 | Residential | No | Behind the Meter | Green Power Energy | AC Electric | Accepted | 2019-02-25 | 2019-02-26 | 2020-02-26 | Trina Solar | TSM-300DD05A.08(II) | Solar Panels |  | 0.3 | 24 | 140 | 27 |  | Fixed | Roof
Solar Registration Program | NJSRRE1540393333 | Cape May Court House | 8210 | 21 | 18.9 | Residential | No | Behind the Meter | Green Power Energy | AC Electric | Accepted | 2019-02-25 | 2019-02-26 | 2020-02-26 | Trina Solar | TSM-300DD05A.08(II) | Solar Panels |  | 0.3 | 15 | 139 | 27 |  | Fixed | Roof
Solar Registration Program | NJSRRE1540393333 | Cape May Court House | 8210 | 21 | 18.9 | Residential | No | Behind the Meter | Green Power Energy | AC Electric | Accepted | 2019-02-25 | 2019-02-26 | 2020-02-26 | Trina Solar | TSM-300DD05A.08(II) | Solar Panels |  | 0.3 | 10 | 228 | 27 |  | Fixed | Roof
Solar Registration Program | NJSRRE1540393333 | Cape May Court House | 8210 | 21 | 18.9 | Residential | No | Behind the Meter | Green Power Energy | AC Electric | Accepted | 2019-02-25 | 2019-02-26 | 2020-02-26 | Solar Edge | SE7600H-US | Inverters | 7600 |  | 2 |  |  | 0.97 |  | Outside | next to meter
Solar Registration Program | NJSRRE1540912838 | Southampton | 8088 | 13 | 18.9 | Residential | No | Behind the Meter | Green Power Energy | PSE&G | Final As-Built Received | 2019-05-01 | 2019-05-03 | 2020-05-03 | Hanwha Q-Cells | Q.PEAK DUO-G5 315 | Solar Panels |  | 0.315 | 36 | 163 | 27 |  | Fixed | Roof
Solar Registration Program | NJSRRE1540912838 | Southampton | 8088 | 13 | 18.9 | Residential | No | Behind the Meter | Green Power Energy | PSE&G | Final As-Built Received | 2019-05-01 | 2019-05-03 | 2020-05-03 | Hanwha Q-Cells | Q.PEAK DUO-G5 315 | Solar Panels |  | 0.315 | 12 | 72 | 27 |  | Fixed | Pole
Solar Registration Program | NJSRRE1540912838 | Southampton | 8088 | 13 | 18.9 | Residential | No | Behind the Meter | Green Power Energy | PSE&G | Final As-Built Received | 2019-05-01 | 2019-05-03 | 2020-05-03 | Hanwha Q-Cells | Q.PEAK DUO-G5 315 | Solar Panels |  | 0.315 | 12 | 254 | 27 |  | Fixed | Roof
Solar Registration Program | NJSRRE1540912838 | Southampton | 8088 | 13 | 18.9 | Residential | No | Behind the Meter | Green Power Energy | PSE&G | Final As-Built Received | 2019-05-01 | 2019-05-03 | 2020-05-03 | Solar Edge | SE7600H-US | Inverters | 7600 |  | 2 |  |  | 0.97 |  | Outside | next to meter
Solar Registration Program | NJSRRE1540912838 | Southampton | 8088 | 13 | 18.9 | Residential | No | Behind the Meter | Green Power Energy | PSE&G | Final As-Built Received | 2019-05-01 | 2019-05-03 | 2020-05-03 | Itron | CL200 | Meters |  |  | 1 |  |  |  | Yes | Outdoor
Solar Registration Program | NJSRRE1541881074 | Cream Ridge | 8514 | 17 | 18.9 | Residential | Yes | Behind the Meter | Vivint Solar Developer, LLC | JCP&L | Accepted | 2019-08-29 | 2019-08-30 | 2020-08-30 | Hanwha Solar | Q.PEAK BLK-G5 315w | Solar Panels |  | 0.315 | 45 | 107 | 27 |  | Fixed | Roof
Solar Registration Program | NJSRRE1541881074 | Cream Ridge | 8514 | 17 | 18.9 | Residential | Yes | Behind the Meter | Vivint Solar Developer, LLC | JCP&L | Accepted | 2019-08-29 | 2019-08-30 | 2020-08-30 | Hanwha Solar | Q.PEAK BLK-G5 315w | Solar Panels |  | 0.315 | 15 | 287 | 27 |  | Fixed | Roof
Solar Registration Program | NJSRRE1541881074 | Cream Ridge | 8514 | 17 | 18.9 | Residential | Yes | Behind the Meter | Vivint Solar Developer, LLC | JCP&L | Accepted | 2019-08-29 | 2019-08-30 | 2020-08-30 | Solar Edge | SE7600H-US | Inverters | 7600 |  | 2 |  |  | 0.992 |  | Outdoor | Near the Utility Meter
Solar Registration Program | NJSRRE1542430793 | Monmouth Junction | 8852 | 11 | 18.9 | Residential | Yes | Behind the Meter | Trinity Solar | PSE&G | Accepted | 2019-09-24 | 2019-09-25 | 2020-09-25 | Hanwha | Q.PEAK DUO BLK-G5 315 | Solar Panels |  | 0.315 | 25 | 204 | 18 |  | Fixed | Roof
Solar Registration Program | NJSRRE1542430793 | Monmouth Junction | 8852 | 11 | 18.9 | Residential | Yes | Behind the Meter | Trinity Solar | PSE&G | Accepted | 2019-09-24 | 2019-09-25 | 2020-09-25 | Hanwha | Q.PEAK DUO BLK-G5 315 | Solar Panels |  | 0.315 | 6 | 204 | 12 |  | Fixed | Roof
Solar Registration Program | NJSRRE1542430793 | Monmouth Junction | 8852 | 11 | 18.9 | Residential | Yes | Behind the Meter | Trinity Solar | PSE&G | Accepted | 2019-09-24 | 2019-09-25 | 2020-09-25 | Hanwha | Q.PEAK DUO BLK-G5 315 | Solar Panels |  | 0.315 | 16 | 114 | 18 |  | Fixed | Roof
Solar Registration Program | NJSRRE1542430793 | Monmouth Junction | 8852 | 11 | 18.9 | Residential | Yes | Behind the Meter | Trinity Solar | PSE&G | Accepted | 2019-09-24 | 2019-09-25 | 2020-09-25 | Hanwha | Q.PEAK DUO BLK-G5 315 | Solar Panels |  | 0.315 | 7 | 114 | 13 |  | Fixed | Roof
Solar Registration Program | NJSRRE1542430793 | Monmouth Junction | 8852 | 11 | 18.9 | Residential | Yes | Behind the Meter | Trinity Solar | PSE&G | Accepted | 2019-09-24 | 2019-09-25 | 2020-09-25 | Hanwha | Q.PEAK DUO BLK-G5 315 | Solar Panels |  | 0.315 | 6 | 204 | 18 |  | Fixed | Roof
Solar Registration Program | NJSRRE1542430793 | Monmouth Junction | 8852 | 11 | 18.9 | Residential | Yes | Behind the Meter | Trinity Solar | PSE&G | Accepted | 2019-09-24 | 2019-09-25 | 2020-09-25 | Solar Edge | SE10000 | Inverters | 10000 |  | 1 |  |  | 0.97 |  | Outside | side of home
Solar Registration Program | NJSRRE1542443604 | Pennington | 8534 | 12 | 18.9 | Residential | Yes | Behind the Meter | Vivint Solar Developer, LLC | PSE&G | Accepted | 2019-09-26 | 2019-09-30 | 2020-09-30 | Hanwha | Q.PEAK DUO BLK-G5 315w | Solar Panels |  | 0.315 | 60 | 157 | 33 |  | Fixed | Roof
Solar Registration Program | NJSRRE1542443604 | Pennington | 8534 | 12 | 18.9 | Residential | Yes | Behind the Meter | Vivint Solar Developer, LLC | PSE&G | Accepted | 2019-09-26 | 2019-09-30 | 2020-09-30 | Solar Edge | SE7600H-US000BNC4 | Inverters | 7600 |  | 2 |  |  | 0.992 |  | Outdoor | Near the Utility Meter
Solar Registration Program | NJSRRE1542553284 | Washington | 7882 | 2 | 18.9 | Residential | No | Behind the Meter | Sundial Solar Innovations | JCP&L | Accepted | 2019-10-17 | 2019-10-21 | 2020-10-21 | Mission | mse315w | Solar Panels |  | 0.315 | 60 | 225 | 30 |  | Fixed | Roof
Solar Registration Program | NJSRRE1542553284 | Washington | 7882 | 2 | 18.9 | Residential | No | Behind the Meter | Sundial Solar Innovations | JCP&L | Accepted | 2019-10-17 | 2019-10-21 | 2020-10-21 | Solaredge | se7600 | Inverters | 8300 |  | 2 |  |  | 0.97 |  | Outdoor | near main panel
Solar Registration Program | NJSRRE1542884168 | Clifton | 7011 | 6 | 18.9 | Residential | Yes | Behind the Meter | Vivint Solar Developer, LLC | PSE&G | Accepted | 2019-12-04 | 2019-12-04 | 2020-12-04 | HANWHA SOLAR | Q.PEAK BLK-G5 315 | Solar Panels |  | 0.315 | 37 | 257 | 39 |  | Fixed | Roof
Solar Registration Program | NJSRRE1542884168 | Clifton | 7011 | 6 | 18.9 | Residential | Yes | Behind the Meter | Vivint Solar Developer, LLC | PSE&G | Accepted | 2019-12-04 | 2019-12-04 | 2020-12-04 | HANWHA SOLAR | Q.PEAK BLK-G5 315 | Solar Panels |  | 0.315 | 23 | 77 | 39 |  | Fixed | Roof
Solar Registration Program | NJSRRE1542884168 | Clifton | 7011 | 6 | 18.9 | Residential | Yes | Behind the Meter | Vivint Solar Developer, LLC | PSE&G | Accepted | 2019-12-04 | 2019-12-04 | 2020-12-04 | solar edge | SE7600H-US | Inverters | 7600 |  | 2 |  |  | 0.992 |  | Outdoor | near utility meter
Solar Registration Program | NJSRRE1543436835 | Monroeville | 8343 | 16 | 18.9 | Residential | Yes | Behind the Meter | RCL Enterprises Inc. | PSE&G | Accepted | 2019-11-22 | 2019-11-26 | 2020-11-26 | hanwha solarone | HSL72P6-PC-3-315Q | Solar Panels |  | 0.315 | 60 | 180 | 25 |  | Fixed | Ground
Solar Registration Program | NJSRRE1543436835 | Monroeville | 8343 | 16 | 18.9 | Residential | Yes | Behind the Meter | RCL Enterprises Inc. | PSE&G | Accepted | 2019-11-22 | 2019-11-26 | 2020-11-26 | enphase | iq7 plus | Inverters | 17400 |  | 60 |  |  | 0.96 |  | Outside | under the panels
Solar Registration Program | NJSRRE1543537885 | HOWELL | 7731 | 17 | 18.9 | Residential | Yes | Behind the Meter | Vivint Solar Developer, LLC | JCP&L | Accepted | 2019-12-13 | 2019-12-17 | 2020-12-17 | HANWHA SOLAR | Q.PEAK BLK-G5 315 | Solar Panels |  | 0.315 | 19 | 300 | 22 |  | Fixed | Roof
Solar Registration Program | NJSRRE1543537885 | HOWELL | 7731 | 17 | 18.9 | Residential | Yes | Behind the Meter | Vivint Solar Developer, LLC | JCP&L | Accepted | 2019-12-13 | 2019-12-17 | 2020-12-17 | HANWHA SOLAR | Q.PEAK BLK-G5 315 | Solar Panels |  | 0.315 | 12 | 210 | 21 |  | Fixed | Roof
Solar Registration Program | NJSRRE1543537885 | HOWELL | 7731 | 17 | 18.9 | Residential | Yes | Behind the Meter | Vivint Solar Developer, LLC | JCP&L | Accepted | 2019-12-13 | 2019-12-17 | 2020-12-17 | HANWHA SOLAR | Q.PEAK BLK-G5 315 | Solar Panels |  | 0.315 | 8 | 210 | 21 |  | Fixed | Roof
Solar Registration Program | NJSRRE1543537885 | HOWELL | 7731 | 17 | 18.9 | Residential | Yes | Behind the Meter | Vivint Solar Developer, LLC | JCP&L | Accepted | 2019-12-13 | 2019-12-17 | 2020-12-17 | HANWHA SOLAR | Q.PEAK BLK-G5 315 | Solar Panels |  | 0.315 | 10 | 120 | 22 |  | Fixed | Roof
Solar Registration Program | NJSRRE1543537885 | HOWELL | 7731 | 17 | 18.9 | Residential | Yes | Behind the Meter | Vivint Solar Developer, LLC | JCP&L | Accepted | 2019-12-13 | 2019-12-17 | 2020-12-17 | HANWHA SOLAR | Q.PEAK BLK-G5 315 | Solar Panels |  | 0.315 | 11 | 210 | 22 |  | Fixed | Roof
Solar Registration Program | NJSRRE1543537885 | HOWELL | 7731 | 17 | 18.9 | Residential | Yes | Behind the Meter | Vivint Solar Developer, LLC | JCP&L | Accepted | 2019-12-13 | 2019-12-17 | 2020-12-17 | SOLAREDGE | SE7600H-US | Inverters | 7600 |  | 2 |  |  | 0.992 |  | Outdoor | Near the Utility Meter
Solar Registration Program | NJSRRE1541820865 | Stafford Township | 8050 | 18 | 18.97 | Residential | Yes | Behind the Meter | Ad Energy | AC Electric | Accepted | 2019-08-13 | 2019-08-23 | 2020-08-23 | Sunpower | SPR-E20-327-E-AC | Solar Panels |  | 0.327 | 5 | 137 | 45 |  | Fixed | Roof
Solar Registration Program | NJSRRE1541820865 | Stafford Township | 8050 | 18 | 18.97 | Residential | Yes | Behind the Meter | Ad Energy | AC Electric | Accepted | 2019-08-13 | 2019-08-23 | 2020-08-23 | Sunpower | SPR-E20-327-E-AC | Solar Panels |  | 0.327 | 6 | 47 | 34 |  | Fixed | Roof
Solar Registration Program | NJSRRE1541820865 | Stafford Township | 8050 | 18 | 18.97 | Residential | Yes | Behind the Meter | Ad Energy | AC Electric | Accepted | 2019-08-13 | 2019-08-23 | 2020-08-23 | Sunpower | SPR-E20-327-E-AC | Solar Panels |  | 0.327 | 11 | 137 | 45 |  | Fixed | Roof
Solar Registration Program | NJSRRE1541820865 | Stafford Township | 8050 | 18 | 18.97 | Residential | Yes | Behind the Meter | Ad Energy | AC Electric | Accepted | 2019-08-13 | 2019-08-23 | 2020-08-23 | Sunpower | SPR-E20-327-E-AC | Solar Panels |  | 0.327 | 8 | 137 | 45 |  | Fixed | Roof
Solar Registration Program | NJSRRE1541820865 | Stafford Township | 8050 | 18 | 18.97 | Residential | Yes | Behind the Meter | Ad Energy | AC Electric | Accepted | 2019-08-13 | 2019-08-23 | 2020-08-23 | Sunpower | SPR-E20-327-E-AC | Solar Panels |  | 0.327 | 7 | 227 | 34 |  | Fixed | Roof
Solar Registration Program | NJSRRE1541820865 | Stafford Township | 8050 | 18 | 18.97 | Residential | Yes | Behind the Meter | Ad Energy | AC Electric | Accepted | 2019-08-13 | 2019-08-23 | 2020-08-23 | Sunpower | SPR-E20-327-E-AC | Solar Panels |  | 0.327 | 11 | 227 | 34 |  | Fixed | Roof
Solar Registration Program | NJSRRE1541820865 | Stafford Township | 8050 | 18 | 18.97 | Residential | Yes | Behind the Meter | Ad Energy | AC Electric | Accepted | 2019-08-13 | 2019-08-23 | 2020-08-23 | Sunpower | SPR-E20-327-E-AC | Solar Panels |  | 0.327 | 10 | 227 | 34 |  | Fixed | Roof
Solar Registration Program | NJSRRE1541820865 | Stafford Township | 8050 | 18 | 18.97 | Residential | Yes | Behind the Meter | Ad Energy | AC Electric | Accepted | 2019-08-13 | 2019-08-23 | 2020-08-23 | Sunpower | SPR-E20-327-E-AC | Inverters | 320 |  | 58 |  |  | 0.97 |  | Outdoor | at each panel
Solar Registration Program | NJSRRE1542578725 | Williamstown | 8094 | 15 | 18.98 | Residential | Yes | Behind the Meter | Pro Custom Solar dba Momentum Solar | AC Electric | Accepted | 2019-10-23 | 2019-10-25 | 2020-10-25 | LG ELECTRONICS | LG 345N1C-V5 | Solar Panels |  | 0.345 | 18 | 193 | 29 |  | Fixed | Roof
Solar Registration Program | NJSRRE1542578725 | Williamstown | 8094 | 15 | 18.98 | Residential | Yes | Behind the Meter | Pro Custom Solar dba Momentum Solar | AC Electric | Accepted | 2019-10-23 | 2019-10-25 | 2020-10-25 | LG ELECTRONICS | LG 345N1C-V5 | Solar Panels |  | 0.345 | 10 | 193 | 29 |  | Fixed | Roof
Solar Registration Program | NJSRRE1542578725 | Williamstown | 8094 | 15 | 18.98 | Residential | Yes | Behind the Meter | Pro Custom Solar dba Momentum Solar | AC Electric | Accepted | 2019-10-23 | 2019-10-25 | 2020-10-25 | LG ELECTRONICS | LG 345N1C-V5 | Solar Panels |  | 0.345 | 18 | 13 | 29 |  | Fixed | Roof
Solar Registration Program | NJSRRE1542578725 | Williamstown | 8094 | 15 | 18.98 | Residential | Yes | Behind the Meter | Pro Custom Solar dba Momentum Solar | AC Electric | Accepted | 2019-10-23 | 2019-10-25 | 2020-10-25 | LG ELECTRONICS | LG 345N1C-V5 | Solar Panels |  | 0.345 | 9 | 13 | 29 |  | Fixed | Roof
Solar Registration Program | NJSRRE1542578725 | Williamstown | 8094 | 15 | 18.98 | Residential | Yes | Behind the Meter | Pro Custom Solar dba Momentum Solar | AC Electric | Accepted | 2019-10-23 | 2019-10-25 | 2020-10-25 | Enphase Energy | IQ7-60-2-US | Inverters | 250 |  | 55 |  |  | 0.97 |  | Outdoor | Roof
Solar Registration Program | NJSRRE1542377461 | northfield | 8225 | 19 | 19.04 | Commercial | Yes | Behind the Meter | CE Team Inc. | AC Electric | Accepted | 2019-09-10 | 2019-09-26 | 2020-09-26 | longi | LR6-72BP-360M-40 | Solar Panels |  | 0.36 | 20 | 142 | 10 |  | Fixed | Roof
Solar Registration Program | NJSRRE1542377461 | northfield | 8225 | 19 | 19.04 | Commercial | Yes | Behind the Meter | CE Team Inc. | AC Electric | Accepted | 2019-09-10 | 2019-09-26 | 2020-09-26 | trina | tsm-14a 370 | Solar Panels |  | 0.37 | 32 | 142 | 10 |  | Fixed | Roof
Solar Registration Program | NJSRRE1542377461 | northfield | 8225 | 19 | 19.04 | Commercial | Yes | Behind the Meter | CE Team Inc. | AC Electric | Accepted | 2019-09-10 | 2019-09-26 | 2020-09-26 | solaredge | se9000u | Inverters | 18000 |  | 2 |  |  | 0.965 |  | Outdoor | roof
Solar Registration Program | NJSRRE1542503394 | Williamstown | 8094 | 15 | 19.04 | Residential | No | Behind the Meter | NJ Solar Power, LLC | AC Electric | Final As-Built Received | 2019-10-03 | 2019-10-08 | 2020-10-08 | Panasonic | VBHN340SA17 | Solar Panels |  | 0.34 | 36 | 84 | 35 |  | Fixed | Roof
Solar Registration Program | NJSRRE1542503394 | Williamstown | 8094 | 15 | 19.04 | Residential | No | Behind the Meter | NJ Solar Power, LLC | AC Electric | Final As-Built Received | 2019-10-03 | 2019-10-08 | 2020-10-08 | Panasonic | VBHN340SA17 | Solar Panels |  | 0.34 | 20 | 264 | 35 |  | Fixed | Roof
Solar Registration Program | NJSRRE1542503394 | Williamstown | 8094 | 15 | 19.04 | Residential | No | Behind the Meter | NJ Solar Power, LLC | AC Electric | Final As-Built Received | 2019-10-03 | 2019-10-08 | 2020-10-08 | SolarEdge | SE10000H-US | Inverters | 20000 |  | 2 |  |  | 0.99 |  | Outdoor | Next to Meter
Solar Registration Program | NJSRRE1542503394 | Williamstown | 8094 | 15 | 19.04 | Residential | No | Behind the Meter | NJ Solar Power, LLC | AC Electric | Final As-Built Received | 2019-10-03 | 2019-10-08 | 2020-10-08 | SolarEdge | 1D-240C-A | Meters |  |  | 1 |  |  |  | Yes | Outdoor
Solar Registration Program | NJSRRE1542503394 | Williamstown | 8094 | 15 | 19.04 | Residential | No | Behind the Meter | NJ Solar Power, LLC | AC Electric | Final As-Built Received | 2019-10-03 | 2019-10-08 | 2020-10-08 | SolarEdge | 1D-240C-A | Meters |  |  | 1 |  |  |  | Yes | Outdoor
Solar Registration Program | NJSRRE1540303388 | Wrightstown | 8562 | 13 | 19.08 | Residential | Yes | Behind the Meter | Vision Solar LLC | JCP&L | Accepted | 2019-01-31 | 2019-01-31 | 2020-01-31 | sunpower | spr-x22-360-d-ac | Solar Panels |  | 0.36 | 4 | 240 | 27 |  | Fixed | Roof
Solar Registration Program | NJSRRE1540303388 | Wrightstown | 8562 | 13 | 19.08 | Residential | Yes | Behind the Meter | Vision Solar LLC | JCP&L | Accepted | 2019-01-31 | 2019-01-31 | 2020-01-31 | sunpower | spr-x22-360-d-ac | Solar Panels |  | 0.36 | 49 | 150 | 23 |  | Fixed | Roof
Solar Registration Program | NJSRRE1540303388 | Wrightstown | 8562 | 13 | 19.08 | Residential | Yes | Behind the Meter | Vision Solar LLC | JCP&L | Accepted | 2019-01-31 | 2019-01-31 | 2020-01-31 | sunpower | spr-x22-360-d-ac | Inverters | 0.36 |  | 53 |  |  | 0.96 |  | Outside | behind the panels
Solar Registration Program | NJSRRE1541637299 | Pemberton | 8068 | 13 | 19.08 | Residential | No | Behind the Meter | SunPower Capital LLC | JCP&L | Accepted | 2019-07-12 | 2019-07-16 | 2020-07-16 | sunpower | spr-x22-360-e-ac | Solar Panels |  | 0.36 | 22 | 256 | 22 |  | Fixed | Roof
Solar Registration Program | NJSRRE1541637299 | Pemberton | 8068 | 13 | 19.08 | Residential | No | Behind the Meter | SunPower Capital LLC | JCP&L | Accepted | 2019-07-12 | 2019-07-16 | 2020-07-16 | sunpower | spr-x22-360-e-ac | Solar Panels |  | 0.36 | 31 | 76 | 22 |  | Fixed | Roof
Solar Registration Program | NJSRRE1541637299 | Pemberton | 8068 | 13 | 19.08 | Residential | No | Behind the Meter | SunPower Capital LLC | JCP&L | Accepted | 2019-07-12 | 2019-07-16 | 2020-07-16 | sunpower | spr-x22-360-e-ac | Inverters | 0.32 |  | 53 |  |  | 0.96 |  | Other | behind panels
Solar Registration Program | NJSRRE1541111379 | New Brunswick | 8901 | 11 | 19.1 | Residential | Yes | Behind the Meter | Pro Custom Solar dba Momentum Solar | PSE&G | Accepted | 2019-06-05 | 2019-06-11 | 2020-06-11 | LG | LG 335N1C-A5 | Solar Panels |  | 0.335 | 29 | 129 | 40 |  | Fixed | Roof
Solar Registration Program | NJSRRE1541111379 | New Brunswick | 8901 | 11 | 19.1 | Residential | Yes | Behind the Meter | Pro Custom Solar dba Momentum Solar | PSE&G | Accepted | 2019-06-05 | 2019-06-11 | 2020-06-11 | LG | LG 335N1C-A5 | Solar Panels |  | 0.335 | 28 | 309 | 40 |  | Fixed | Roof
Solar Registration Program | NJSRRE1541111379 | New Brunswick | 8901 | 11 | 19.1 | Residential | Yes | Behind the Meter | Pro Custom Solar dba Momentum Solar | PSE&G | Accepted | 2019-06-05 | 2019-06-11 | 2020-06-11 | ENPHASE | IQ7-60-2-US | Inverters | 0.24 |  | 57 |  |  | 0.97 |  | Outdoor | ROOF
Solar Registration Program | NJSRRE1542578635 | Sewell | 8080 | 15 | 19.1 | Residential | No | Behind the Meter | EMT Renewables | AC Electric | Accepted | 2019-10-23 | 2019-10-25 | 2020-10-25 | LG | LG-335-BLK | Solar Panels |  | 0.335 | 21 | 218 | 45 |  | Fixed | Roof
Solar Registration Program | NJSRRE1542578635 | Sewell | 8080 | 15 | 19.1 | Residential | No | Behind the Meter | EMT Renewables | AC Electric | Accepted | 2019-10-23 | 2019-10-25 | 2020-10-25 | LG | LG-335-BLK | Solar Panels |  | 0.335 | 21 | 218 | 45 |  | Fixed | Roof
Solar Registration Program | NJSRRE1542578635 | Sewell | 8080 | 15 | 19.1 | Residential | No | Behind the Meter | EMT Renewables | AC Electric | Accepted | 2019-10-23 | 2019-10-25 | 2020-10-25 | LG | LG-335-BLK | Solar Panels |  | 0.335 | 15 | 128 | 45 |  | Fixed | Roof
Solar Registration Program | NJSRRE1542578635 | Sewell | 8080 | 15 | 19.1 | Residential | No | Behind the Meter | EMT Renewables | AC Electric | Accepted | 2019-10-23 | 2019-10-25 | 2020-10-25 | SolarEdge | SE7600H-US | Inverters | 7600 |  | 1 |  |  | 0.95 |  | Other | next to meter
Solar Registration Program | NJSRRE1542578635 | Sewell | 8080 | 15 | 19.1 | Residential | No | Behind the Meter | EMT Renewables | AC Electric | Accepted | 2019-10-23 | 2019-10-25 | 2020-10-25 | SolarEdge | SE6000H-US | Inverters | 6000 |  | 1 |  |  | 0.95 |  | Other | next to meter
Solar Registration Program | NJSRRE1542314684 | Sparta Township | 7871 | 1 | 19.14 | Residential | No | Behind the Meter | Green Power Energy | JCP&L | Accepted | 2019-09-06 | 2019-09-10 | 2020-09-10 | Panasonic | VBHN330SA17 | Solar Panels |  | 0.33 | 9 | 228 | 27 |  | Fixed | Roof
Solar Registration Program | NJSRRE1542314684 | Sparta Township | 7871 | 1 | 19.14 | Residential | No | Behind the Meter | Green Power Energy | JCP&L | Accepted | 2019-09-06 | 2019-09-10 | 2020-09-10 | Panasonic | VBHN330SA17 | Solar Panels |  | 0.33 | 13 | 226 | 27 |  | Fixed | Roof
Solar Registration Program | NJSRRE1542314684 | Sparta Township | 7871 | 1 | 19.14 | Residential | No | Behind the Meter | Green Power Energy | JCP&L | Accepted | 2019-09-06 | 2019-09-10 | 2020-09-10 | Panasonic | VBHN330SA17 | Solar Panels |  | 0.33 | 6 | 319 | 27 |  | Fixed | Roof
Solar Registration Program | NJSRRE1542314684 | Sparta Township | 7871 | 1 | 19.14 | Residential | No | Behind the Meter | Green Power Energy | JCP&L | Accepted | 2019-09-06 | 2019-09-10 | 2020-09-10 | Panasonic | VBHN330SA17 | Solar Panels |  | 0.33 | 7 | 316 | 27 |  | Fixed | Roof
Solar Registration Program | NJSRRE1542314684 | Sparta Township | 7871 | 1 | 19.14 | Residential | No | Behind the Meter | Green Power Energy | JCP&L | Accepted | 2019-09-06 | 2019-09-10 | 2020-09-10 | Panasonic | VBHN330SA17 | Solar Panels |  | 0.33 | 23 | 137 | 27 |  | Fixed | Roof
Solar Registration Program | NJSRRE1542314684 | Sparta Township | 7871 | 1 | 19.14 | Residential | No | Behind the Meter | Green Power Energy | JCP&L | Accepted | 2019-09-06 | 2019-09-10 | 2020-09-10 | Solar Edge | SE7600H-US | Inverters | 7600 |  | 2 |  |  | 0.97 |  | Outside | next to meter
Solar Registration Program | NJSRRE1542431411 | Hightstown | 8520 | 12 | 19.14 | Residential | Yes | Behind the Meter | Sunrun Installation Services, Inc. | JCP&L | Accepted | 2019-09-24 | 2019-10-11 | 2020-10-11 | REC Solar | REC290TP2 BLK | Solar Panels |  | 0.29 | 11 | 7 | 11 |  | Fixed | Roof
Solar Registration Program | NJSRRE1542431411 | Hightstown | 8520 | 12 | 19.14 | Residential | Yes | Behind the Meter | Sunrun Installation Services, Inc. | JCP&L | Accepted | 2019-09-24 | 2019-10-11 | 2020-10-11 | REC Solar | REC290TP2 BLK | Solar Panels |  | 0.29 | 12 | 97 | 26 |  | Fixed | Roof
Solar Registration Program | NJSRRE1542431411 | Hightstown | 8520 | 12 | 19.14 | Residential | Yes | Behind the Meter | Sunrun Installation Services, Inc. | JCP&L | Accepted | 2019-09-24 | 2019-10-11 | 2020-10-11 | REC Solar | REC290TP2 BLK | Solar Panels |  | 0.29 | 18 | 7 | 22 |  | Fixed | Roof
Solar Registration Program | NJSRRE1542431411 | Hightstown | 8520 | 12 | 19.14 | Residential | Yes | Behind the Meter | Sunrun Installation Services, Inc. | JCP&L | Accepted | 2019-09-24 | 2019-10-11 | 2020-10-11 | REC Solar | REC290TP2 BLK | Solar Panels |  | 0.29 | 10 | 277 | 26 |  | Fixed | Roof
Solar Registration Program | NJSRRE1542431411 | Hightstown | 8520 | 12 | 19.14 | Residential | Yes | Behind the Meter | Sunrun Installation Services, Inc. | JCP&L | Accepted | 2019-09-24 | 2019-10-11 | 2020-10-11 | REC Solar | REC290TP2 BLK | Solar Panels |  | 0.29 | 15 | 187 | 22 |  | Fixed | Roof
Solar Registration Program | NJSRRE1542431411 | Hightstown | 8520 | 12 | 19.14 | Residential | Yes | Behind the Meter | Sunrun Installation Services, Inc. | JCP&L | Accepted | 2019-09-24 | 2019-10-11 | 2020-10-11 | Ningbo Ginlong Technologies | Solis-1P10K-4G-US | Inverters | 10000 |  | 1 |  |  | 0.96 |  | Outdoor | Next To Meter
Solar Registration Program | NJSRRE1542431411 | Hightstown | 8520 | 12 | 19.14 | Residential | Yes | Behind the Meter | Sunrun Installation Services, Inc. | JCP&L | Accepted | 2019-09-24 | 2019-10-11 | 2020-10-11 | Ningbo Ginlong Technologies | Solis-1P9K-4G-US | Inverters | 9000 |  | 1 |  |  | 0.96 |  | Outdoor | Next To Meter
Solar Registration Program | NJSRRE1543502322 | Oak Ridge | 7438 | 6 | 19.14 | Residential | Yes | Behind the Meter | Sunrun Installation Services, Inc. | JCP&L | Accepted | 2019-12-09 | 2019-12-12 | 2020-12-12 | REC Solar | REC290TP2 BLK | Solar Panels |  | 0.29 | 10 | 224 | 27 |  | Fixed | Roof
Solar Registration Program | NJSRRE1543502322 | Oak Ridge | 7438 | 6 | 19.14 | Residential | Yes | Behind the Meter | Sunrun Installation Services, Inc. | JCP&L | Accepted | 2019-12-09 | 2019-12-12 | 2020-12-12 | REC Solar | REC290TP2 BLK | Solar Panels |  | 0.29 | 5 | 224 | 27 |  | Fixed | Roof
Solar Registration Program | NJSRRE1543502322 | Oak Ridge | 7438 | 6 | 19.14 | Residential | Yes | Behind the Meter | Sunrun Installation Services, Inc. | JCP&L | Accepted | 2019-12-09 | 2019-12-12 | 2020-12-12 | REC Solar | REC290TP2 BLK | Solar Panels |  | 0.29 | 26 | 135 | 27 |  | Fixed | Roof
Solar Registration Program | NJSRRE1543502322 | Oak Ridge | 7438 | 6 | 19.14 | Residential | Yes | Behind the Meter | Sunrun Installation Services, Inc. | JCP&L | Accepted | 2019-12-09 | 2019-12-12 | 2020-12-12 | REC Solar | REC290TP2 BLK | Solar Panels |  | 0.29 | 13 | 315 | 27 |  | Fixed | Roof
Solar Registration Program | NJSRRE1543502322 | Oak Ridge | 7438 | 6 | 19.14 | Residential | Yes | Behind the Meter | Sunrun Installation Services, Inc. | JCP&L | Accepted | 2019-12-09 | 2019-12-12 | 2020-12-12 | REC Solar | REC290TP2 BLK | Solar Panels |  | 0.29 | 12 | 315 | 27 |  | Fixed | Roof
Solar Registration Program | NJSRRE1543502322 | Oak Ridge | 7438 | 6 | 19.14 | Residential | Yes | Behind the Meter | Sunrun Installation Services, Inc. | JCP&L | Accepted | 2019-12-09 | 2019-12-12 | 2020-12-12 | Delta Electronics | M6-TL-US | Inverters | 5760 |  | 1 |  |  | 0.96 |  | Outdoor | Next To Meter
Solar Registration Program | NJSRRE1543502322 | Oak Ridge | 7438 | 6 | 19.14 | Residential | Yes | Behind the Meter | Sunrun Installation Services, Inc. | JCP&L | Accepted | 2019-12-09 | 2019-12-12 | 2020-12-12 | Delta Electronics | M4-TL-US | Inverters | 3840 |  | 1 |  |  | 0.96 |  | Outdoor | Next To Meter
Solar Registration Program | NJSRRE1543502322 | Oak Ridge | 7438 | 6 | 19.14 | Residential | Yes | Behind the Meter | Sunrun Installation Services, Inc. | JCP&L | Accepted | 2019-12-09 | 2019-12-12 | 2020-12-12 | Delta Electronics | M10-TL-US | Inverters | 9600 |  | 1 |  |  | 0.96 |  | Outdoor | Next To Meter
Solar Registration Program | NJSRRE1542306934 | Mullica Hill | 8062 | 15 | 19.18 | Residential | No | Behind the Meter | Sunny Corp | AC Electric | Accepted | 2019-09-06 | 2019-09-10 | 2020-09-10 | Panasonic | VBHN325KA03 | Solar Panels |  | 0.325 | 7 | 193 | 40 |  | Fixed | Roof
Solar Registration Program | NJSRRE1542306934 | Mullica Hill | 8062 | 15 | 19.18 | Residential | No | Behind the Meter | Sunny Corp | AC Electric | Accepted | 2019-09-06 | 2019-09-10 | 2020-09-10 | Panasonic | VBHN325KA03 | Solar Panels |  | 0.325 | 45 | 283 | 36 |  | Fixed | Roof
Solar Registration Program | NJSRRE1542306934 | Mullica Hill | 8062 | 15 | 19.18 | Residential | No | Behind the Meter | Sunny Corp | AC Electric | Accepted | 2019-09-06 | 2019-09-10 | 2020-09-10 | Panasonic | VBHN325KA03 | Solar Panels |  | 0.325 | 7 | 193 | 26 |  | Fixed | Roof
Solar Registration Program | NJSRRE1542306934 | Mullica Hill | 8062 | 15 | 19.18 | Residential | No | Behind the Meter | Sunny Corp | AC Electric | Accepted | 2019-09-06 | 2019-09-10 | 2020-09-10 | SolarEdge | SE7600H-US | Inverters | 7600 |  | 2 |  |  | 0.992 |  | Indoor | garage
Solar Registration Program | NJSRRE1542579335 | Clifton | 7013 | 6 | 19.18 | Residential | No | Behind the Meter | Green Power Energy | PSE&G | Accepted | 2019-10-23 | 2019-10-25 | 2020-10-25 | Panasonic | VBHN325KA03 | Solar Panels |  | 0.325 | 22 | 112 | 27 |  | Fixed | Roof
Solar Registration Program | NJSRRE1542579335 | Clifton | 7013 | 6 | 19.18 | Residential | No | Behind the Meter | Green Power Energy | PSE&G | Accepted | 2019-10-23 | 2019-10-25 | 2020-10-25 | Panasonic | VBHN325KA03 | Solar Panels |  | 0.325 | 4 | 114 | 27 |  | Fixed | Roof
Solar Registration Program | NJSRRE1542579335 | Clifton | 7013 | 6 | 19.18 | Residential | No | Behind the Meter | Green Power Energy | PSE&G | Accepted | 2019-10-23 | 2019-10-25 | 2020-10-25 | Panasonic | VBHN325KA03 | Solar Panels |  | 0.325 | 27 | 292 | 27 |  | Fixed | Roof
Solar Registration Program | NJSRRE1542579335 | Clifton | 7013 | 6 | 19.18 | Residential | No | Behind the Meter | Green Power Energy | PSE&G | Accepted | 2019-10-23 | 2019-10-25 | 2020-10-25 | Panasonic | VBHN325KA03 | Solar Panels |  | 0.325 | 4 | 198 | 27 |  | Fixed | Roof
Solar Registration Program | NJSRRE1542579335 | Clifton | 7013 | 6 | 19.18 | Residential | No | Behind the Meter | Green Power Energy | PSE&G | Accepted | 2019-10-23 | 2019-10-25 | 2020-10-25 | Panasonic | VBHN325KA03 | Solar Panels |  | 0.325 | 2 | 121 | 27 |  | Fixed | Roof
Solar Registration Program | NJSRRE1542579335 | Clifton | 7013 | 6 | 19.18 | Residential | No | Behind the Meter | Green Power Energy | PSE&G | Accepted | 2019-10-23 | 2019-10-25 | 2020-10-25 | SolarEdge | SE10000H-US | Inverters | 10000 |  | 2 |  |  | 0.97 |  | Outside | Next to Meter
Solar Registration Program | NJSRRE1541880282 | ELMWOOD PARK | 7407 | 7 | 19.19 | Residential | Yes | Behind the Meter | Vivint Solar Developer, LLC | PSE&G | Accepted | 2019-09-04 | 2019-09-04 | 2020-09-04 | Hanwha Solar | Q.PEAK BLK-G5 315 | Solar Panels |  | 0.315 | 17 | 339 | 23 |  | Fixed | Roof
Solar Registration Program | NJSRRE1541880282 | ELMWOOD PARK | 7407 | 7 | 19.19 | Residential | Yes | Behind the Meter | Vivint Solar Developer, LLC | PSE&G | Accepted | 2019-09-04 | 2019-09-04 | 2020-09-04 | Hanwha Solar | Q.PEAK BLK-G5 315 | Solar Panels |  | 0.305 | 3 | 69 | 22 |  | Fixed | Roof
Solar Registration Program | NJSRRE1541880282 | ELMWOOD PARK | 7407 | 7 | 19.19 | Residential | Yes | Behind the Meter | Vivint Solar Developer, LLC | PSE&G | Accepted | 2019-09-04 | 2019-09-04 | 2020-09-04 | Hanhwa Solar | Q.PEAK BLK-G5 315 | Solar Panels |  | 0.315 | 20 | 159 | 23 |  | Fixed | Roof
Solar Registration Program | NJSRRE1541880282 | ELMWOOD PARK | 7407 | 7 | 19.19 | Residential | Yes | Behind the Meter | Vivint Solar Developer, LLC | PSE&G | Accepted | 2019-09-04 | 2019-09-04 | 2020-09-04 | Hanwha Solar | Q.PEAK BLK-G5 315 | Solar Panels |  | 0.315 | 11 | 250 | 29 |  | Fixed | Roof
Solar Registration Program | NJSRRE1541880282 | ELMWOOD PARK | 7407 | 7 | 19.19 | Residential | Yes | Behind the Meter | Vivint Solar Developer, LLC | PSE&G | Accepted | 2019-09-04 | 2019-09-04 | 2020-09-04 | Hanwha Solar | Q.PEAK BLK-G5 315 | Solar Panels |  | 0.315 | 10 | 70 | 29 |  | Fixed | Roof
Solar Registration Program | NJSRRE1541880282 | ELMWOOD PARK | 7407 | 7 | 19.19 | Residential | Yes | Behind the Meter | Vivint Solar Developer, LLC | PSE&G | Accepted | 2019-09-04 | 2019-09-04 | 2020-09-04 | SolarEdge | SE7600H-US | Inverters | 7600 |  | 1 |  |  | 0.992 |  | Outdoor | Near the Utility Meter
Solar Registration Program | NJSRRE1541880282 | ELMWOOD PARK | 7407 | 7 | 19.19 | Residential | Yes | Behind the Meter | Vivint Solar Developer, LLC | PSE&G | Accepted | 2019-09-04 | 2019-09-04 | 2020-09-04 | SolaEdge | SE10000H-US | Inverters | 10000 |  | 1 |  |  | 0.992 |  | Outdoor | Near The Utility Meter
Solar Registration Program | NJSRRE1540239396 | Cherry Hill | 8003 | 14 | 19.2 | Residential | No | Behind the Meter | All Season Solar | PSE&G | Accepted | 2019-01-14 | 2019-01-16 | 2020-01-16 | Certain Teed | CT300MXX-02 | Solar Panels |  | 0.3 | 19 | 282 | 23 |  | Fixed | Roof
Solar Registration Program | NJSRRE1540239396 | Cherry Hill | 8003 | 14 | 19.2 | Residential | No | Behind the Meter | All Season Solar | PSE&G | Accepted | 2019-01-14 | 2019-01-16 | 2020-01-16 | Certain Teed | CT300MXX-02 | Solar Panels |  | 0.3 | 21 | 102 | 23 |  | Fixed | Roof
Solar Registration Program | NJSRRE1540239396 | Cherry Hill | 8003 | 14 | 19.2 | Residential | No | Behind the Meter | All Season Solar | PSE&G | Accepted | 2019-01-14 | 2019-01-16 | 2020-01-16 | Certain Teed | CT300MXX-02 | Solar Panels |  | 0.3 | 17 | 192 | 31 |  | Fixed | Roof
Solar Registration Program | NJSRRE1540239396 | Cherry Hill | 8003 | 14 | 19.2 | Residential | No | Behind the Meter | All Season Solar | PSE&G | Accepted | 2019-01-14 | 2019-01-16 | 2020-01-16 | Certain Teed | CT300MXX-02 | Solar Panels |  | 0.3 | 7 | 192 | 23 |  | Fixed | Roof
Solar Registration Program | NJSRRE1540239396 | Cherry Hill | 8003 | 14 | 19.2 | Residential | No | Behind the Meter | All Season Solar | PSE&G | Accepted | 2019-01-14 | 2019-01-16 | 2020-01-16 | Enphase | IQ7 | Inverters | 240 |  | 64 |  |  | 0.97 |  | Outdoor | Under Module
Solar Registration Program | NJSRRE1541851540 | Pleasantville | 8232 | 19 | 19.2 | Residential | No | Behind the Meter | Castle Energy, LLC | AC Electric | Accepted | 2019-08-16 | 2019-08-23 | 2020-08-23 | LG Electronics | LG320E1K-A5 | Solar Panels |  | 0.32 | 12 | 275 | 20 |  | Fixed | Roof
Solar Registration Program | NJSRRE1541851540 | Pleasantville | 8232 | 19 | 19.2 | Residential | No | Behind the Meter | Castle Energy, LLC | AC Electric | Accepted | 2019-08-16 | 2019-08-23 | 2020-08-23 | LG Electronics | LG320E1K-A5 | Solar Panels |  | 0.32 | 17 | 276 | 20 |  | Fixed | Roof
Solar Registration Program | NJSRRE1541851540 | Pleasantville | 8232 | 19 | 19.2 | Residential | No | Behind the Meter | Castle Energy, LLC | AC Electric | Accepted | 2019-08-16 | 2019-08-23 | 2020-08-23 | LG Electronics | LG320E1K-A5 | Solar Panels |  | 0.32 | 13 | 96 | 20 |  | Fixed | Roof
Solar Registration Program | NJSRRE1541851540 | Pleasantville | 8232 | 19 | 19.2 | Residential | No | Behind the Meter | Castle Energy, LLC | AC Electric | Accepted | 2019-08-16 | 2019-08-23 | 2020-08-23 | LG Electronics | LG320E1K-A5 | Solar Panels |  | 0.32 | 7 | 96 | 20 |  | Fixed | Roof
Solar Registration Program | NJSRRE1541851540 | Pleasantville | 8232 | 19 | 19.2 | Residential | No | Behind the Meter | Castle Energy, LLC | AC Electric | Accepted | 2019-08-16 | 2019-08-23 | 2020-08-23 | LG Electronics | LG320E1K-A5 | Solar Panels |  | 0.32 | 11 | 95 | 20 |  | Fixed | Roof
Solar Registration Program | NJSRRE1541851540 | Pleasantville | 8232 | 19 | 19.2 | Residential | No | Behind the Meter | Castle Energy, LLC | AC Electric | Accepted | 2019-08-16 | 2019-08-23 | 2020-08-23 | Enphase Energy | IQ7-60-2-US | Inverters | 240 |  | 60 |  |  | 0.697 |  | Outside | on the rooftop under each solar panel
Solar Registration Program | NJSRRE1543488962 | CLIFTON | 7013 | 6 | 19.2 | Residential | No | Behind the Meter | Solar Home NJ LLC | PSE&G | Accepted | 2019-12-06 | 2019-12-10 | 2020-12-10 | AXITEC | AC-320 | Solar Panels |  | 0.32 | 60 | 131 | 25 |  | Fixed | Roof
Solar Registration Program | NJSRRE1543488962 | CLIFTON | 7013 | 6 | 19.2 | Residential | No | Behind the Meter | Solar Home NJ LLC | PSE&G | Accepted | 2019-12-06 | 2019-12-10 | 2020-12-10 | APS | YC600 | Inverters | 548 |  | 30 |  |  | 0.97 |  | Outside | ROOF
Solar Registration Program | NJSRRE1540334142 | Watchung Boro | 7069 | 5 | 19.22 | Residential | No | Behind the Meter | Tesla Energy Operations Inc | PSE&G | Accepted | 2019-02-05 | 2019-02-07 | 2020-02-07 | Hanwha Q-Cells | Q.Peak-G4.1/SC305 | Solar Panels |  | 0.305 | 31 | 229 | 23 |  | Fixed | Roof
Solar Registration Program | NJSRRE1540334142 | Watchung Boro | 7069 | 5 | 19.22 | Residential | No | Behind the Meter | Tesla Energy Operations Inc | PSE&G | Accepted | 2019-02-05 | 2019-02-07 | 2020-02-07 | Hanwha Q-Cells | Q.Peak-G4.1/SC305 | Solar Panels |  | 0.305 | 32 | 139 | 23 |  | Fixed | Roof
Solar Registration Program | NJSRRE1540334142 | Watchung Boro | 7069 | 5 | 19.22 | Residential | No | Behind the Meter | Tesla Energy Operations Inc | PSE&G | Accepted | 2019-02-05 | 2019-02-07 | 2020-02-07 | Delta | Solivia 7.6 TL | Inverters | 7600 |  | 2 |  |  | 0.975 |  | Outdoor | outdoor
Solar Registration Program | NJSRRE1540334142 | Watchung Boro | 7069 | 5 | 19.22 | Residential | No | Behind the Meter | Tesla Energy Operations Inc | PSE&G | Accepted | 2019-02-05 | 2019-02-07 | 2020-02-07 | Tesla | AC Powerwall | Electric Storage Battery |  |  | 2 |  |  |  | Lithium Ion |  | inside
Solar Registration Program | NJSRRE1541800292 | Mickletown | 8056 | 15 | 19.22 | Residential | Yes | Behind the Meter | Trinity Solar | AC Electric | Accepted | 2019-08-07 | 2019-08-12 | 2020-08-12 | Hanwha | Q.PEAK DUO BLK-G5 315 | Solar Panels |  | 0.315 | 24 | 206 | 32 |  | Fixed | Roof
Solar Registration Program | NJSRRE1541800292 | Mickletown | 8056 | 15 | 19.22 | Residential | Yes | Behind the Meter | Trinity Solar | AC Electric | Accepted | 2019-08-07 | 2019-08-12 | 2020-08-12 | Hanwha | Q.PEAK DUO BLK-G5 315 | Solar Panels |  | 0.315 | 14 | 116 | 27 |  | Fixed | Roof
Solar Registration Program | NJSRRE1541800292 | Mickletown | 8056 | 15 | 19.22 | Residential | Yes | Behind the Meter | Trinity Solar | AC Electric | Accepted | 2019-08-07 | 2019-08-12 | 2020-08-12 | Hanwha | Q.PEAK DUO BLK-G5 315 | Solar Panels |  | 0.315 | 3 | 165 | 21 |  | Fixed | Roof
Solar Registration Program | NJSRRE1541800292 | Mickletown | 8056 | 15 | 19.22 | Residential | Yes | Behind the Meter | Trinity Solar | AC Electric | Accepted | 2019-08-07 | 2019-08-12 | 2020-08-12 | Hanwha | Q.PEAK DUO BLK-G5 315 | Solar Panels |  | 0.315 | 20 | 206 | 27 |  | Fixed | Roof
Solar Registration Program | NJSRRE1541800292 | Mickletown | 8056 | 15 | 19.22 | Residential | Yes | Behind the Meter | Trinity Solar | AC Electric | Accepted | 2019-08-07 | 2019-08-12 | 2020-08-12 | Solar Edge | SE7600 | Inverters | 7600 |  | 2 |  |  | 0.97 |  | Outside | side of home
Solar Registration Program | NJSRRE1541888868 | Delanco TWP | 8075 | 13 | 19.22 | Residential | Yes | Behind the Meter | 1st Light Energy Inc | PSE&G | Accepted | 2019-08-27 | 2019-08-30 | 2020-08-30 | Trina | TSM-305DD05A.05 | Solar Panels |  | 0.305 | 16 | 218 | 10 |  | Fixed | Roof
Solar Registration Program | NJSRRE1541888868 | Delanco TWP | 8075 | 13 | 19.22 | Residential | Yes | Behind the Meter | 1st Light Energy Inc | PSE&G | Accepted | 2019-08-27 | 2019-08-30 | 2020-08-30 | Trina | TSM-305DD05A.05 | Solar Panels |  | 0.305 | 11 | 219 | 34 |  | Fixed | Roof
Solar Registration Program | NJSRRE1541888868 | Delanco TWP | 8075 | 13 | 19.22 | Residential | Yes | Behind the Meter | 1st Light Energy Inc | PSE&G | Accepted | 2019-08-27 | 2019-08-30 | 2020-08-30 | Trina | TSM-305DD05A.05 | Solar Panels |  | 0.305 | 19 | 39 | 27 |  | Fixed | Roof
Solar Registration Program | NJSRRE1541888868 | Delanco TWP | 8075 | 13 | 19.22 | Residential | Yes | Behind the Meter | 1st Light Energy Inc | PSE&G | Accepted | 2019-08-27 | 2019-08-30 | 2020-08-30 | Trina | TSM-305DD05A.05 | Solar Panels |  | 0.305 | 17 | 219 | 17 |  | Fixed | Roof
Solar Registration Program | NJSRRE1541888868 | Delanco TWP | 8075 | 13 | 19.22 | Residential | Yes | Behind the Meter | 1st Light Energy Inc | PSE&G | Accepted | 2019-08-27 | 2019-08-30 | 2020-08-30 | SMA | SB 7.7-US | Inverters | 7700 |  | 1 |  |  | 0.98 |  | Outside | within 10 feet of meter
Solar Registration Program | NJSRRE1541888868 | Delanco TWP | 8075 | 13 | 19.22 | Residential | Yes | Behind the Meter | 1st Light Energy Inc | PSE&G | Accepted | 2019-08-27 | 2019-08-30 | 2020-08-30 | SMA | SB 3.8-US | Inverters | 3800 |  | 3 |  |  | 0.98 |  | Outside | within 10 feet of meter
Solar Registration Program | NJSRRE1541894873 | Manalapan Township | 7726 | 17 | 19.22 | Residential | No | Behind the Meter | Pro Custom Solar dba Momentum Solar | JCP&L | Accepted | 2019-08-28 | 2019-09-03 | 2020-09-03 | HANWHA | Q.PEAK DUO BLK-G5 315 | Solar Panels |  | 0.315 | 22 | 267 | 25 |  | Fixed | Roof
Solar Registration Program | NJSRRE1541894873 | Manalapan Township | 7726 | 17 | 19.22 | Residential | No | Behind the Meter | Pro Custom Solar dba Momentum Solar | JCP&L | Accepted | 2019-08-28 | 2019-09-03 | 2020-09-03 | HANWHA | Q.PEAK DUO BLK-G5 315 | Solar Panels |  | 0.315 | 28 | 87 | 27 |  | Fixed | Roof
Solar Registration Program | NJSRRE1541894873 | Manalapan Township | 7726 | 17 | 19.22 | Residential | No | Behind the Meter | Pro Custom Solar dba Momentum Solar | JCP&L | Accepted | 2019-08-28 | 2019-09-03 | 2020-09-03 | HANWHA | Q.PEAK DUO BLK-G5 315 | Solar Panels |  | 0.315 | 11 | 88 | 27 |  | Fixed | Roof
Solar Registration Program | NJSRRE1541894873 | Manalapan Township | 7726 | 17 | 19.22 | Residential | No | Behind the Meter | Pro Custom Solar dba Momentum Solar | JCP&L | Accepted | 2019-08-28 | 2019-09-03 | 2020-09-03 | Enphase Energy | IQ6-60-2-US | Inverters | 240 |  | 61 |  |  | 0.97 |  | Outdoor | Roof
Solar Registration Program | NJSRRE1541993217 | Freehold | 7728 | 17 | 19.22 | Residential | Yes | Behind the Meter | Suntuity Solar LLC | JCP&L | Accepted | 2019-09-03 | 2019-09-05 | 2020-09-05 | Yingli Green Energy | YL315D-30b | Solar Panels |  | 0.315 | 18 | 261 | 25 |  | Fixed | Roof
Solar Registration Program | NJSRRE1541993217 | Freehold | 7728 | 17 | 19.22 | Residential | Yes | Behind the Meter | Suntuity Solar LLC | JCP&L | Accepted | 2019-09-03 | 2019-09-05 | 2020-09-05 | Yingli Green Energy | YL315D-30b | Solar Panels |  | 0.315 | 25 | 81 | 20 |  | Fixed | Roof
Solar Registration Program | NJSRRE1541993217 | Freehold | 7728 | 17 | 19.22 | Residential | Yes | Behind the Meter | Suntuity Solar LLC | JCP&L | Accepted | 2019-09-03 | 2019-09-05 | 2020-09-05 | Yingli Green Energy | YL315D-30b | Solar Panels |  | 0.315 | 18 | 261 | 25 |  | Fixed | Roof
Solar Registration Program | NJSRRE1541993217 | Freehold | 7728 | 17 | 19.22 | Residential | Yes | Behind the Meter | Suntuity Solar LLC | JCP&L | Accepted | 2019-09-03 | 2019-09-05 | 2020-09-05 | Enphase Energy | IQ7-60-2-US | Inverters | 240 |  | 61 |  |  | 0.97 |  | Outdoor | Behind the PV Modules
Solar Registration Program | NJSRRE1542684775 | Forked River | 8731 | 18 | 19.22 | Residential | No | Behind the Meter | Trinity Solar | JCP&L | Accepted | 2019-10-28 | 2019-10-30 | 2020-10-30 | Hanwha | Q.PEAK DUO BLK-G5 315 | Solar Panels |  | 0.315 | 30 | 85 | 21 |  | Fixed | Roof
Solar Registration Program | NJSRRE1542684775 | Forked River | 8731 | 18 | 19.22 | Residential | No | Behind the Meter | Trinity Solar | JCP&L | Accepted | 2019-10-28 | 2019-10-30 | 2020-10-30 | Hanwha | Q.PEAK DUO BLK-G5 315 | Solar Panels |  | 0.315 | 27 | 265 | 21 |  | Fixed | Roof
Solar Registration Program | NJSRRE1542684775 | Forked River | 8731 | 18 | 19.22 | Residential | No | Behind the Meter | Trinity Solar | JCP&L | Accepted | 2019-10-28 | 2019-10-30 | 2020-10-30 | Hanwha | Q.PEAK DUO BLK-G5 315 | Solar Panels |  | 0.315 | 4 | 175 | 18 |  | Fixed | Roof
Solar Registration Program | NJSRRE1542684775 | Forked River | 8731 | 18 | 19.22 | Residential | No | Behind the Meter | Trinity Solar | JCP&L | Accepted | 2019-10-28 | 2019-10-30 | 2020-10-30 | Solar Edge | SE7600 | Inverters | 7600 |  | 1 |  |  | 0.97 |  | Outside | side of home
Solar Registration Program | NJSRRE1542684775 | Forked River | 8731 | 18 | 19.22 | Residential | No | Behind the Meter | Trinity Solar | JCP&L | Accepted | 2019-10-28 | 2019-10-30 | 2020-10-30 | Solar Edge | SE7600 | Inverters | 7600 |  | 1 |  |  | 0.97 |  | Outside | side of home
Solar Registration Program | NJSRRE1543060815 | Berlin | 8009 | 14 | 19.22 | Residential | No | Behind the Meter | Advanced Renewable Solutions | AC Electric | Final As-Built Received | 2019-11-08 | 2019-11-13 | 2020-11-13 | TRINA SOLAR | TSM-310DD05A.05 | Solar Panels |  | 0.31 | 62 | 36126216306 | 28 |  | Fixed | Roof
Solar Registration Program | NJSRRE1543060815 | Berlin | 8009 | 14 | 19.22 | Residential | No | Behind the Meter | Advanced Renewable Solutions | AC Electric | Final As-Built Received | 2019-11-08 | 2019-11-13 | 2020-11-13 | SOLAR EDGE | SE6000H-US000N-NC2 | Inverters | 6000 |  | 1 |  |  | 0.992 |  | Outdoor | Wall mounted, adjacent to Utility Meter and Disconnect
Solar Registration Program | NJSRRE1543060815 | Berlin | 8009 | 14 | 19.22 | Residential | No | Behind the Meter | Advanced Renewable Solutions | AC Electric | Final As-Built Received | 2019-11-08 | 2019-11-13 | 2020-11-13 | SOLAR EDGE | SE7600H-US000N-NC2 | Inverters | 7600 |  | 1 |  |  | 0.992 |  | Outdoor | Wall mounted, adjacent to Utility Meter and Disconnect
Solar Registration Program | NJSRRE1543065604 | Marlton | 8053 | 13 | 19.22 | Residential | Yes | Behind the Meter | Trinity Solar | PSE&G | Accepted | 2019-11-11 | 2019-11-13 | 2020-11-13 | Hanwha | Q.PEAK DUO BLK-G5 315 | Solar Panels |  | 0.315 | 18 | 48 | 21 |  | Fixed | Roof
Solar Registration Program | NJSRRE1543065604 | Marlton | 8053 | 13 | 19.22 | Residential | Yes | Behind the Meter | Trinity Solar | PSE&G | Accepted | 2019-11-11 | 2019-11-13 | 2020-11-13 | Hanwha | Q.PEAK DUO BLK-G5 315 | Solar Panels |  | 0.315 | 20 | 228 | 21 |  | Fixed | Roof
Solar Registration Program | NJSRRE1543065604 | Marlton | 8053 | 13 | 19.22 | Residential | Yes | Behind the Meter | Trinity Solar | PSE&G | Accepted | 2019-11-11 | 2019-11-13 | 2020-11-13 | Hanwha | Q.PEAK DUO BLK-G5 315 | Solar Panels |  | 0.315 | 9 | 228 | 21 |  | Fixed | Roof
Solar Registration Program | NJSRRE1543065604 | Marlton | 8053 | 13 | 19.22 | Residential | Yes | Behind the Meter | Trinity Solar | PSE&G | Accepted | 2019-11-11 | 2019-11-13 | 2020-11-13 | Hanwha | Q.PEAK DUO BLK-G5 315 | Solar Panels |  | 0.315 | 7 | 318 | 21 |  | Fixed | Roof
Solar Registration Program | NJSRRE1543065604 | Marlton | 8053 | 13 | 19.22 | Residential | Yes | Behind the Meter | Trinity Solar | PSE&G | Accepted | 2019-11-11 | 2019-11-13 | 2020-11-13 | Hanwha | Q.PEAK DUO BLK-G5 315 | Solar Panels |  | 0.315 | 7 | 138 | 21 |  | Fixed | Roof
Solar Registration Program | NJSRRE1543065604 | Marlton | 8053 | 13 | 19.22 | Residential | Yes | Behind the Meter | Trinity Solar | PSE&G | Accepted | 2019-11-11 | 2019-11-13 | 2020-11-13 | Solar Edge | SE10000 | Inverters | 10000 |  | 1 |  |  | 0.97 |  | Outside | side of home
Solar Registration Program | NJSRRE1543065604 | Marlton | 8053 | 13 | 19.22 | Residential | Yes | Behind the Meter | Trinity Solar | PSE&G | Accepted | 2019-11-11 | 2019-11-13 | 2020-11-13 | Solar Edge | SE6000 | Inverters | 6000 |  | 1 |  |  | 0.97 |  | Outside | side of home
Solar Registration Program | NJSRRE1543151885 | LIVINGSTON | 7039 | 9 | 19.22 | Residential | No | Behind the Meter | Pro Custom Solar dba Momentum Solar | PSE&G | Accepted | 2019-11-13 | 2019-11-15 | 2020-11-15 | HANWHA | Q.PEAK DUO BLK-G5 315 | Solar Panels |  | 0.315 | 16 | 212 | 23 |  | Fixed | Roof
Solar Registration Program | NJSRRE1543151885 | LIVINGSTON | 7039 | 9 | 19.22 | Residential | No | Behind the Meter | Pro Custom Solar dba Momentum Solar | PSE&G | Accepted | 2019-11-13 | 2019-11-15 | 2020-11-15 | HANWHA | Q.PEAK DUO BLK-G5 315 | Solar Panels |  | 0.315 | 14 | 32 | 23 |  | Fixed | Roof
Solar Registration Program | NJSRRE1543151885 | LIVINGSTON | 7039 | 9 | 19.22 | Residential | No | Behind the Meter | Pro Custom Solar dba Momentum Solar | PSE&G | Accepted | 2019-11-13 | 2019-11-15 | 2020-11-15 | HANWHA | Q.PEAK DUO BLK-G5 315 | Solar Panels |  | 0.315 | 16 | 122 | 23 |  | Fixed | Roof
Solar Registration Program | NJSRRE1543151885 | LIVINGSTON | 7039 | 9 | 19.22 | Residential | No | Behind the Meter | Pro Custom Solar dba Momentum Solar | PSE&G | Accepted | 2019-11-13 | 2019-11-15 | 2020-11-15 | HANWHA | Q.PEAK DUO BLK-G5 315 | Solar Panels |  | 0.315 | 12 | 302 | 23 |  | Fixed | Roof
Solar Registration Program | NJSRRE1543151885 | LIVINGSTON | 7039 | 9 | 19.22 | Residential | No | Behind the Meter | Pro Custom Solar dba Momentum Solar | PSE&G | Accepted | 2019-11-13 | 2019-11-15 | 2020-11-15 | HANWHA | Q.PEAK DUO BLK-G5 315 | Solar Panels |  | 0.315 | 3 | 32 | 23 |  | Fixed | Roof
Solar Registration Program | NJSRRE1543151885 | LIVINGSTON | 7039 | 9 | 19.22 | Residential | No | Behind the Meter | Pro Custom Solar dba Momentum Solar | PSE&G | Accepted | 2019-11-13 | 2019-11-15 | 2020-11-15 | Enphase Energy | IQ6-60-2-US | Inverters | 240 |  | 61 |  |  | 0.97 |  | Outdoor | Roof
Solar Registration Program | NJSRRE1543421819 | Pilesgrove | 8098 | 16 | 19.22 | Residential | Yes | Behind the Meter | RCL Enterprises Inc. | AC Electric | Accepted | 2019-11-19 | 2019-11-22 | 2020-11-22 | trina | TSM-310DD05H.05 | Solar Panels |  | 0.31 | 23 | 126 | 24 |  | Fixed | Roof
Solar Registration Program | NJSRRE1543421819 | Pilesgrove | 8098 | 16 | 19.22 | Residential | Yes | Behind the Meter | RCL Enterprises Inc. | AC Electric | Accepted | 2019-11-19 | 2019-11-22 | 2020-11-22 | trina | TSM-310DD05H.05 | Solar Panels |  | 0.31 | 39 | 126 | 24 |  | Fixed | Roof
Solar Registration Program | NJSRRE1543421819 | Pilesgrove | 8098 | 16 | 19.22 | Residential | Yes | Behind the Meter | RCL Enterprises Inc. | AC Electric | Accepted | 2019-11-19 | 2019-11-22 | 2020-11-22 | enphase | iq7 | Inverters | 9360 |  | 39 |  |  | 0.96 |  | Outside | under panels
Solar Registration Program | NJSRRE1543421819 | Pilesgrove | 8098 | 16 | 19.22 | Residential | Yes | Behind the Meter | RCL Enterprises Inc. | AC Electric | Accepted | 2019-11-19 | 2019-11-22 | 2020-11-22 | enphase | iq7 | Inverters | 5520 |  | 23 |  |  | 0.96 |  | Outside | under panels
Solar Registration Program | NJSRRE1543532703 | Sicklerville | 8081 | 14 | 19.22 | Residential | Yes | Behind the Meter | Solar Energy World | AC Electric | Accepted | 2019-12-12 | 2019-12-17 | 2020-12-17 | LONGi Green Energy Technology | LR6-60HPB-310M | Solar Panels |  | 0.31 | 62 | 133 | 22 |  | Fixed | Roof
Solar Registration Program | NJSRRE1543532703 | Sicklerville | 8081 | 14 | 19.22 | Residential | Yes | Behind the Meter | Solar Energy World | AC Electric | Accepted | 2019-12-12 | 2019-12-17 | 2020-12-17 | Solar Edge | SE7600H-USRGM | Inverters | 7600 |  | 1 |  |  | 0.98 |  | Outdoor | near meter
Solar Registration Program | NJSRRE1543555656 | Blue Anchor | 8037 | 19 | 19.22 | Residential | No | Behind the Meter | Sun Up Zero Down | AC Electric | Accepted | 2019-12-17 | 2019-12-20 | 2020-12-20 | certainteed | CT315HC11-04 | Solar Panels |  | 0.315 | 61 | 269 | 26 |  | Fixed | Roof
Solar Registration Program | NJSRRE1543555656 | Blue Anchor | 8037 | 19 | 19.22 | Residential | No | Behind the Meter | Sun Up Zero Down | AC Electric | Accepted | 2019-12-17 | 2019-12-20 | 2020-12-20 | solaredge | SE7600H-US | Inverters | 7600 |  | 2 |  |  | 0.973 |  | Outside | outside wall
Solar Registration Program | NJSRRE1542248585 | Hamilton | 8609 | 12 | 19.24 | Residential | No | Behind the Meter | Exact Solar | PSE&G | Accepted | 2019-09-05 | 2019-09-10 | 2020-09-10 | Jinko | JKM370M-72 | Solar Panels |  | 0.37 | 8 | 93 | 18 |  | Fixed | Roof
Solar Registration Program | NJSRRE1542248585 | Hamilton | 8609 | 12 | 19.24 | Residential | No | Behind the Meter | Exact Solar | PSE&G | Accepted | 2019-09-05 | 2019-09-10 | 2020-09-10 | Jinko | JKM370M-72 | Solar Panels |  | 0.37 | 44 | 183 | 35 |  | Fixed | Roof
Solar Registration Program | NJSRRE1542248585 | Hamilton | 8609 | 12 | 19.24 | Residential | No | Behind the Meter | Exact Solar | PSE&G | Accepted | 2019-09-05 | 2019-09-10 | 2020-09-10 | SolarEdge | SE10000H | Inverters | 10000 |  | 1 |  |  | 0.99 |  | Indoor | basement
Solar Registration Program | NJSRRE1542248585 | Hamilton | 8609 | 12 | 19.24 | Residential | No | Behind the Meter | Exact Solar | PSE&G | Accepted | 2019-09-05 | 2019-09-10 | 2020-09-10 | SolarEdge | SE7600H | Inverters | 7600 |  | 1 |  |  | 0.99 |  | Indoor | basement
Solar Registration Program | NJSRRE1542429054 | WALL | 7719 | 17 | 19.25 | Residential | No | Behind the Meter | SEA BRIGHT SOLAR, LLC | JCP&L | Final As-Built Received | 2019-09-23 | 2019-09-25 | 2020-09-25 | SUNPOWER | SPR-X21-350-BLK-AC | Solar Panels |  | 0.35 | 24 | 132 | 14 |  | Fixed | Roof | SE
Solar Registration Program | NJSRRE1542429054 | WALL | 7719 | 17 | 19.25 | Residential | No | Behind the Meter | SEA BRIGHT SOLAR, LLC | JCP&L | Final As-Built Received | 2019-09-23 | 2019-09-25 | 2020-09-25 | SUNPOWER | SPR-X21-350-BLK-AC | Solar Panels |  | 0.35 | 8 | 222 | 14 |  | Fixed | Roof | SW
Solar Registration Program | NJSRRE1542429054 | WALL | 7719 | 17 | 19.25 | Residential | No | Behind the Meter | SEA BRIGHT SOLAR, LLC | JCP&L | Final As-Built Received | 2019-09-23 | 2019-09-25 | 2020-09-25 | SUNPOWER | SPR-X21-350-BLK-AC | Solar Panels |  | 0.35 | 14 | 132 | 14 |  | Fixed | Roof | SE
Solar Registration Program | NJSRRE1542429054 | WALL | 7719 | 17 | 19.25 | Residential | No | Behind the Meter | SEA BRIGHT SOLAR, LLC | JCP&L | Final As-Built Received | 2019-09-23 | 2019-09-25 | 2020-09-25 | SUNPOWER | SPR-X21-350-BLK-AC | Solar Panels |  | 0.35 | 9 | 161 | 14 |  | Fixed | Roof | SE
Solar Registration Program | NJSRRE1542429054 | WALL | 7719 | 17 | 19.25 | Residential | No | Behind the Meter | SEA BRIGHT SOLAR, LLC | JCP&L | Final As-Built Received | 2019-09-23 | 2019-09-25 | 2020-09-25 | SUNPOWER | PVS6 | Meters |  |  | 1 |  |  |  | Yes | Indoor
Solar Registration Program | NJSRRE1542429054 | WALL | 7719 | 17 | 19.25 | Residential | No | Behind the Meter | SEA BRIGHT SOLAR, LLC | JCP&L | Final As-Built Received | 2019-09-23 | 2019-09-25 | 2020-09-25 | SUNPOWER | SPR-X21-350-BLK-AC | Inverters | 320 |  | 55 |  |  | 0.96 |  | Outside | BENEATH ARRAY
Solar Registration Program | NJSRRE1543501669 | Fairfield | 7004 | 9 | 19.36 | Commercial | No | Behind the Meter | Geoscape Solar | PSE&G | Accepted | 2019-12-09 | 2019-12-11 | 2020-12-11 | SUNPOWER | SPR-P19-395-COM | Solar Panels |  | 0.395 | 49 | 162 | 5 |  | Fixed | Roof
Solar Registration Program | NJSRRE1543501669 | Fairfield | 7004 | 9 | 19.36 | Commercial | No | Behind the Meter | Geoscape Solar | PSE&G | Accepted | 2019-12-09 | 2019-12-11 | 2020-12-11 | SOLAREDGE | SE14.4K-US | Inverters | 14400 |  | 1 |  |  | 0.98 |  | Outside | ADJ. TO UTILITY METER
Solar Registration Program | NJSRRE1541032553 | Manahawkin | 8050 | 18 | 19.43 | Residential | Yes | Behind the Meter | Sunrun Installation Services, Inc. | AC Electric | Accepted | 2019-05-22 | 2019-05-28 | 2020-05-28 | REC Solar | REC290TP2 BLK | Solar Panels |  | 0.29 | 18 | 285 | 18 |  | Fixed | Roof
Solar Registration Program | NJSRRE1541032553 | Manahawkin | 8050 | 18 | 19.43 | Residential | Yes | Behind the Meter | Sunrun Installation Services, Inc. | AC Electric | Accepted | 2019-05-22 | 2019-05-28 | 2020-05-28 | REC Solar | REC290TP2 BLK | Solar Panels |  | 0.29 | 9 | 285 | 18 |  | Fixed | Roof
Solar Registration Program | NJSRRE1541032553 | Manahawkin | 8050 | 18 | 19.43 | Residential | Yes | Behind the Meter | Sunrun Installation Services, Inc. | AC Electric | Accepted | 2019-05-22 | 2019-05-28 | 2020-05-28 | REC Solar | REC290TP2 BLK | Solar Panels |  | 0.29 | 7 | 285 | 18 |  | Fixed | Roof
Solar Registration Program | NJSRRE1541032553 | Manahawkin | 8050 | 18 | 19.43 | Residential | Yes | Behind the Meter | Sunrun Installation Services, Inc. | AC Electric | Accepted | 2019-05-22 | 2019-05-28 | 2020-05-28 | REC Solar | REC290TP2 BLK | Solar Panels |  | 0.29 | 20 | 105 | 18 |  | Fixed | Roof
Solar Registration Program | NJSRRE1541032553 | Manahawkin | 8050 | 18 | 19.43 | Residential | Yes | Behind the Meter | Sunrun Installation Services, Inc. | AC Electric | Accepted | 2019-05-22 | 2019-05-28 | 2020-05-28 | REC Solar | REC290TP2 BLK | Solar Panels |  | 0.29 | 13 | 105 | 18 |  | Fixed | Roof
Solar Registration Program | NJSRRE1541032553 | Manahawkin | 8050 | 18 | 19.43 | Residential | Yes | Behind the Meter | Sunrun Installation Services, Inc. | AC Electric | Accepted | 2019-05-22 | 2019-05-28 | 2020-05-28 | SMA America | SB7.7-1SP-US-40 | Inverters | 7680 |  | 1 |  |  | 0.96 |  | Outdoor | Next To Meter
Solar Registration Program | NJSRRE1541032553 | Manahawkin | 8050 | 18 | 19.43 | Residential | Yes | Behind the Meter | Sunrun Installation Services, Inc. | AC Electric | Accepted | 2019-05-22 | 2019-05-28 | 2020-05-28 | SMA America | SB5.0-1SP-US-40 | Inverters | 5000 |  | 1 |  |  | 0.96 |  | Outdoor | Next To Meter
Solar Registration Program | NJSRRE1541032553 | Manahawkin | 8050 | 18 | 19.43 | Residential | Yes | Behind the Meter | Sunrun Installation Services, Inc. | AC Electric | Accepted | 2019-05-22 | 2019-05-28 | 2020-05-28 | SMA America | SB7.0-1SP-US-40 | Inverters | 7000 |  | 1 |  |  | 0.96 |  | Outdoor | Next To Meter
Solar Registration Program | NJSRRE1541672357 | NEW BRUNSWICK | 8901 | 11 | 19.43 | Residential | Yes | Behind the Meter | Pro Custom Solar dba Momentum Solar | PSE&G | Accepted | 2019-07-16 | 2019-07-18 | 2020-07-18 | LG ELECTRONICS | LG 335N1C-A5 | Solar Panels |  | 0.335 | 20 | 341 | 17 |  | Fixed | Roof
Solar Registration Program | NJSRRE1541672357 | NEW BRUNSWICK | 8901 | 11 | 19.43 | Residential | Yes | Behind the Meter | Pro Custom Solar dba Momentum Solar | PSE&G | Accepted | 2019-07-16 | 2019-07-18 | 2020-07-18 | LG ELECTRONICS | LG 335N1C-A5 | Solar Panels |  | 0.335 | 16 | 160 | 16 |  | Fixed | Roof
Solar Registration Program | NJSRRE1541672357 | NEW BRUNSWICK | 8901 | 11 | 19.43 | Residential | Yes | Behind the Meter | Pro Custom Solar dba Momentum Solar | PSE&G | Accepted | 2019-07-16 | 2019-07-18 | 2020-07-18 | LG ELECTRONICS | LG 335N1C-A5 | Solar Panels |  | 0.335 | 22 | 160 | 9 |  | Fixed | Roof
Solar Registration Program | NJSRRE1541672357 | NEW BRUNSWICK | 8901 | 11 | 19.43 | Residential | Yes | Behind the Meter | Pro Custom Solar dba Momentum Solar | PSE&G | Accepted | 2019-07-16 | 2019-07-18 | 2020-07-18 | ENPHASE | IQ7PLUS-72-2-US | Inverters | 250 |  | 58 |  |  | 0.97 |  | Outdoor | Roof
Solar Registration Program | NJSRRE1541847998 | Washington | 7882 | 2 | 19.43 | Residential | Yes | Behind the Meter | Sunrun Installation Services, Inc. | JCP&L | Accepted | 2019-08-15 | 2019-08-23 | 2020-08-23 | REC Solar | REC290TP2 BLK | Solar Panels |  | 0.29 | 31 | 139 | 27 |  | Fixed | Roof
Solar Registration Program | NJSRRE1541847998 | Washington | 7882 | 2 | 19.43 | Residential | Yes | Behind the Meter | Sunrun Installation Services, Inc. | JCP&L | Accepted | 2019-08-15 | 2019-08-23 | 2020-08-23 | REC Solar | REC290TP2 BLK | Solar Panels |  | 0.29 | 36 | 228 | 30 |  | Fixed | Roof
Solar Registration Program | NJSRRE1541847998 | Washington | 7882 | 2 | 19.43 | Residential | Yes | Behind the Meter | Sunrun Installation Services, Inc. | JCP&L | Accepted | 2019-08-15 | 2019-08-23 | 2020-08-23 | Ningbo Ginlong Technologies | Solis-1P10K-4G-US | Inverters | 10000 |  | 2 |  |  | 0.96 |  | Outdoor | Next To Meter
Solar Registration Program | NJSRRE1542377455 | northfield | 8225 | 19 | 19.44 | Commercial | Yes | Behind the Meter | CE Team Inc. | AC Electric | Accepted | 2019-09-10 | 2019-09-26 | 2020-09-26 | Longi | LR6-72BP-360M-40 | Solar Panels |  | 0.36 | 54 | 142 | 10 |  | Fixed | Roof
Solar Registration Program | NJSRRE1542377455 | northfield | 8225 | 19 | 19.44 | Commercial | Yes | Behind the Meter | CE Team Inc. | AC Electric | Accepted | 2019-09-10 | 2019-09-26 | 2020-09-26 | solaredge | se9000u | Inverters | 18000 |  | 2 |  |  | 0.965 |  | Outdoor | roof
Solar Registration Program | NJSRRE1543013405 | Sparta | 7871 | 1 | 19.44 | Residential | No | Behind the Meter | Accord Power Inc | JCP&L | Accepted | 2019-11-12 | 2019-11-18 | 2020-11-18 | LG | Q1C-A5 360W | Solar Panels |  | 0.36 | 12 | 261 | 30 |  | Fixed | Roof
Solar Registration Program | NJSRRE1543013405 | Sparta | 7871 | 1 | 19.44 | Residential | No | Behind the Meter | Accord Power Inc | JCP&L | Accepted | 2019-11-12 | 2019-11-18 | 2020-11-18 | LG | Q1C-A5 360W | Solar Panels |  | 0.36 | 34 | 170 | 30 |  | Fixed | Roof
Solar Registration Program | NJSRRE1543013405 | Sparta | 7871 | 1 | 19.44 | Residential | No | Behind the Meter | Accord Power Inc | JCP&L | Accepted | 2019-11-12 | 2019-11-18 | 2020-11-18 | LG | Q1C-A5 360W | Solar Panels |  | 0.36 | 8 | 81 | 30 |  | Fixed | Roof
Solar Registration Program | NJSRRE1543013405 | Sparta | 7871 | 1 | 19.44 | Residential | No | Behind the Meter | Accord Power Inc | JCP&L | Accepted | 2019-11-12 | 2019-11-18 | 2020-11-18 | AP System | YC600 | Inverters | 600 |  | 27 |  |  | 0.967 |  | Outdoor | roof
Solar Registration Program | NJSRRE1543201905 | Plainsboro | 8536 | 11 | 19.44 | Residential | No | Behind the Meter | Exact Solar | PSE&G | Accepted | 2019-11-13 | 2019-11-18 | 2020-11-18 | LG | LG360Q1C-V5 | Solar Panels |  | 0.36 | 54 | 156 | 36 |  | Fixed | Roof
Solar Registration Program | NJSRRE1543201905 | Plainsboro | 8536 | 11 | 19.44 | Residential | No | Behind the Meter | Exact Solar | PSE&G | Accepted | 2019-11-13 | 2019-11-18 | 2020-11-18 | Sol-Ark | Sol-Ark-8K-48-ST | Inverters | 9000 |  | 2 |  |  | 0.96 |  | Indoor | basement
Solar Registration Program | NJSRRE1543201905 | Plainsboro | 8536 | 11 | 19.44 | Residential | No | Behind the Meter | Exact Solar | PSE&G | Accepted | 2019-11-13 | 2019-11-18 | 2020-11-18 | Sol-Ark | PCC-230 | Electric Storage Battery |  |  | 4 |  |  |  | Lead Acid |  | inside
Solar Registration Program | NJSRRE1541117629 | West Long Branch | 7764 | 17 | 19.47 | Residential | No | Behind the Meter | Tesla Energy Operations Inc | JCP&L | Accepted | 2019-06-05 | 2019-06-10 | 2020-06-10 | SolarCity Standard | SC330 | Solar Panels |  | 0.33 | 8 | 169 | 28 |  | Fixed | Roof
Solar Registration Program | NJSRRE1541117629 | West Long Branch | 7764 | 17 | 19.47 | Residential | No | Behind the Meter | Tesla Energy Operations Inc | JCP&L | Accepted | 2019-06-05 | 2019-06-10 | 2020-06-10 | SolarCity Standard | SC330 | Solar Panels |  | 0.33 | 8 | 79 | 28 |  | Fixed | Roof
Solar Registration Program | NJSRRE1541117629 | West Long Branch | 7764 | 17 | 19.47 | Residential | No | Behind the Meter | Tesla Energy Operations Inc | JCP&L | Accepted | 2019-06-05 | 2019-06-10 | 2020-06-10 | SolarCity Standard | SC330 | Solar Panels |  | 0.33 | 10 | 259 | 28 |  | Fixed | Roof
Solar Registration Program | NJSRRE1541117629 | West Long Branch | 7764 | 17 | 19.47 | Residential | No | Behind the Meter | Tesla Energy Operations Inc | JCP&L | Accepted | 2019-06-05 | 2019-06-10 | 2020-06-10 | SolarCity Standard | SC330 | Solar Panels |  | 0.33 | 18 | 79 | 28 |  | Fixed | Roof
Solar Registration Program | NJSRRE1541117629 | West Long Branch | 7764 | 17 | 19.47 | Residential | No | Behind the Meter | Tesla Energy Operations Inc | JCP&L | Accepted | 2019-06-05 | 2019-06-10 | 2020-06-10 | SolarCity Standard | SC330 | Solar Panels |  | 0.33 | 15 | 259 | 28 |  | Fixed | Roof
Solar Registration Program | NJSRRE1541117629 | West Long Branch | 7764 | 17 | 19.47 | Residential | No | Behind the Meter | Tesla Energy Operations Inc | JCP&L | Accepted | 2019-06-05 | 2019-06-10 | 2020-06-10 | SolarEdge Technologies | SE7600H-US000SNC2 | Inverters | 7600 |  | 1 |  |  | 0.99 |  | Indoor | indoor
Solar Registration Program | NJSRRE1541117629 | West Long Branch | 7764 | 17 | 19.47 | Residential | No | Behind the Meter | Tesla Energy Operations Inc | JCP&L | Accepted | 2019-06-05 | 2019-06-10 | 2020-06-10 | SolarEdge Technologies | SE10000H-US000SNC2 | Inverters | 10000 |  | 1 |  |  | 0.99 |  | Outdoor | outdoor
Solar Registration Program | NJSRRE1541117629 | West Long Branch | 7764 | 17 | 19.47 | Residential | No | Behind the Meter | Tesla Energy Operations Inc | JCP&L | Accepted | 2019-06-05 | 2019-06-10 | 2020-06-10 | Tesla | AC Powerwall 2.0 | Electric Storage Battery |  |  | 3 |  |  |  | Lithium Ion |  | inside
Solar Registration Program | NJSRRE1542578576 | Monroe Township | 8831 | 11 | 19.47 | Residential | No | Behind the Meter | Grren Power Energy | JCP&L | Accepted | 2019-10-23 | 2019-10-25 | 2020-10-25 | Panasonic | VBHN330SA17 | Solar Panels |  | 0.33 | 4 | 55 | 20 |  | Fixed | Roof
Solar Registration Program | NJSRRE1542578576 | Monroe Township | 8831 | 11 | 19.47 | Residential | No | Behind the Meter | Grren Power Energy | JCP&L | Accepted | 2019-10-23 | 2019-10-25 | 2020-10-25 | Panasonic | VBHN330SA17 | Solar Panels |  | 0.33 | 43 | 235 | 20 |  | Fixed | Roof
Solar Registration Program | NJSRRE1542578576 | Monroe Township | 8831 | 11 | 19.47 | Residential | No | Behind the Meter | Grren Power Energy | JCP&L | Accepted | 2019-10-23 | 2019-10-25 | 2020-10-25 | Panasonic | VBHN330SA17 | Solar Panels |  | 0.33 | 12 | 145 | 20 |  | Fixed | Roof
Solar Registration Program | NJSRRE1542578576 | Monroe Township | 8831 | 11 | 19.47 | Residential | No | Behind the Meter | Grren Power Energy | JCP&L | Accepted | 2019-10-23 | 2019-10-25 | 2020-10-25 | Solar Edge | SE10000H-US | Inverters | 10000 |  | 2 |  |  | 0.97 |  | Outside | next to meter
Solar Registration Program | NJSRRE1541680381 | Dorothy | 8317 | 19 | 19.5 | Residential | No | Behind the Meter | Castle Energy, LLC | AC Electric | Accepted | 2019-07-18 | 2019-07-22 | 2020-07-22 | Hanwha QCells | Q.PEAK DUO G5 325 | Solar Panels |  | 0.325 | 60 | 180 | 25 |  | Fixed | Ground
Solar Registration Program | NJSRRE1541680381 | Dorothy | 8317 | 19 | 19.5 | Residential | No | Behind the Meter | Castle Energy, LLC | AC Electric | Accepted | 2019-07-18 | 2019-07-22 | 2020-07-22 | Enphase Energy | IQ7-60-2-US | Inverters | 240 |  | 60 |  |  | 0.976 |  | Outdoor | Underneath each solar module
Solar Registration Program | NJSRRE1542498330 | Manalapan | 7726 | 17 | 19.5 | Residential | No | Behind the Meter | Green Power Energy | JCP&L | Accepted | 2019-10-02 | 2019-10-04 | 2020-10-04 | Panasonic | VBHN325KA03 | Solar Panels |  | 0.325 | 24 | 160 | 30 |  | Fixed | Roof
Solar Registration Program | NJSRRE1542498330 | Manalapan | 7726 | 17 | 19.5 | Residential | No | Behind the Meter | Green Power Energy | JCP&L | Accepted | 2019-10-02 | 2019-10-04 | 2020-10-04 | Panasonic | VBHN325KA03 | Solar Panels |  | 0.325 | 17 | 159 | 30 |  | Fixed | Roof
Solar Registration Program | NJSRRE1542498330 | Manalapan | 7726 | 17 | 19.5 | Residential | No | Behind the Meter | Green Power Energy | JCP&L | Accepted | 2019-10-02 | 2019-10-04 | 2020-10-04 | Panasonic | VBHN325KA03 | Solar Panels |  | 0.325 | 9 | 251 | 30 |  | Fixed | Roof
Solar Registration Program | NJSRRE1542498330 | Manalapan | 7726 | 17 | 19.5 | Residential | No | Behind the Meter | Green Power Energy | JCP&L | Accepted | 2019-10-02 | 2019-10-04 | 2020-10-04 | Panasonic | VBHN325KA03 | Solar Panels |  | 0.325 | 10 | 70 | 30 |  | Fixed | Roof
Solar Registration Program | NJSRRE1542498330 | Manalapan | 7726 | 17 | 19.5 | Residential | No | Behind the Meter | Green Power Energy | JCP&L | Accepted | 2019-10-02 | 2019-10-04 | 2020-10-04 | Solar Edge | SE10000H-US | Inverters | 10000 |  | 2 |  |  | 0.97 |  | Outside | next to meter
Solar Registration Program | NJSRRE1542501380 | sewell | 8080 | 15 | 19.5 | Residential | No | Behind the Meter | Sunny Corp | AC Electric | Accepted | 2019-10-03 | 2019-10-08 | 2020-10-08 | Panasonic | VBHN325KA03 | Solar Panels |  | 0.325 | 13 | 154 | 39 |  | Fixed | Roof
Solar Registration Program | NJSRRE1542501380 | sewell | 8080 | 15 | 19.5 | Residential | No | Behind the Meter | Sunny Corp | AC Electric | Accepted | 2019-10-03 | 2019-10-08 | 2020-10-08 | PANASONIC | VBHN325KA03 | Solar Panels |  | 0.325 | 9 | 244 | 40 |  | Fixed | Roof
Solar Registration Program | NJSRRE1542501380 | sewell | 8080 | 15 | 19.5 | Residential | No | Behind the Meter | Sunny Corp | AC Electric | Accepted | 2019-10-03 | 2019-10-08 | 2020-10-08 | PANASONIC | VBHN325KA03 | Solar Panels |  | 0.325 | 3 | 244 | 38 |  | Fixed | Roof
Solar Registration Program | NJSRRE1542501380 | sewell | 8080 | 15 | 19.5 | Residential | No | Behind the Meter | Sunny Corp | AC Electric | Accepted | 2019-10-03 | 2019-10-08 | 2020-10-08 | PANASONIC | VBHN325KA03 | Solar Panels |  | 0.325 | 17 | 334 | 37 |  | Fixed | Roof
Solar Registration Program | NJSRRE1542501380 | sewell | 8080 | 15 | 19.5 | Residential | No | Behind the Meter | Sunny Corp | AC Electric | Accepted | 2019-10-03 | 2019-10-08 | 2020-10-08 | PANASONIC | VBHN325KA03 | Solar Panels |  | 0.325 | 4 | 244 | 40 |  | Fixed | Roof
Solar Registration Program | NJSRRE1542501380 | sewell | 8080 | 15 | 19.5 | Residential | No | Behind the Meter | Sunny Corp | AC Electric | Accepted | 2019-10-03 | 2019-10-08 | 2020-10-08 | PANASONIC | VBHN325KA03 | Solar Panels |  | 0.325 | 3 | 64 | 38 |  | Fixed | Roof
Solar Registration Program | NJSRRE1542501380 | sewell | 8080 | 15 | 19.5 | Residential | No | Behind the Meter | Sunny Corp | AC Electric | Accepted | 2019-10-03 | 2019-10-08 | 2020-10-08 | PANASONIC | VBHN325KA03 | Solar Panels |  | 0.325 | 11 | 154 | 38 |  | Fixed | Roof
Solar Registration Program | NJSRRE1542501380 | sewell | 8080 | 15 | 19.5 | Residential | No | Behind the Meter | Sunny Corp | AC Electric | Accepted | 2019-10-03 | 2019-10-08 | 2020-10-08 | SOLAREDGE | SE7600H-US | Inverters | 7600 |  | 1 |  |  | 0.992 |  | Outside | GARAGE
Solar Registration Program | NJSRRE1542553602 | Browns Mills | 8015 | 13 | 19.5 | Residential | No | Behind the Meter | Maier Solar Engineering dba Solar Me | JCP&L | Accepted | 2019-10-17 | 2019-10-21 | 2020-10-21 | Canadian | CS1H-325MS | Solar Panels |  | 0.325 | 30 | 139 | 15 |  | Fixed | Roof
Solar Registration Program | NJSRRE1542553602 | Browns Mills | 8015 | 13 | 19.5 | Residential | No | Behind the Meter | Maier Solar Engineering dba Solar Me | JCP&L | Accepted | 2019-10-17 | 2019-10-21 | 2020-10-21 | Canadian | CS1H-325MS | Solar Panels |  | 0.325 | 30 | 319 | 15 |  | Fixed | Roof
Solar Registration Program | NJSRRE1542553602 | Browns Mills | 8015 | 13 | 19.5 | Residential | No | Behind the Meter | Maier Solar Engineering dba Solar Me | JCP&L | Accepted | 2019-10-17 | 2019-10-21 | 2020-10-21 | Enphase | IQ7 | Inverters | 240 |  | 60 |  |  | 0.96 |  | Outside | Next to meter
Solar Registration Program | NJSRRE1540285871 | Barnegat | 8005 | 18 | 19.53 | Residential | Yes | Behind the Meter | Pro Custom Solar dba Momentum Solar | JCP&L | Accepted | 2019-01-24 | 2019-01-29 | 2020-01-29 | HANWHA | Q.PEAK DUO BLK-G5 315 | Solar Panels |  | 0.315 | 38 | 126 | 22 |  | Fixed | Roof
Solar Registration Program | NJSRRE1540285871 | Barnegat | 8005 | 18 | 19.53 | Residential | Yes | Behind the Meter | Pro Custom Solar dba Momentum Solar | JCP&L | Accepted | 2019-01-24 | 2019-01-29 | 2020-01-29 | HANWHA | Q.PEAK DUO BLK-G5 315 | Solar Panels |  | 0.315 | 24 | 306 | 22 |  | Fixed | Roof
Solar Registration Program | NJSRRE1540285871 | Barnegat | 8005 | 18 | 19.53 | Residential | Yes | Behind the Meter | Pro Custom Solar dba Momentum Solar | JCP&L | Accepted | 2019-01-24 | 2019-01-29 | 2020-01-29 | ENPHASE | IQ7 | Inverters | 240 |  | 62 |  |  | 0.97 |  | Outside | ROOF
Solar Registration Program | NJSRRE1541884061 | Franklinville | 8322 | 15 | 19.53 | Residential | No | Behind the Meter | Orbit Energy & Power, LLC | AC Electric | Accepted | 2019-08-26 | 2019-08-28 | 2020-08-28 | axitec | axitec 310 | Solar Panels |  | 0.31 | 15 | 87 | 35 |  | Fixed | Roof
Solar Registration Program | NJSRRE1541884061 | Franklinville | 8322 | 15 | 19.53 | Residential | No | Behind the Meter | Orbit Energy & Power, LLC | AC Electric | Accepted | 2019-08-26 | 2019-08-28 | 2020-08-28 | axitec | axitec 310 | Solar Panels |  | 0.31 | 16 | 267 | 35 |  | Fixed | Roof
Solar Registration Program | NJSRRE1541884061 | Franklinville | 8322 | 15 | 19.53 | Residential | No | Behind the Meter | Orbit Energy & Power, LLC | AC Electric | Accepted | 2019-08-26 | 2019-08-28 | 2020-08-28 | axitec | axitec 310 | Solar Panels |  | 0.31 | 29 | 175 | 45 |  | Fixed | Roof
Solar Registration Program | NJSRRE1541884061 | Franklinville | 8322 | 15 | 19.53 | Residential | No | Behind the Meter | Orbit Energy & Power, LLC | AC Electric | Accepted | 2019-08-26 | 2019-08-28 | 2020-08-28 | axitec | axitec 310 | Solar Panels |  | 0.31 | 3 | 87 | 22 |  | Fixed | Roof
Solar Registration Program | NJSRRE1541884061 | Franklinville | 8322 | 15 | 19.53 | Residential | No | Behind the Meter | Orbit Energy & Power, LLC | AC Electric | Accepted | 2019-08-26 | 2019-08-28 | 2020-08-28 | enphase | iq7 | Inverters | 240 |  | 63 |  |  | 0.986 |  | Outside | panel
Solar Registration Program | NJSRRE1541959414 | Swedesboro | 8085 | 15 | 19.53 | Residential | Yes | Behind the Meter | Trinity Solar | AC Electric | Accepted | 2019-08-30 | 2019-09-04 | 2020-09-04 | Hanwha 315 | Q.PEAK DUO BLK-G5 315 | Solar Panels |  | 0.315 | 37 | 301 | 34 |  | Fixed | Roof
Solar Registration Program | NJSRRE1541959414 | Swedesboro | 8085 | 15 | 19.53 | Residential | Yes | Behind the Meter | Trinity Solar | AC Electric | Accepted | 2019-08-30 | 2019-09-04 | 2020-09-04 | Hanwha 315 | Q.PEAK DUO BLK-G5 315 | Solar Panels |  | 0.315 | 16 | 301 | 34 |  | Fixed | Roof
Solar Registration Program | NJSRRE1541959414 | Swedesboro | 8085 | 15 | 19.53 | Residential | Yes | Behind the Meter | Trinity Solar | AC Electric | Accepted | 2019-08-30 | 2019-09-04 | 2020-09-04 | Hanwha 315 | Q.PEAK DUO BLK-G5 315 | Solar Panels |  | 0.315 | 9 | 211 | 40 |  | Fixed | Roof
Solar Registration Program | NJSRRE1541959414 | Swedesboro | 8085 | 15 | 19.53 | Residential | Yes | Behind the Meter | Trinity Solar | AC Electric | Accepted | 2019-08-30 | 2019-09-04 | 2020-09-04 | Solar Edge | SE10000 | Inverters | 10000 |  | 1 |  |  | 0.97 |  | Outside | Side of home
Solar Registration Program | NJSRRE1541959414 | Swedesboro | 8085 | 15 | 19.53 | Residential | Yes | Behind the Meter | Trinity Solar | AC Electric | Accepted | 2019-08-30 | 2019-09-04 | 2020-09-04 | Solar Edge | SE6000 | Inverters | 6000 |  | 1 |  |  | 0.97 |  | Outside | side of home
Solar Registration Program | NJSRRE1542445777 | Edison | 8820 | 11 | 19.53 | Residential | Yes | Behind the Meter | Solar Energy World | PSE&G | Accepted | 2019-09-26 | 2019-09-30 | 2020-09-30 | LONGi Green Energy Technology | LR6-60PE-310M | Solar Panels |  | 0.31 | 63 | 86 | 28 |  | Fixed | Roof
Solar Registration Program | NJSRRE1542445777 | Edison | 8820 | 11 | 19.53 | Residential | Yes | Behind the Meter | Solar Energy World | PSE&G | Accepted | 2019-09-26 | 2019-09-30 | 2020-09-30 | Solar Edge | SE7600H-USRGM | Inverters | 7600 |  | 3 |  |  | 0.98 |  | Outside | near meter
Solar Registration Program | NJSRRE1542445777 | Edison | 8820 | 11 | 19.53 | Residential | Yes | Behind the Meter | Solar Energy World | PSE&G | Accepted | 2019-09-26 | 2019-09-30 | 2020-09-30 | Solar Edge | SE3000H-USRGM | Inverters | 3000 |  | 1 |  |  | 0.977 |  | Outside | near meter
Solar Registration Program | NJSRRE1542515353 | Waterford works | 8089 | 14 | 19.53 | Residential | No | Behind the Meter | Maier Solar Engineering dba Solar Me | AC Electric | Accepted | 2019-10-08 | 2019-10-10 | 2020-10-10 | Hanwha | Q.Peak BLK-G5 315W | Solar Panels |  | 0.315 | 50 | 154 | 15 |  | Fixed | Roof
Solar Registration Program | NJSRRE1542515353 | Waterford works | 8089 | 14 | 19.53 | Residential | No | Behind the Meter | Maier Solar Engineering dba Solar Me | AC Electric | Accepted | 2019-10-08 | 2019-10-10 | 2020-10-10 | Hanwha | Q.Peak BLK-G5 315W | Solar Panels |  | 0.315 | 8 | 244 | 30 |  | Fixed | Roof
Solar Registration Program | NJSRRE1542515353 | Waterford works | 8089 | 14 | 19.53 | Residential | No | Behind the Meter | Maier Solar Engineering dba Solar Me | AC Electric | Accepted | 2019-10-08 | 2019-10-10 | 2020-10-10 | Hanwha | Q.Peak BLK-G5 315W | Solar Panels |  | 0.315 | 4 | 64 | 30 |  | Fixed | Roof
Solar Registration Program | NJSRRE1542515353 | Waterford works | 8089 | 14 | 19.53 | Residential | No | Behind the Meter | Maier Solar Engineering dba Solar Me | AC Electric | Accepted | 2019-10-08 | 2019-10-10 | 2020-10-10 | Enphase | IQ7 | Inverters | 240 |  | 62 |  |  | 0.96 |  | Outdoor | Next to meter
Solar Registration Program | NJSRRE1543102208 | Lakewood | 8701 | 18 | 19.53 | Residential | No | Behind the Meter | Powerlutions | JCP&L | Accepted | 2019-11-12 | 2019-11-15 | 2020-11-15 | Trina | TSM-310 DD05A | Solar Panels |  | 0.31 | 35 | 97 | 19 |  | Fixed | Roof
Solar Registration Program | NJSRRE1543102208 | Lakewood | 8701 | 18 | 19.53 | Residential | No | Behind the Meter | Powerlutions | JCP&L | Accepted | 2019-11-12 | 2019-11-15 | 2020-11-15 | Trina | TSM-310 DD05A | Solar Panels |  | 0.31 | 25 | 97 | 34 |  | Fixed | Roof
Solar Registration Program | NJSRRE1543102208 | Lakewood | 8701 | 18 | 19.53 | Residential | No | Behind the Meter | Powerlutions | JCP&L | Accepted | 2019-11-12 | 2019-11-15 | 2020-11-15 | Trina | TSM-310 DD05A | Solar Panels |  | 0.31 | 3 | 187 | 44 |  | Fixed | Roof
Solar Registration Program | NJSRRE1543102208 | Lakewood | 8701 | 18 | 19.53 | Residential | No | Behind the Meter | Powerlutions | JCP&L | Accepted | 2019-11-12 | 2019-11-15 | 2020-11-15 | Enphase | IQ7-60-2-US | Inverters | 240 |  | 63 |  |  | 0.97 |  | Outdoor | near panel
Solar Registration Program | NJSRRE1543248813 | Robbinsville | 8691 | 12 | 19.62 | Residential | No | Behind the Meter | SunnyMac LLC | JCP&L | Accepted | 2019-11-14 | 2019-11-18 | 2020-11-18 | SunPower | SPR-E20-327 | Solar Panels |  | 0.327 | 20 | 211 | 34 |  | Fixed | Roof
Solar Registration Program | NJSRRE1543248813 | Robbinsville | 8691 | 12 | 19.62 | Residential | No | Behind the Meter | SunnyMac LLC | JCP&L | Accepted | 2019-11-14 | 2019-11-18 | 2020-11-18 | SunPower | SPR-E20-327 | Solar Panels |  | 0.327 | 40 | 211 | 34 |  | Fixed | Roof
Solar Registration Program | NJSRRE1543248813 | Robbinsville | 8691 | 12 | 19.62 | Residential | No | Behind the Meter | SunnyMac LLC | JCP&L | Accepted | 2019-11-14 | 2019-11-18 | 2020-11-18 | Enphase | IQ7XS-96-ACM-US | Inverters | 0.315 |  | 60 |  |  | 0.99 |  | Outdoor | roof
Solar Registration Program | NJSRRE1543572419 | Southampton Township | 8088 | 13 | 19.62 | Residential | Yes | Behind the Meter | Ad Energy | PSE&G | Accepted | 2019-12-19 | 2019-12-26 | 2020-12-26 | SunPower | SPR-E20-327-E-AC | Solar Panels |  | 0.327 | 60 | 180 | 25 |  | Fixed | Ground
Solar Registration Program | NJSRRE1543572419 | Southampton Township | 8088 | 13 | 19.62 | Residential | Yes | Behind the Meter | Ad Energy | PSE&G | Accepted | 2019-12-19 | 2019-12-26 | 2020-12-26 | Enphase Energy | IQ7XS-96-ACM-US | Inverters | 315 |  | 60 |  |  | 0.975 |  | Outdoor | At each panel
Solar Registration Program | NJSRRE1543416866 | cemden | 8103 | 14 | 19.64 | Commercial | No | Behind the Meter | tj technology | PSE&G | Accepted | 2019-12-21 | 2019-12-23 | 2020-12-23 | jinko solar | Eagle HC 72M | Solar Panels |  | 0.385 | 51 | 200 | 30 |  | Fixed | Parking Lot
Solar Registration Program | NJSRRE1543416866 | cemden | 8103 | 14 | 19.64 | Commercial | No | Behind the Meter | tj technology | PSE&G | Accepted | 2019-12-21 | 2019-12-23 | 2020-12-23 | hoymiles | mi1200 | Inverters | 1.2 |  | 24 |  |  | 0.98 |  | Outside | parking lot-carport
Solar Registration Program | NJSRRE1541119673 | Mays Landing | 8330 | 19 | 19.71 | Residential | Yes | Behind the Meter | Sun Up Zero Down | PSE&G | Accepted | 2019-06-20 | 2019-06-20 | 2020-06-20 | Trina | TSM-DE14A(II) | Solar Panels |  | 0.365 | 54 | 180 | 25 |  | Fixed | Ground
Solar Registration Program | NJSRRE1541119673 | Mays Landing | 8330 | 19 | 19.71 | Residential | Yes | Behind the Meter | Sun Up Zero Down | PSE&G | Accepted | 2019-06-20 | 2019-06-20 | 2020-06-20 | Enphase | IQ7PLUS-72-2-US | Inverters | 365 |  | 54 |  |  | 0.976 |  | Other | outside wall
Solar Registration Program | NJSRRE1541045930 | River Vale | 7675 | 7 | 19.72 | Residential | Yes | Behind the Meter | Sunrun Installation Services, Inc. | PSE&G | Accepted | 2019-05-27 | 2019-05-30 | 2020-05-30 | REC Solar | REC290TP2 BLK | Solar Panels |  | 0.29 | 5 | 350 | 19 |  | Fixed | Roof
Solar Registration Program | NJSRRE1541045930 | River Vale | 7675 | 7 | 19.72 | Residential | Yes | Behind the Meter | Sunrun Installation Services, Inc. | PSE&G | Accepted | 2019-05-27 | 2019-05-30 | 2020-05-30 | REC Solar | REC290TP2 BLK | Solar Panels |  | 0.29 | 7 | 261 | 18 |  | Fixed | Roof
Solar Registration Program | NJSRRE1541045930 | River Vale | 7675 | 7 | 19.72 | Residential | Yes | Behind the Meter | Sunrun Installation Services, Inc. | PSE&G | Accepted | 2019-05-27 | 2019-05-30 | 2020-05-30 | REC Solar | REC290TP2 BLK | Solar Panels |  | 0.29 | 5 | 170 | 18 |  | Fixed | Roof
Solar Registration Program | NJSRRE1541045930 | River Vale | 7675 | 7 | 19.72 | Residential | Yes | Behind the Meter | Sunrun Installation Services, Inc. | PSE&G | Accepted | 2019-05-27 | 2019-05-30 | 2020-05-30 | REC Solar | REC290TP2 BLK | Solar Panels |  | 0.29 | 13 | 260 | 27 |  | Fixed | Roof
Solar Registration Program | NJSRRE1541045930 | River Vale | 7675 | 7 | 19.72 | Residential | Yes | Behind the Meter | Sunrun Installation Services, Inc. | PSE&G | Accepted | 2019-05-27 | 2019-05-30 | 2020-05-30 | REC Solar | REC290TP2 BLK | Solar Panels |  | 0.29 | 13 | 172 | 27 |  | Fixed | Roof
Solar Registration Program | NJSRRE1541045930 | River Vale | 7675 | 7 | 19.72 | Residential | Yes | Behind the Meter | Sunrun Installation Services, Inc. | PSE&G | Accepted | 2019-05-27 | 2019-05-30 | 2020-05-30 | REC Solar | REC290TP2 BLK | Solar Panels |  | 0.29 | 25 | 81 | 19 |  | Fixed | Roof
Solar Registration Program | NJSRRE1541045930 | River Vale | 7675 | 7 | 19.72 | Residential | Yes | Behind the Meter | Sunrun Installation Services, Inc. | PSE&G | Accepted | 2019-05-27 | 2019-05-30 | 2020-05-30 | SolarEdge Technologies | SE11400H-USRGM | Inverters | 11400 |  | 1 |  |  | 0.96 |  | Outdoor | Next To Meter
Solar Registration Program | NJSRRE1541045930 | River Vale | 7675 | 7 | 19.72 | Residential | Yes | Behind the Meter | Sunrun Installation Services, Inc. | PSE&G | Accepted | 2019-05-27 | 2019-05-30 | 2020-05-30 | SolarEdge Technologies | SE6000H-USRGM | Inverters | 6000 |  | 1 |  |  | 0.96 |  | Outdoor | Next To Meter
Solar Registration Program | NJSRRE1541987202 | Dover | 7801 | 3 | 19.72 | Residential | Yes | Behind the Meter | Sunrun Installation Services, Inc. | JCP&L | Accepted | 2019-08-30 | 2019-09-04 | 2020-09-04 | REC Solar | REC290TP2 BLK | Solar Panels |  | 0.29 | 18 | 295 | 20 |  | Fixed | Roof
Solar Registration Program | NJSRRE1541987202 | Dover | 7801 | 3 | 19.72 | Residential | Yes | Behind the Meter | Sunrun Installation Services, Inc. | JCP&L | Accepted | 2019-08-30 | 2019-09-04 | 2020-09-04 | REC Solar | REC290TP2 BLK | Solar Panels |  | 0.29 | 50 | 115 | 20 |  | Fixed | Roof
Solar Registration Program | NJSRRE1541987202 | Dover | 7801 | 3 | 19.72 | Residential | Yes | Behind the Meter | Sunrun Installation Services, Inc. | JCP&L | Accepted | 2019-08-30 | 2019-09-04 | 2020-09-04 | Ginlong | Solis-1P10K-4G-US | Inverters | 10000 |  | 2 |  |  | 0.96 |  | Outside | Next to meter
Solar Registration Program | NJSRRE1542192598 | Hackettstown | 7840 | 2 | 19.72 | Residential | Yes | Behind the Meter | Sunrun Installation Services, Inc. | JCP&L | Accepted | 2019-09-04 | 2019-09-06 | 2020-09-06 | REC Solar | REC290TP2 BLK | Solar Panels |  | 0.29 | 26 | 181 | 30 |  | Fixed | Roof
Solar Registration Program | NJSRRE1542192598 | Hackettstown | 7840 | 2 | 19.72 | Residential | Yes | Behind the Meter | Sunrun Installation Services, Inc. | JCP&L | Accepted | 2019-09-04 | 2019-09-06 | 2020-09-06 | REC Solar | REC290TP2 BLK | Solar Panels |  | 0.29 | 42 | 181 | 30 |  | Fixed | Roof
Solar Registration Program | NJSRRE1542192598 | Hackettstown | 7840 | 2 | 19.72 | Residential | Yes | Behind the Meter | Sunrun Installation Services, Inc. | JCP&L | Accepted | 2019-09-04 | 2019-09-06 | 2020-09-06 | Ningbo Ginlong Technologies | Solis-1P10K-4G-US | Inverters | 10000 |  | 2 |  |  | 0.96 |  | Outdoor | Next To Meter
Solar Registration Program | NJSRRE1542515851 | Milford | 8848 | 4 | 19.72 | Residential | Yes | Behind the Meter | Sunrun Installation Services, Inc. | JCP&L | Accepted | 2019-10-08 | 2019-10-11 | 2020-10-11 | REC Solar | REC290TP2 BLK | Solar Panels |  | 0.29 | 17 | 158 | 27 |  | Fixed | Roof
Solar Registration Program | NJSRRE1542515851 | Milford | 8848 | 4 | 19.72 | Residential | Yes | Behind the Meter | Sunrun Installation Services, Inc. | JCP&L | Accepted | 2019-10-08 | 2019-10-11 | 2020-10-11 | REC Solar | REC290TP2 BLK | Solar Panels |  | 0.29 | 51 | 158 | 27 |  | Fixed | Roof
Solar Registration Program | NJSRRE1542515851 | Milford | 8848 | 4 | 19.72 | Residential | Yes | Behind the Meter | Sunrun Installation Services, Inc. | JCP&L | Accepted | 2019-10-08 | 2019-10-11 | 2020-10-11 | SolarEdge Technologies | SE11400H-USRGM | Inverters | 11400 |  | 1 |  |  | 0.96 |  | Outdoor | Next To Meter
Solar Registration Program | NJSRRE1542515851 | Milford | 8848 | 4 | 19.72 | Residential | Yes | Behind the Meter | Sunrun Installation Services, Inc. | JCP&L | Accepted | 2019-10-08 | 2019-10-11 | 2020-10-11 | SolarEdge Technologies | SE3800H-USRGM | Inverters | 3800 |  | 1 |  |  | 0.96 |  | Outdoor | Next To Meter
Solar Registration Program | NJSRRE1542521342 | Millville | 8332 | 20 | 19.72 | Residential | No | Behind the Meter | Kaitanna Solar, LLC | AC Electric | Accepted | 2019-10-09 | 2019-10-11 | 2020-10-11 | Hyundai | 340 - 70 Cell | Solar Panels |  | 0.34 | 58 | 113 | 7 |  | Fixed | Roof
Solar Registration Program | NJSRRE1542521342 | Millville | 8332 | 20 | 19.72 | Residential | No | Behind the Meter | Kaitanna Solar, LLC | AC Electric | Accepted | 2019-10-09 | 2019-10-11 | 2020-10-11 | Enphase | IQ7+ | Inverters | 290 |  | 58 |  |  | 0.97 |  | Outside | Under Module
Solar Registration Program | NJSRRE1543182799 | Hackettstown | 7840 | 2 | 19.72 | Residential | Yes | Behind the Meter | Sunrun Installation Services, Inc. | JCP&L | Accepted | 2019-11-13 | 2019-11-18 | 2020-11-18 | REC Solar | REC290TP2 BLK | Solar Panels |  | 0.29 | 6 | 232 | 14 |  | Fixed | Roof
Solar Registration Program | NJSRRE1543182799 | Hackettstown | 7840 | 2 | 19.72 | Residential | Yes | Behind the Meter | Sunrun Installation Services, Inc. | JCP&L | Accepted | 2019-11-13 | 2019-11-18 | 2020-11-18 | REC Solar | REC290TP2 BLK | Solar Panels |  | 0.29 | 62 | 50 | 19 |  | Fixed | Roof
Solar Registration Program | NJSRRE1543182799 | Hackettstown | 7840 | 2 | 19.72 | Residential | Yes | Behind the Meter | Sunrun Installation Services, Inc. | JCP&L | Accepted | 2019-11-13 | 2019-11-18 | 2020-11-18 | SolarEdge Technologies | SE7600H-USRGM | Inverters | 7600 |  | 2 |  |  | 0.96 |  | Outdoor | Next To Meter
Solar Registration Program | NJSRRE1540905017 | Penns Grove | 8069 | 16 | 19.76 | Commercial | Yes | Behind the Meter | Solar Renewable Energy, LLC | AC Electric | Accepted | 2019-05-15 | 2019-06-17 | 2020-06-17 | Solar Edge | HT 72 156M (380W) | Solar Panels |  | 0.38 | 52 | Landscape | 22 |  | Fixed | Roof
Solar Registration Program | NJSRRE1540905017 | Penns Grove | 8069 | 16 | 19.76 | Commercial | Yes | Behind the Meter | Solar Renewable Energy, LLC | AC Electric | Accepted | 2019-05-15 | 2019-06-17 | 2020-06-17 | Solar Edge | SE7600 | Inverters | 15200 |  | 2 |  |  | 0.996 |  | Outdoor | Roof
Solar Registration Program | NJSRRE1540905017 | Penns Grove | 8069 | 16 | 19.76 | Commercial | Yes | Behind the Meter | Solar Renewable Energy, LLC | AC Electric | Accepted | 2019-05-15 | 2019-06-17 | 2020-06-17 | Solar Edge | SE RWND 3D 480 MB | Meters |  |  | 1 |  |  |  |  | Outdoor
Solar Registration Program | NJSRRE1542377579 | northfield | 8225 | 19 | 19.76 | Commercial | Yes | Behind the Meter | CE Team Inc. | AC Electric | Accepted | 2019-09-10 | 2019-09-26 | 2020-09-26 | Axitec | AC-380MH/144S | Solar Panels |  | 0.38 | 52 | 142 | 15 |  | Fixed | Roof
Solar Registration Program | NJSRRE1542377579 | northfield | 8225 | 19 | 19.76 | Commercial | Yes | Behind the Meter | CE Team Inc. | AC Electric | Accepted | 2019-09-10 | 2019-09-26 | 2020-09-26 | solaredge | se10000h | Inverters | 9992 |  | 1 |  |  | 0.992 |  | Outdoor | roof
Solar Registration Program | NJSRRE1542377579 | northfield | 8225 | 19 | 19.76 | Commercial | Yes | Behind the Meter | CE Team Inc. | AC Electric | Accepted | 2019-09-10 | 2019-09-26 | 2020-09-26 | solaredge | se7600h | Inverters | 7600 |  | 1 |  |  | 0.992 |  | Outdoor | roof
Solar Registration Program | NJSRRE1541586658 | Browns Mills | 8015 | 13 | 19.77 | Residential | Yes | Behind the Meter | Pro Custom Solar dba Momentum Solar | JCP&L | Accepted | 2019-07-03 | 2019-07-08 | 2020-07-08 | lg | LG 335N1C-A5 | Solar Panels |  | 0.335 | 36 | 197 | 26 |  | Fixed | Roof
Solar Registration Program | NJSRRE1541586658 | Browns Mills | 8015 | 13 | 19.77 | Residential | Yes | Behind the Meter | Pro Custom Solar dba Momentum Solar | JCP&L | Accepted | 2019-07-03 | 2019-07-08 | 2020-07-08 | LG | LG 335N1C-A5 | Solar Panels |  | 0.335 | 23 | 17 | 28 |  | Fixed | Roof
Solar Registration Program | NJSRRE1541586658 | Browns Mills | 8015 | 13 | 19.77 | Residential | Yes | Behind the Meter | Pro Custom Solar dba Momentum Solar | JCP&L | Accepted | 2019-07-03 | 2019-07-08 | 2020-07-08 | ENPHASE | IQ7-60-2-US | Inverters | 250 |  | 59 |  |  | 0.97 |  | Outdoor | ROOF
Solar Registration Program | NJSRRE1540103114 | South Hackensack | 7606 | 7 | 19.8 | Commercial | No | Behind the Meter | HESP Construction LLC | PSE&G | Accepted | 2018-12-19 | 2018-12-26 | 2020-06-26 | Ningbo | TDB125X125-72-P 180W | Solar Panels |  | 0.18 | 110 | 194 | 5 |  | Fixed | Roof
Solar Registration Program | NJSRRE1540103114 | South Hackensack | 7606 | 7 | 19.8 | Commercial | No | Behind the Meter | HESP Construction LLC | PSE&G | Accepted | 2018-12-19 | 2018-12-26 | 2020-06-26 | Solectria | PVI 14TL | Inverters | 14000 |  | 1 |  |  | 0.966 |  | Outdoor | near arrays
Solar Registration Program | NJSRRE1540287908 | Mullica Hill | 8062 | 15 | 19.8 | Residential | No | Behind the Meter | NJ Solar Power, LLC | AC Electric | Accepted | 2019-01-25 | 2019-01-29 | 2020-01-29 | Panasonic | VBHN330SA16 | Solar Panels |  | 0.33 | 8 | 221 | 40 |  | Fixed | Roof
Solar Registration Program | NJSRRE1540287908 | Mullica Hill | 8062 | 15 | 19.8 | Residential | No | Behind the Meter | NJ Solar Power, LLC | AC Electric | Accepted | 2019-01-25 | 2019-01-29 | 2020-01-29 | Panasonic | VBHN330SA16 | Solar Panels |  | 0.33 | 32 | 131 | 35 |  | Fixed | Roof
Solar Registration Program | NJSRRE1540287908 | Mullica Hill | 8062 | 15 | 19.8 | Residential | No | Behind the Meter | NJ Solar Power, LLC | AC Electric | Accepted | 2019-01-25 | 2019-01-29 | 2020-01-29 | Panasonic | VBHN330SA16 | Solar Panels |  | 0.33 | 20 | 221 | 40 |  | Fixed | Roof
Solar Registration Program | NJSRRE1540287908 | Mullica Hill | 8062 | 15 | 19.8 | Residential | No | Behind the Meter | NJ Solar Power, LLC | AC Electric | Accepted | 2019-01-25 | 2019-01-29 | 2020-01-29 | SolarEdge | SE10000H-US | Inverters | 10000 |  | 1 |  |  | 0.99 |  | Indoor | Garaga
Solar Registration Program | NJSRRE1540287908 | Mullica Hill | 8062 | 15 | 19.8 | Residential | No | Behind the Meter | NJ Solar Power, LLC | AC Electric | Accepted | 2019-01-25 | 2019-01-29 | 2020-01-29 | SolarEdge | SE7600H-US | Inverters | 7600 |  | 1 |  |  | 0.99 |  | Indoor | Garage
Solar Registration Program | NJSRRE1540365067 | Turnersville | 8012 | 14 | 19.8 | Residential | No | Behind the Meter | NJ Solar Power, LLC | AC Electric | Accepted | 2019-02-14 | 2019-02-18 | 2020-02-18 | Panasonic | VBHN330SA17 | Solar Panels |  | 0.33 | 14 | 105 | 30 |  | Fixed | Roof
Solar Registration Program | NJSRRE1540365067 | Turnersville | 8012 | 14 | 19.8 | Residential | No | Behind the Meter | NJ Solar Power, LLC | AC Electric | Accepted | 2019-02-14 | 2019-02-18 | 2020-02-18 | Panasonic | VBHN330SA17 | Solar Panels |  | 0.33 | 16 | 105 | 15 |  | Fixed | Roof
Solar Registration Program | NJSRRE1540365067 | Turnersville | 8012 | 14 | 19.8 | Residential | No | Behind the Meter | NJ Solar Power, LLC | AC Electric | Accepted | 2019-02-14 | 2019-02-18 | 2020-02-18 | Panasonic | VBHN330SA17 | Solar Panels |  | 0.33 | 20 | 105 | 30 |  | Fixed | Roof
Solar Registration Program | NJSRRE1540365067 | Turnersville | 8012 | 14 | 19.8 | Residential | No | Behind the Meter | NJ Solar Power, LLC | AC Electric | Accepted | 2019-02-14 | 2019-02-18 | 2020-02-18 | Panasonic | VBHN330SA17 | Solar Panels |  | 0.33 | 10 | 285 | 30 |  | Fixed | Roof
Solar Registration Program | NJSRRE1540365067 | Turnersville | 8012 | 14 | 19.8 | Residential | No | Behind the Meter | NJ Solar Power, LLC | AC Electric | Accepted | 2019-02-14 | 2019-02-18 | 2020-02-18 | Solaredge | SE10000H-US | Inverters | 10000 |  | 1 |  |  | 0.99 |  | Indoor | basement
Solar Registration Program | NJSRRE1540365067 | Turnersville | 8012 | 14 | 19.8 | Residential | No | Behind the Meter | NJ Solar Power, LLC | AC Electric | Accepted | 2019-02-14 | 2019-02-18 | 2020-02-18 | Solaredge | SE7600H-US | Inverters | 7600 |  | 1 |  |  | 0.99 |  | Indoor | basement
Solar Registration Program | NJSRRE1542412731 | Monroeville | 8343 | 16 | 19.8 | Residential | Yes | Behind the Meter | RCL Enterprises Inc. | AC Electric | Accepted | 2019-09-17 | 2019-09-19 | 2020-09-19 | Jinko | JKM-300M | Solar Panels |  | 0.3 | 29 | 142 | 25 |  | Fixed | Roof
Solar Registration Program | NJSRRE1542412731 | Monroeville | 8343 | 16 | 19.8 | Residential | Yes | Behind the Meter | RCL Enterprises Inc. | AC Electric | Accepted | 2019-09-17 | 2019-09-19 | 2020-09-19 | Jinko | JKM-300M | Solar Panels |  | 0.3 | 37 | 147 | 20 |  | Fixed | Roof
Solar Registration Program | NJSRRE1542412731 | Monroeville | 8343 | 16 | 19.8 | Residential | Yes | Behind the Meter | RCL Enterprises Inc. | AC Electric | Accepted | 2019-09-17 | 2019-09-19 | 2020-09-19 | Enphase | IQ7 | Inverters | 15840 |  | 66 |  |  | 0.96 |  | Outdoor | under panels
Solar Registration Program | NJSRRE1542512395 | Jackson | 8527 | 18 | 19.84 | Residential | No | Behind the Meter | Orbit Energy & Power, LLC | JCP&L | Accepted | 2019-10-07 | 2019-10-09 | 2020-10-09 | trina | tsm310 | Solar Panels |  | 0.31 | 31 | 194 | 38 |  | Fixed | Roof
Solar Registration Program | NJSRRE1542512395 | Jackson | 8527 | 18 | 19.84 | Residential | No | Behind the Meter | Orbit Energy & Power, LLC | JCP&L | Accepted | 2019-10-07 | 2019-10-09 | 2020-10-09 | trina | tsm310 | Solar Panels |  | 0.31 | 15 | 104 | 38 |  | Fixed | Roof
Solar Registration Program | NJSRRE1542512395 | Jackson | 8527 | 18 | 19.84 | Residential | No | Behind the Meter | Orbit Energy & Power, LLC | JCP&L | Accepted | 2019-10-07 | 2019-10-09 | 2020-10-09 | trina | tsm310 | Solar Panels |  | 0.31 | 18 | 284 | 38 |  | Fixed | Roof
Solar Registration Program | NJSRRE1542512395 | Jackson | 8527 | 18 | 19.84 | Residential | No | Behind the Meter | Orbit Energy & Power, LLC | JCP&L | Accepted | 2019-10-07 | 2019-10-09 | 2020-10-09 | enphase | iq7 | Inverters | 240 |  | 64 |  |  | 0.986 |  | Outside | panel
Solar Registration Program | NJSRRE1542540330 | Mays Landing | 8330 | 19 | 19.84 | Residential | No | Behind the Meter | Orbit Energy & Power, LLC | AC Electric | Accepted | 2019-10-14 | 2019-10-16 | 2020-10-16 | axitec | axitec 310 | Solar Panels |  | 0.31 | 36 | 259 | 20 |  | Fixed | Roof
Solar Registration Program | NJSRRE1542540330 | Mays Landing | 8330 | 19 | 19.84 | Residential | No | Behind the Meter | Orbit Energy & Power, LLC | AC Electric | Accepted | 2019-10-14 | 2019-10-16 | 2020-10-16 | axitec | axitec 310 | Solar Panels |  | 0.31 | 28 | 79 | 20 |  | Fixed | Roof
Solar Registration Program | NJSRRE1542540330 | Mays Landing | 8330 | 19 | 19.84 | Residential | No | Behind the Meter | Orbit Energy & Power, LLC | AC Electric | Accepted | 2019-10-14 | 2019-10-16 | 2020-10-16 | enphase | iq7 | Inverters | 240 |  | 64 |  |  | 0.986 |  | Outside | panel
Solar Registration Program | NJSRRE1542543750 | Woodstown | 8098 | 16 | 19.84 | Residential | No | Behind the Meter | RCL Enterprises Inc. | AC Electric | Accepted | 2019-10-15 | 2019-10-17 | 2020-10-17 | Trina Solar | TSM-310DD05H | Solar Panels |  | 0.31 | 32 | 63 | 18 |  | Fixed | Roof
Solar Registration Program | NJSRRE1542543750 | Woodstown | 8098 | 16 | 19.84 | Residential | No | Behind the Meter | RCL Enterprises Inc. | AC Electric | Accepted | 2019-10-15 | 2019-10-17 | 2020-10-17 | Trina Solar | TSM-310DD05H | Solar Panels |  | 0.31 | 29 | 243 | 18 |  | Fixed | Roof
Solar Registration Program | NJSRRE1542543750 | Woodstown | 8098 | 16 | 19.84 | Residential | No | Behind the Meter | RCL Enterprises Inc. | AC Electric | Accepted | 2019-10-15 | 2019-10-17 | 2020-10-17 | Trina Solar | TSM-310DD05H | Solar Panels |  | 0.31 | 3 | 153 | 18 |  | Fixed | Roof
Solar Registration Program | NJSRRE1542543750 | Woodstown | 8098 | 16 | 19.84 | Residential | No | Behind the Meter | RCL Enterprises Inc. | AC Electric | Accepted | 2019-10-15 | 2019-10-17 | 2020-10-17 | Enphase | IQ7 | Inverters | 15360 |  | 64 |  |  | 0.96 |  | Outdoor | under panels
Solar Registration Program | NJSRRE1542562098 | Bridgeton | 8302 | 20 | 19.84 | Residential | No | Behind the Meter | RCL Enterprises Inc. | AC Electric | Accepted | 2019-10-21 | 2019-10-23 | 2020-10-23 | Trina Solar | TSM-310DD05H | Solar Panels |  | 0.31 | 64 | 185 | 35 |  | Fixed | Roof
Solar Registration Program | NJSRRE1542562098 | Bridgeton | 8302 | 20 | 19.84 | Residential | No | Behind the Meter | RCL Enterprises Inc. | AC Electric | Accepted | 2019-10-21 | 2019-10-23 | 2020-10-23 | Enphase | IQ7 | Inverters | 15360 |  | 64 |  |  | 0.96 |  | Outdoor | under panels
Solar Registration Program | NJSRRE1543439384 | Swedesboro | 8085 | 15 | 19.84 | Residential | No | Behind the Meter | Advanced Renewable Solutions | AC Electric | Accepted | 2019-11-24 | 2019-11-27 | 2020-11-27 | JINKO SOLAR | JKM320M-60 | Solar Panels |  | 0.32 | 62 | 129,219,39 | 35 |  | Fixed | Roof
Solar Registration Program | NJSRRE1543439384 | Swedesboro | 8085 | 15 | 19.84 | Residential | No | Behind the Meter | Advanced Renewable Solutions | AC Electric | Accepted | 2019-11-24 | 2019-11-27 | 2020-11-27 | SOLAR EDGE | SE6000H-US000N-NC2 | Inverters | 6000 |  | 1 |  |  | 0.992 |  | Outdoor | Wall mounted, adjacent to Utility Meter and Disconnect
Solar Registration Program | NJSRRE1543439384 | Swedesboro | 8085 | 15 | 19.84 | Residential | No | Behind the Meter | Advanced Renewable Solutions | AC Electric | Accepted | 2019-11-24 | 2019-11-27 | 2020-11-27 | SOLAR EDGE | SE7600H-US000N-NC2 | Inverters | 7600 |  | 1 |  |  | 0.992 |  | Outdoor | Wall mounted, adjacent to Utility Meter and Disconnect
Solar Registration Program | NJSRRE1543821042 | Manahawkin | 8050 | 18 | 19.84 | Residential | Yes | Behind the Meter | All Season Solar | AC Electric | Accepted | 2019-12-26 | 2019-12-31 | 2020-12-31 | Trina | TSM-DD06M05II 320W NOV19 | Solar Panels |  | 0.32 | 16 | 116 | 31 |  | Fixed | Roof
Solar Registration Program | NJSRRE1543821042 | Manahawkin | 8050 | 18 | 19.84 | Residential | Yes | Behind the Meter | All Season Solar | AC Electric | Accepted | 2019-12-26 | 2019-12-31 | 2020-12-31 | Trina | TSM-DD06M05II 320W NOV19 | Solar Panels |  | 0.32 | 11 | 296 | 31 |  | Fixed | Roof
Solar Registration Program | NJSRRE1543821042 | Manahawkin | 8050 | 18 | 19.84 | Residential | Yes | Behind the Meter | All Season Solar | AC Electric | Accepted | 2019-12-26 | 2019-12-31 | 2020-12-31 | Trina | TSM-DD06M05II 320W NOV19 | Solar Panels |  | 0.32 | 6 | 206 | 37 |  | Fixed | Roof
Solar Registration Program | NJSRRE1543821042 | Manahawkin | 8050 | 18 | 19.84 | Residential | Yes | Behind the Meter | All Season Solar | AC Electric | Accepted | 2019-12-26 | 2019-12-31 | 2020-12-31 | Trina | TSM-DD06M05II 320W NOV19 | Solar Panels |  | 0.32 | 15 | 116 | 31 |  | Fixed | Roof
Solar Registration Program | NJSRRE1543821042 | Manahawkin | 8050 | 18 | 19.84 | Residential | Yes | Behind the Meter | All Season Solar | AC Electric | Accepted | 2019-12-26 | 2019-12-31 | 2020-12-31 | Trina | TSM-DD06M05II 320W NOV19 | Solar Panels |  | 0.32 | 5 | 296 | 31 |  | Fixed | Roof
Solar Registration Program | NJSRRE1543821042 | Manahawkin | 8050 | 18 | 19.84 | Residential | Yes | Behind the Meter | All Season Solar | AC Electric | Accepted | 2019-12-26 | 2019-12-31 | 2020-12-31 | Trina | TSM-DD06M05II 320W NOV19 | Solar Panels |  | 0.32 | 9 | 206 | 40 |  | Fixed | Roof
Solar Registration Program | NJSRRE1543821042 | Manahawkin | 8050 | 18 | 19.84 | Residential | Yes | Behind the Meter | All Season Solar | AC Electric | Accepted | 2019-12-26 | 2019-12-31 | 2020-12-31 | Enphase | IQ7 | Inverters | 240 |  | 62 |  |  | 0.97 |  | Outdoor | Under Module
Solar Registration Program | NJSRRE1540363118 | Kendall Park | 8824 | 11 | 19.85 | Residential | Yes | Behind the Meter | Vivint Solar Developer, LLC | PSE&G | Accepted | 2019-02-14 | 2019-02-18 | 2020-02-18 | Hanwha Solar | Q.PEAK DUO BLK-G5 315 | Solar Panels |  | 0.315 | 21 | 258 | 18 |  | Fixed | Roof
Solar Registration Program | NJSRRE1540363118 | Kendall Park | 8824 | 11 | 19.85 | Residential | Yes | Behind the Meter | Vivint Solar Developer, LLC | PSE&G | Accepted | 2019-02-14 | 2019-02-18 | 2020-02-18 | Hanwha Solar | Q.PEAK DUO BLK-G5 315 | Solar Panels |  | 0.315 | 18 | 78 | 18 |  | Fixed | Roof
Solar Registration Program | NJSRRE1540363118 | Kendall Park | 8824 | 11 | 19.85 | Residential | Yes | Behind the Meter | Vivint Solar Developer, LLC | PSE&G | Accepted | 2019-02-14 | 2019-02-18 | 2020-02-18 | Hanwha Solar | Q.PEAK DUO BLK-G5 315 | Solar Panels |  | 0.315 | 6 | 348 | 18 |  | Fixed | Roof
Solar Registration Program | NJSRRE1540363118 | Kendall Park | 8824 | 11 | 19.85 | Residential | Yes | Behind the Meter | Vivint Solar Developer, LLC | PSE&G | Accepted | 2019-02-14 | 2019-02-18 | 2020-02-18 | Hanwha Solar | Q.PEAK DUO BLK-G5 315 | Solar Panels |  | 0.315 | 10 | 78 | 19 |  | Fixed | Roof
Solar Registration Program | NJSRRE1540363118 | Kendall Park | 8824 | 11 | 19.85 | Residential | Yes | Behind the Meter | Vivint Solar Developer, LLC | PSE&G | Accepted | 2019-02-14 | 2019-02-18 | 2020-02-18 | Hanwha Solar | Q.PEAK DUO BLK-G5 315 | Solar Panels |  | 0.315 | 8 | 168 | 18 |  | Fixed | Roof
Solar Registration Program | NJSRRE1540363118 | Kendall Park | 8824 | 11 | 19.85 | Residential | Yes | Behind the Meter | Vivint Solar Developer, LLC | PSE&G | Accepted | 2019-02-14 | 2019-02-18 | 2020-02-18 | Solar Edge | SE3800H-US | Inverters | 3800 |  | 1 |  |  | 0.992 |  | Outdoor | Near the Utility Meter
Solar Registration Program | NJSRRE1540363118 | Kendall Park | 8824 | 11 | 19.85 | Residential | Yes | Behind the Meter | Vivint Solar Developer, LLC | PSE&G | Accepted | 2019-02-14 | 2019-02-18 | 2020-02-18 | Solar Edge | SE10000H-US | Inverters | 10000 |  | 1 |  |  | 0.992 |  | Outdoor | Near the Utility Meter
Solar Registration Program | NJSRRE1540397353 | VOORHEES | 8043 | 14 | 19.85 | Residential | Yes | Behind the Meter | Vivint Solar Developer, LLC | AC Electric | Accepted | 2019-02-27 | 2019-02-28 | 2020-02-28 | Hanwha Solar | Q.PEAK BLK-G5 315 | Solar Panels |  | 0.315 | 6 | 248 | 33 |  | Fixed | Roof
Solar Registration Program | NJSRRE1540397353 | VOORHEES | 8043 | 14 | 19.85 | Residential | Yes | Behind the Meter | Vivint Solar Developer, LLC | AC Electric | Accepted | 2019-02-27 | 2019-02-28 | 2020-02-28 | Hanwha Solar | Q.PEAK BLK-G5 315 | Solar Panels |  | 0.315 | 15 | 68 | 33 |  | Fixed | Roof
Solar Registration Program | NJSRRE1540397353 | VOORHEES | 8043 | 14 | 19.85 | Residential | Yes | Behind the Meter | Vivint Solar Developer, LLC | AC Electric | Accepted | 2019-02-27 | 2019-02-28 | 2020-02-28 | Hanwha Solar | Q.PEAK BLK-G5 315 | Solar Panels |  | 0.315 | 12 | 68 | 33 |  | Fixed | Roof
Solar Registration Program | NJSRRE1540397353 | VOORHEES | 8043 | 14 | 19.85 | Residential | Yes | Behind the Meter | Vivint Solar Developer, LLC | AC Electric | Accepted | 2019-02-27 | 2019-02-28 | 2020-02-28 | Hanwha Solar | Q.PEAK BLK-G5 315 | Solar Panels |  | 0.315 | 7 | 248 | 33 |  | Fixed | Roof
Solar Registration Program | NJSRRE1540397353 | VOORHEES | 8043 | 14 | 19.85 | Residential | Yes | Behind the Meter | Vivint Solar Developer, LLC | AC Electric | Accepted | 2019-02-27 | 2019-02-28 | 2020-02-28 | Hanwha Solar | Q.PEAK BLK-G5 315 | Solar Panels |  | 0.315 | 5 | 248 | 33 |  | Fixed | Roof
Solar Registration Program | NJSRRE1540397353 | VOORHEES | 8043 | 14 | 19.85 | Residential | Yes | Behind the Meter | Vivint Solar Developer, LLC | AC Electric | Accepted | 2019-02-27 | 2019-02-28 | 2020-02-28 | Hanwha Solar | Q.PEAK BLK-G5 315 | Solar Panels |  | 0.315 | 18 | 338 | 26 |  | Fixed | Roof
Solar Registration Program | NJSRRE1540397353 | VOORHEES | 8043 | 14 | 19.85 | Residential | Yes | Behind the Meter | Vivint Solar Developer, LLC | AC Electric | Accepted | 2019-02-27 | 2019-02-28 | 2020-02-28 | Solar Edge | SE10000H-US | Inverters | 10000 |  | 1 |  |  | 0.992 |  | Outdoor | Near the Utility Meter
Solar Registration Program | NJSRRE1540397353 | VOORHEES | 8043 | 14 | 19.85 | Residential | Yes | Behind the Meter | Vivint Solar Developer, LLC | AC Electric | Accepted | 2019-02-27 | 2019-02-28 | 2020-02-28 | Solar Edge | SE3800H-US | Inverters | 3800 |  | 1 |  |  | 0.992 |  | Outdoor | Near the Utility Meter
Solar Registration Program | NJSRRE1541442502 | WILLIAMSTOWN | 8094 | 15 | 19.85 | Residential | Yes | Behind the Meter | Vivint Solar Developer, LLC | AC Electric | Accepted | 2019-06-24 | 2019-06-25 | 2020-06-25 | HANWHA SOLAR | HANWHA SOLAR Q.PEAK BLK-G5 315 | Solar Panels |  | 0.315 | 40 | 129 | 6 |  | Fixed | Roof
Solar Registration Program | NJSRRE1541442502 | WILLIAMSTOWN | 8094 | 15 | 19.85 | Residential | Yes | Behind the Meter | Vivint Solar Developer, LLC | AC Electric | Accepted | 2019-06-24 | 2019-06-25 | 2020-06-25 | HANWHA SOLAR | Q.PEAK BLK-G5 315 | Solar Panels |  | 0.315 | 9 | 219 | 17 |  | Fixed | Roof
Solar Registration Program | NJSRRE1541442502 | WILLIAMSTOWN | 8094 | 15 | 19.85 | Residential | Yes | Behind the Meter | Vivint Solar Developer, LLC | AC Electric | Accepted | 2019-06-24 | 2019-06-25 | 2020-06-25 | HANWHA SOLAR | Q.PEAK BLK-G5 315 | Solar Panels |  | 0.315 | 14 | 39 | 17 |  | Fixed | Roof
Solar Registration Program | NJSRRE1541442502 | WILLIAMSTOWN | 8094 | 15 | 19.85 | Residential | Yes | Behind the Meter | Vivint Solar Developer, LLC | AC Electric | Accepted | 2019-06-24 | 2019-06-25 | 2020-06-25 | Solar Edge | SE3800H-US | Inverters | 3800 |  | 1 |  |  | 0.992 |  | Outdoor | Near The Utility Meter
Solar Registration Program | NJSRRE1541442502 | WILLIAMSTOWN | 8094 | 15 | 19.85 | Residential | Yes | Behind the Meter | Vivint Solar Developer, LLC | AC Electric | Accepted | 2019-06-24 | 2019-06-25 | 2020-06-25 | Solar Edge | SE10000H-US | Inverters | 10000 |  | 1 |  |  | 0.992 |  | Outdoor | Near The Utility Meter
Solar Registration Program | NJSRRE1542514917 | Voorhees | 8043 | 14 | 19.85 | Residential | No | Behind the Meter | Trinity Solar | AC Electric | Accepted | 2019-10-08 | 2019-10-10 | 2020-10-10 | Hanwha 315 | Q.PEAK DUO BLK-G5 315 | Solar Panels |  | 0.315 | 28 | 281 | 23 |  | Fixed | Roof
Solar Registration Program | NJSRRE1542514917 | Voorhees | 8043 | 14 | 19.85 | Residential | No | Behind the Meter | Trinity Solar | AC Electric | Accepted | 2019-10-08 | 2019-10-10 | 2020-10-10 | Hanwha 315 | Q.PEAK DUO BLK-G5 315 | Solar Panels |  | 0.315 | 9 | 191 | 14 |  | Fixed | Roof
Solar Registration Program | NJSRRE1542514917 | Voorhees | 8043 | 14 | 19.85 | Residential | No | Behind the Meter | Trinity Solar | AC Electric | Accepted | 2019-10-08 | 2019-10-10 | 2020-10-10 | Hanwha 315 | Q.PEAK DUO BLK-G5 315 | Solar Panels |  | 0.315 | 22 | 101 | 23 |  | Fixed | Roof
Solar Registration Program | NJSRRE1542514917 | Voorhees | 8043 | 14 | 19.85 | Residential | No | Behind the Meter | Trinity Solar | AC Electric | Accepted | 2019-10-08 | 2019-10-10 | 2020-10-10 | Hanwha 315 | Q.PEAK DUO BLK-G5 315 | Solar Panels |  | 0.315 | 4 | 191 | 23 |  | Fixed | Roof
Solar Registration Program | NJSRRE1542514917 | Voorhees | 8043 | 14 | 19.85 | Residential | No | Behind the Meter | Trinity Solar | AC Electric | Accepted | 2019-10-08 | 2019-10-10 | 2020-10-10 | Solar Edge | SE6000H-US | Inverters | 6000 |  | 1 |  |  | 0.97 |  | Outside | back of home
Solar Registration Program | NJSRRE1542514917 | Voorhees | 8043 | 14 | 19.85 | Residential | No | Behind the Meter | Trinity Solar | AC Electric | Accepted | 2019-10-08 | 2019-10-10 | 2020-10-10 | Solar Edge | SE10000H-US | Inverters | 10000 |  | 1 |  |  | 0.97 |  | Outside | back of home
Solar Registration Program | NJSRRE1542916542 | Barnegat | 8005 | 18 | 19.85 | Residential | Yes | Behind the Meter | Trinity Solar | JCP&L | Accepted | 2019-11-05 | 2019-11-06 | 2020-11-06 | HANWHA | Q.PEAK DUO BLK-G5 315 | Solar Panels |  | 0.315 | 61 | 111 | 9 |  | Fixed | Roof
Solar Registration Program | NJSRRE1542916542 | Barnegat | 8005 | 18 | 19.85 | Residential | Yes | Behind the Meter | Trinity Solar | JCP&L | Accepted | 2019-11-05 | 2019-11-06 | 2020-11-06 | HANWHA | Q.PEAK DUO BLK-G5 315 | Solar Panels |  | 0.315 | 2 | 111 | 18 |  | Fixed | Roof
Solar Registration Program | NJSRRE1542916542 | Barnegat | 8005 | 18 | 19.85 | Residential | Yes | Behind the Meter | Trinity Solar | JCP&L | Accepted | 2019-11-05 | 2019-11-06 | 2020-11-06 | SOLAR EDGE | SE11400H-US | Inverters | 11400 |  | 1 |  |  | 0.97 |  | Outdoor | SIDE
Solar Registration Program | NJSRRE1542916542 | Barnegat | 8005 | 18 | 19.85 | Residential | Yes | Behind the Meter | Trinity Solar | JCP&L | Accepted | 2019-11-05 | 2019-11-06 | 2020-11-06 | SOLAR EDGE | SE3800H-US | Inverters | 3800 |  | 1 |  |  | 0.97 |  | Outdoor | SIDE
Solar Registration Program | NJSRRE1542931542 | Rio Grande | 8242 | 21 | 19.85 | Residential | Yes | Behind the Meter | Pro Custom Solar dba Momentum Solar | AC Electric | Accepted | 2019-11-05 | 2019-11-06 | 2020-11-06 | Enphase Energy | IQ6-60-2-US | Inverters | 240 |  | 63 |  |  | 0.97 |  | Outdoor | Roof
Solar Registration Program | NJSRRE1542931542 | Rio Grande | 8242 | 21 | 19.85 | Residential | Yes | Behind the Meter | Pro Custom Solar dba Momentum Solar | AC Electric | Accepted | 2019-11-05 | 2019-11-06 | 2020-11-06 | Hanwha | Q.Peak DUO BLK-G5 315 | Solar Panels |  | 0.315 | 10 | 271 | 21 |  | Fixed | Roof
Solar Registration Program | NJSRRE1542931542 | Rio Grande | 8242 | 21 | 19.85 | Residential | Yes | Behind the Meter | Pro Custom Solar dba Momentum Solar | AC Electric | Accepted | 2019-11-05 | 2019-11-06 | 2020-11-06 | Hanwha | Q.Peak DUO BLK-G5 315 | Solar Panels |  | 0.315 | 19 | 91 | 21 |  | Fixed | Roof
Solar Registration Program | NJSRRE1542931542 | Rio Grande | 8242 | 21 | 19.85 | Residential | Yes | Behind the Meter | Pro Custom Solar dba Momentum Solar | AC Electric | Accepted | 2019-11-05 | 2019-11-06 | 2020-11-06 | Hanwha | Q.Peak DUO BLK-G5 315 | Solar Panels |  | 0.315 | 15 | 271 | 21 |  | Fixed | Roof
Solar Registration Program | NJSRRE1542931542 | Rio Grande | 8242 | 21 | 19.85 | Residential | Yes | Behind the Meter | Pro Custom Solar dba Momentum Solar | AC Electric | Accepted | 2019-11-05 | 2019-11-06 | 2020-11-06 | Hanwha | Q.Peak DUO BLK-G5 315 | Solar Panels |  | 0.315 | 6 | 271 | 21 |  | Fixed | Roof
Solar Registration Program | NJSRRE1542931542 | Rio Grande | 8242 | 21 | 19.85 | Residential | Yes | Behind the Meter | Pro Custom Solar dba Momentum Solar | AC Electric | Accepted | 2019-11-05 | 2019-11-06 | 2020-11-06 | Hanwha | Q.Peak DUO BLK-G5 315 | Solar Panels |  | 0.315 | 5 | 1 | 17 |  | Fixed | Roof
Solar Registration Program | NJSRRE1542931542 | Rio Grande | 8242 | 21 | 19.85 | Residential | Yes | Behind the Meter | Pro Custom Solar dba Momentum Solar | AC Electric | Accepted | 2019-11-05 | 2019-11-06 | 2020-11-06 | Hanwha | Q.Peak DUO BLK-G5 315 | Solar Panels |  | 0.315 | 8 | 181 | 16 |  | Fixed | Roof
Solar Registration Program | NJSRRE1543478201 | Matawan | 7747 | 17 | 19.85 | Residential | Yes | Behind the Meter | Trinity Solar | JCP&L | Accepted | 2019-12-04 | 2019-12-06 | 2020-12-06 | Hanwha | Q.PEAK DUO BLK-G5 315 | Solar Panels |  | 0.315 | 12 | 216 | 18 |  | Fixed | Roof
Solar Registration Program | NJSRRE1543478201 | Matawan | 7747 | 17 | 19.85 | Residential | Yes | Behind the Meter | Trinity Solar | JCP&L | Accepted | 2019-12-04 | 2019-12-06 | 2020-12-06 | Hanwha | Q.PEAK DUO BLK-G5 315 | Solar Panels |  | 0.315 | 14 | 126 | 45 |  | Fixed | Roof
Solar Registration Program | NJSRRE1543478201 | Matawan | 7747 | 17 | 19.85 | Residential | Yes | Behind the Meter | Trinity Solar | JCP&L | Accepted | 2019-12-04 | 2019-12-06 | 2020-12-06 | Hanwha | Q.PEAK DUO BLK-G5 315 | Solar Panels |  | 0.315 | 32 | 126 | 23 |  | Fixed | Roof
Solar Registration Program | NJSRRE1543478201 | Matawan | 7747 | 17 | 19.85 | Residential | Yes | Behind the Meter | Trinity Solar | JCP&L | Accepted | 2019-12-04 | 2019-12-06 | 2020-12-06 | Hanwha | Q.PEAK DUO BLK-G5 315 | Solar Panels |  | 0.315 | 5 | 216 | 49 |  | Fixed | Roof
Solar Registration Program | NJSRRE1543478201 | Matawan | 7747 | 17 | 19.85 | Residential | Yes | Behind the Meter | Trinity Solar | JCP&L | Accepted | 2019-12-04 | 2019-12-06 | 2020-12-06 | Solar Edge | SE5000 | Inverters | 5000 |  | 1 |  |  | 0.97 |  | Outside | side of home
Solar Registration Program | NJSRRE1543478201 | Matawan | 7747 | 17 | 19.85 | Residential | Yes | Behind the Meter | Trinity Solar | JCP&L | Accepted | 2019-12-04 | 2019-12-06 | 2020-12-06 | Solar Edge | SE10000 | Inverters | 10000 |  | 1 |  |  | 0.97 |  | Outside | side of home
Solar Registration Program | NJSRRE1541702362 | Middletown | 7748 | 17 | 19.88 | Residential | No | Behind the Meter | Sundial Solar Innovations | JCP&L | Final As-Built Received | 2019-07-25 | 2019-07-30 | 2020-07-30 | Trina | TSM-375DE14A | Solar Panels |  | 0.375 | 26 | 70 | 20 |  | Fixed | Roof
Solar Registration Program | NJSRRE1541702362 | Middletown | 7748 | 17 | 19.88 | Residential | No | Behind the Meter | Sundial Solar Innovations | JCP&L | Final As-Built Received | 2019-07-25 | 2019-07-30 | 2020-07-30 | Trina | TSM-375DE14A | Solar Panels |  | 0.375 | 13 | 100 | 20 |  | Fixed | Roof
Solar Registration Program | NJSRRE1541702362 | Middletown | 7748 | 17 | 19.88 | Residential | No | Behind the Meter | Sundial Solar Innovations | JCP&L | Final As-Built Received | 2019-07-25 | 2019-07-30 | 2020-07-30 | Trina | TSM-375DE14A | Solar Panels |  | 0.375 | 4 | 280 | 20 |  | Fixed | Roof
Solar Registration Program | NJSRRE1541702362 | Middletown | 7748 | 17 | 19.88 | Residential | No | Behind the Meter | Sundial Solar Innovations | JCP&L | Final As-Built Received | 2019-07-25 | 2019-07-30 | 2020-07-30 | Trina | TSM-375DE14A | Solar Panels |  | 0.375 | 10 | 160 | 20 |  | Fixed | Roof
Solar Registration Program | NJSRRE1541702362 | Middletown | 7748 | 17 | 19.88 | Residential | No | Behind the Meter | Sundial Solar Innovations | JCP&L | Final As-Built Received | 2019-07-25 | 2019-07-30 | 2020-07-30 | Enphase | iq7x | Inverters | 320 |  | 53 |  |  | 0.97 |  | Outside | roof
Solar Registration Program | NJSRRE1541702362 | Middletown | 7748 | 17 | 19.88 | Residential | No | Behind the Meter | Sundial Solar Innovations | JCP&L | Final As-Built Received | 2019-07-25 | 2019-07-30 | 2020-07-30 | Enphase | Envoy S | Meters |  |  | 1 |  |  |  | Yes
Solar Registration Program | NJSRRE1541703879 | Flemington | 8822 | 4 | 19.88 | Commercial | Yes | Behind the Meter | Aston Solar | JCP&L | Accepted | 2019-07-25 | 2019-08-05 | 2020-08-05 | Trina Solar | TSM-375-DE14A | Solar Panels |  | 0.375 | 53 | 270 | 3 |  | Fixed | Roof
Solar Registration Program | NJSRRE1541703879 | Flemington | 8822 | 4 | 19.88 | Commercial | Yes | Behind the Meter | Aston Solar | JCP&L | Accepted | 2019-07-25 | 2019-08-05 | 2020-08-05 | SolarEdge | SE20KUS | Inverters | 20000 |  | 1 |  |  | 0.98 |  | Outside | outside
Solar Registration Program | NJSRRE1541703890 | Flemington | 8822 | 4 | 19.88 | Commercial | Yes | Behind the Meter | Aston Solar | JCP&L | Accepted | 2019-07-25 | 2019-08-05 | 2020-08-05 | Trina Solar | TSM-375-DE14A | Solar Panels |  | 0.375 | 53 | 90 | 3 |  | Fixed | Roof
Solar Registration Program | NJSRRE1541703890 | Flemington | 8822 | 4 | 19.88 | Commercial | Yes | Behind the Meter | Aston Solar | JCP&L | Accepted | 2019-07-25 | 2019-08-05 | 2020-08-05 | SolarEdge | SE20KUS | Inverters | 20000 |  | 1 |  |  | 0.98 |  | Outside | outside
Solar Registration Program | NJSRRE1543481463 | PRINCETON | 8540 | 12 | 19.92 | Residential | No | Behind the Meter | SEA BRIGHT SOLAR, LLC | PSE&G | Accepted | 2019-12-05 | 2019-12-09 | 2020-12-09 | SUNPOWER | SPR-A415-G-AC | Solar Panels |  | 0.415 | 8 | 230 | 40 |  | Fixed | Roof | SW
Solar Registration Program | NJSRRE1543481463 | PRINCETON | 8540 | 12 | 19.92 | Residential | No | Behind the Meter | SEA BRIGHT SOLAR, LLC | PSE&G | Accepted | 2019-12-05 | 2019-12-09 | 2020-12-09 | SUNPOWER | SPR-A415-G-AC | Solar Panels |  | 0.415 | 17 | 50 | 19 |  | Fixed | Roof | NE
Solar Registration Program | NJSRRE1543481463 | PRINCETON | 8540 | 12 | 19.92 | Residential | No | Behind the Meter | SEA BRIGHT SOLAR, LLC | PSE&G | Accepted | 2019-12-05 | 2019-12-09 | 2020-12-09 | SUNPOWER | SPR-A415-G-AC | Solar Panels |  | 0.415 | 8 | 50 | 11 |  | Fixed | Roof | NE
Solar Registration Program | NJSRRE1543481463 | PRINCETON | 8540 | 12 | 19.92 | Residential | No | Behind the Meter | SEA BRIGHT SOLAR, LLC | PSE&G | Accepted | 2019-12-05 | 2019-12-09 | 2020-12-09 | SUNPOWER | SPR-A415-G-AC | Solar Panels |  | 0.415 | 9 | 230 | 40 |  | Fixed | Roof | SW
Solar Registration Program | NJSRRE1543481463 | PRINCETON | 8540 | 12 | 19.92 | Residential | No | Behind the Meter | SEA BRIGHT SOLAR, LLC | PSE&G | Accepted | 2019-12-05 | 2019-12-09 | 2020-12-09 | SUNPOWER | SPR-A415-G-AC | Solar Panels |  | 0.415 | 6 | 230 | 40 |  | Fixed | Roof | SW
Solar Registration Program | NJSRRE1543481463 | PRINCETON | 8540 | 12 | 19.92 | Residential | No | Behind the Meter | SEA BRIGHT SOLAR, LLC | PSE&G | Accepted | 2019-12-05 | 2019-12-09 | 2020-12-09 | SUNPOWER | SPWR-A4 | Inverters | 349 |  | 48 |  |  | 0.97 |  | Other | BENEATH ARRAY
Solar Registration Program | NJSRRE1541111362 | Fort Lee | 7024 | 7 | 19.95 | Residential | Yes | Behind the Meter | SunPower Corporation, Systems | PSE&G | Accepted | 2019-06-05 | 2019-06-07 | 2020-06-07 | SUNPOWER | SPR-E20-327-E-AC | Solar Panels |  | 0.327 | 6 | 201 | 30 |  | Fixed | Roof
Solar Registration Program | NJSRRE1541111362 | Fort Lee | 7024 | 7 | 19.95 | Residential | Yes | Behind the Meter | SunPower Corporation, Systems | PSE&G | Accepted | 2019-06-05 | 2019-06-07 | 2020-06-07 | SUNPOWER | SPR-E20-327-E-AC | Solar Panels |  | 0.327 | 3 | 111 | 30 |  | Fixed | Roof
Solar Registration Program | NJSRRE1541111362 | Fort Lee | 7024 | 7 | 19.95 | Residential | Yes | Behind the Meter | SunPower Corporation, Systems | PSE&G | Accepted | 2019-06-05 | 2019-06-07 | 2020-06-07 | SUNPOWER | SPR-E20-327-E-AC | Solar Panels |  | 0.327 | 5 | 21 | 30 |  | Fixed | Roof
Solar Registration Program | NJSRRE1541111362 | Fort Lee | 7024 | 7 | 19.95 | Residential | Yes | Behind the Meter | SunPower Corporation, Systems | PSE&G | Accepted | 2019-06-05 | 2019-06-07 | 2020-06-07 | SUNPOWER | SPR-E20-327-E-AC | Solar Panels |  | 0.327 | 11 | 291 | 20 |  | Fixed | Roof
Solar Registration Program | NJSRRE1541111362 | Fort Lee | 7024 | 7 | 19.95 | Residential | Yes | Behind the Meter | SunPower Corporation, Systems | PSE&G | Accepted | 2019-06-05 | 2019-06-07 | 2020-06-07 | SUNPOWER | SPR-E20-327-E-AC | Solar Panels |  | 0.327 | 17 | 111 | 30 |  | Fixed | Roof
Solar Registration Program | NJSRRE1541111362 | Fort Lee | 7024 | 7 | 19.95 | Residential | Yes | Behind the Meter | SunPower Corporation, Systems | PSE&G | Accepted | 2019-06-05 | 2019-06-07 | 2020-06-07 | SUNPOWER | SPR-E20-327-E-AC | Solar Panels |  | 0.327 | 12 | 21 | 30 |  | Fixed | Roof
Solar Registration Program | NJSRRE1541111362 | Fort Lee | 7024 | 7 | 19.95 | Residential | Yes | Behind the Meter | SunPower Corporation, Systems | PSE&G | Accepted | 2019-06-05 | 2019-06-07 | 2020-06-07 | SUNPOWER | SPR-E20-327-E-AC | Solar Panels |  | 0.327 | 7 | 201 | 30 |  | Fixed | Roof
Solar Registration Program | NJSRRE1541111362 | Fort Lee | 7024 | 7 | 19.95 | Residential | Yes | Behind the Meter | SunPower Corporation, Systems | PSE&G | Accepted | 2019-06-05 | 2019-06-07 | 2020-06-07 | SUNPOWER | SPR-E20-327-E-AC | Inverters | 320 |  | 61 |  |  | 0.96 |  | Other | under each panel
Solar Registration Program | NJSRRE1541620213 | WOODBURY | 8096 | 15 | 19.95 | Residential | Yes | Behind the Meter | Sea Bright Solar, LLC | PSE&G | Accepted | 2019-07-07 | 2019-07-10 | 2020-07-10 | SUNPOWER | SPR-E20-327-C-AC | Solar Panels |  | 0.327 | 43 | 205 | 205 |  | Fixed | Roof | SW
Solar Registration Program | NJSRRE1541620213 | WOODBURY | 8096 | 15 | 19.95 | Residential | Yes | Behind the Meter | Sea Bright Solar, LLC | PSE&G | Accepted | 2019-07-07 | 2019-07-10 | 2020-07-10 | SUNPOWER | SPR-E20-327-C-AC | Solar Panels |  | 0.327 | 18 | 205 | 18 |  | Fixed | Roof | SW
Solar Registration Program | NJSRRE1541620213 | WOODBURY | 8096 | 15 | 19.95 | Residential | Yes | Behind the Meter | Sea Bright Solar, LLC | PSE&G | Accepted | 2019-07-07 | 2019-07-10 | 2020-07-10 | SUNPOWER | SPR-E20-327-C-AC | Inverters | 320 |  | 61 |  |  | 0.96 |  | Outside | BENEATH ARRAY
Solar Registration Program | NJSRRE1543506405 | Clark | 7066 | 10 | 19.98 | Residential | No | Behind the Meter | Sundial Solar Innovations | JCP&L | Accepted | 2019-12-10 | 2019-12-13 | 2020-12-13 | LG | LG370q1c-a5 | Solar Panels |  | 0.37 | 54 | 355 | 10 |  | Fixed | Roof
Solar Registration Program | NJSRRE1543506405 | Clark | 7066 | 10 | 19.98 | Residential | No | Behind the Meter | Sundial Solar Innovations | JCP&L | Accepted | 2019-12-10 | 2019-12-13 | 2020-12-13 | Enphase | IQ7+ | Inverters | 290 |  | 54 |  |  | 0.97 |  | Outside | roof
Solar Registration Program | NJSRRE1541805540 | Forked River | 8731 | 18 | 20.01 | Residential | Yes | Behind the Meter | Sunrun Installation Services, Inc. | JCP&L | Accepted | 2019-08-08 | 2019-08-23 | 2020-08-23 | REC Solar | REC290TP2 BLK | Solar Panels |  | 0.29 | 42 | 22 | 23 |  | Fixed | Roof
Solar Registration Program | NJSRRE1541805540 | Forked River | 8731 | 18 | 20.01 | Residential | Yes | Behind the Meter | Sunrun Installation Services, Inc. | JCP&L | Accepted | 2019-08-08 | 2019-08-23 | 2020-08-23 | REC Solar | REC290TP2 BLK | Solar Panels |  | 0.29 | 27 | 201 | 23 |  | Fixed | Roof
Solar Registration Program | NJSRRE1541805540 | Forked River | 8731 | 18 | 20.01 | Residential | Yes | Behind the Meter | Sunrun Installation Services, Inc. | JCP&L | Accepted | 2019-08-08 | 2019-08-23 | 2020-08-23 | Ningbo Ginlong Technologies | Solis-1P10K-4G-US | Inverters | 10000 |  | 2 |  |  | 0.96 |  | Outdoor | Next To Meter
Solar Registration Program | NJSRRE1541805540 | Forked River | 8731 | 18 | 20.01 | Residential | Yes | Behind the Meter | Sunrun Installation Services, Inc. | JCP&L | Accepted | 2019-08-08 | 2019-08-23 | 2020-08-23 | Ningbo Ginlong Technologies | Solis-1P3K-4G-US | Inverters | 3000 |  | 1 |  |  | 0.96 |  | Outdoor | Next To Meter
Solar Registration Program | NJSRRE1540854388 | Hackettstown | 7840 | 2 | 20.06 | Residential | Yes | Behind the Meter | Pro Custom Solar dba Momentum Solar | JCP&L | Accepted | 2019-04-15 | 2019-04-16 | 2020-04-16 | HANWHA Q-CELLS | Q.PEAK BLK-G4.1 295 | Solar Panels |  | 0.295 | 22 | 127 | 23 |  | Fixed | Roof
Solar Registration Program | NJSRRE1540854388 | Hackettstown | 7840 | 2 | 20.06 | Residential | Yes | Behind the Meter | Pro Custom Solar dba Momentum Solar | JCP&L | Accepted | 2019-04-15 | 2019-04-16 | 2020-04-16 | HANHWA Q-CELLS | Q.PEAK BLK-G4.1 295 | Solar Panels |  | 0.295 | 14 | 126 | 22 |  | Fixed | Roof
Solar Registration Program | NJSRRE1540854388 | Hackettstown | 7840 | 2 | 20.06 | Residential | Yes | Behind the Meter | Pro Custom Solar dba Momentum Solar | JCP&L | Accepted | 2019-04-15 | 2019-04-16 | 2020-04-16 | HANWHA Q-CELLS | Q.PEAK BLK-G4.1 295 | Solar Panels |  | 0.295 | 16 | 307 | 23 |  | Fixed | Roof
Solar Registration Program | NJSRRE1540854388 | Hackettstown | 7840 | 2 | 20.06 | Residential | Yes | Behind the Meter | Pro Custom Solar dba Momentum Solar | JCP&L | Accepted | 2019-04-15 | 2019-04-16 | 2020-04-16 | HANWHA Q-CELLS | Q.PEAK BLK-G4.1 295 | Solar Panels |  | 0.295 | 16 | 307 | 23 |  | Fixed | Roof
Solar Registration Program | NJSRRE1540854388 | Hackettstown | 7840 | 2 | 20.06 | Residential | Yes | Behind the Meter | Pro Custom Solar dba Momentum Solar | JCP&L | Accepted | 2019-04-15 | 2019-04-16 | 2020-04-16 | ENPHASE | IQ7-60-2-US | Inverters | 250 |  | 68 |  |  | 0.97 |  | Outdoor | ROOF
Solar Registration Program | NJSRRE1541693519 | Manahawkin | 8050 | 18 | 20.1 | Residential | Yes | Behind the Meter | Pro Custom Solar dba Momentum Solar | AC Electric | Accepted | 2019-07-22 | 2019-07-24 | 2020-07-24 | LG | LG 335N1C-A5 | Solar Panels |  | 0.335 | 14 | 132 | 31 |  | Fixed | Roof
Solar Registration Program | NJSRRE1541693519 | Manahawkin | 8050 | 18 | 20.1 | Residential | Yes | Behind the Meter | Pro Custom Solar dba Momentum Solar | AC Electric | Accepted | 2019-07-22 | 2019-07-24 | 2020-07-24 | LG | LG 335N1C-A5 | Solar Panels |  | 0.335 | 19 | 312 | 39 |  | Fixed | Roof
Solar Registration Program | NJSRRE1541693519 | Manahawkin | 8050 | 18 | 20.1 | Residential | Yes | Behind the Meter | Pro Custom Solar dba Momentum Solar | AC Electric | Accepted | 2019-07-22 | 2019-07-24 | 2020-07-24 | LG | LG 335N1C-A5 | Solar Panels |  | 0.335 | 14 | 313 | 31 |  | Fixed | Roof
Solar Registration Program | NJSRRE1541693519 | Manahawkin | 8050 | 18 | 20.1 | Residential | Yes | Behind the Meter | Pro Custom Solar dba Momentum Solar | AC Electric | Accepted | 2019-07-22 | 2019-07-24 | 2020-07-24 | LG | LG 335N1C-A5 | Solar Panels |  | 0.335 | 13 | 133 | 32 |  | Fixed | Roof
Solar Registration Program | NJSRRE1541693519 | Manahawkin | 8050 | 18 | 20.1 | Residential | Yes | Behind the Meter | Pro Custom Solar dba Momentum Solar | AC Electric | Accepted | 2019-07-22 | 2019-07-24 | 2020-07-24 | ENPHASE | IQ7-60-2-US | Inverters | 250 |  | 60 |  |  | 0.97 |  | Outdoor | ROOF
Solar Registration Program | NJSRRE1539410449 | Waterford Works | 8089 | 14 | 20.13 | Residential | No | Behind the Meter | Suntuity Solar LLC | AC Electric | Accepted | 2018-09-12 | 2018-11-20 | 2020-05-20 | Hanwha Solar | Q-Cells 305 Mono | Solar Panels |  | 0.305 | 66 | 203 | 20 |  | Fixed | Roof
Solar Registration Program | NJSRRE1539410449 | Waterford Works | 8089 | 14 | 20.13 | Residential | No | Behind the Meter | Suntuity Solar LLC | AC Electric | Accepted | 2018-09-12 | 2018-11-20 | 2020-05-20 | Enphase Energy | IQ7-60-2-US | Inverters | 240 |  | 66 |  |  | 0.97 |  | Outdoor | Behind the PV Modules
Solar Registration Program | NJSRRE1540979991 | Livingston | 7039 | 9 | 20.13 | Residential | No | Behind the Meter | Amergy Solar | PSE&G | Accepted | 2019-05-10 | 2019-05-14 | 2020-05-14 | Panasonic | HITN330 | Solar Panels |  | 0.33 | 61 | 191 | 14 |  | Fixed | Roof
Solar Registration Program | NJSRRE1540979991 | Livingston | 7039 | 9 | 20.13 | Residential | No | Behind the Meter | Amergy Solar | PSE&G | Accepted | 2019-05-10 | 2019-05-14 | 2020-05-14 | Solaredge | SE10000 | Inverters | 10000 |  | 2 |  |  | 0.97 |  | Outside | Side of house next to utility meter
Solar Registration Program | NJSRRE1541809525 | Marmora | 8223 | 21 | 20.13 | Residential | Yes | Behind the Meter | RCL Enterprises Inc. | AC Electric | Accepted | 2019-08-09 | 2019-08-23 | 2020-08-23 | Trina Solar | TSM-305DD05A | Solar Panels |  | 0.305 | 46 | 140 | 22 |  | Fixed | Roof
Solar Registration Program | NJSRRE1541809525 | Marmora | 8223 | 21 | 20.13 | Residential | Yes | Behind the Meter | RCL Enterprises Inc. | AC Electric | Accepted | 2019-08-09 | 2019-08-23 | 2020-08-23 | Trina Solar | TSM-305DD05A | Solar Panels |  | 0.305 | 20 | 140 | 16 |  | Fixed | Roof
Solar Registration Program | NJSRRE1541809525 | Marmora | 8223 | 21 | 20.13 | Residential | Yes | Behind the Meter | RCL Enterprises Inc. | AC Electric | Accepted | 2019-08-09 | 2019-08-23 | 2020-08-23 | Enphase | IQ7 | Inverters | 15840 |  | 66 |  |  | 0.96 |  | Outdoor | under panels
Solar Registration Program | NJSRRE1541820801 | Robbinsville | 8691 | 12 | 20.13 | Residential | No | Behind the Meter | Exact Solar | JCP&L | Final As-Built Received | 2019-08-14 | 2019-08-23 | 2020-08-23 | Panasonic | VBHN330SA17 | Solar Panels |  | 0.33 | 35 | 169 | 40 |  | Fixed | Roof
Solar Registration Program | NJSRRE1541820801 | Robbinsville | 8691 | 12 | 20.13 | Residential | No | Behind the Meter | Exact Solar | JCP&L | Final As-Built Received | 2019-08-14 | 2019-08-23 | 2020-08-23 | Panasonic | VBHN330SA17 | Solar Panels |  | 0.33 | 13 | 259 | 45 |  | Fixed | Roof
Solar Registration Program | NJSRRE1541820801 | Robbinsville | 8691 | 12 | 20.13 | Residential | No | Behind the Meter | Exact Solar | JCP&L | Final As-Built Received | 2019-08-14 | 2019-08-23 | 2020-08-23 | Panasonic | VBHN330SA17 | Solar Panels |  | 0.33 | 13 | 79 | 45 |  | Fixed | Roof
Solar Registration Program | NJSRRE1541820801 | Robbinsville | 8691 | 12 | 20.13 | Residential | No | Behind the Meter | Exact Solar | JCP&L | Final As-Built Received | 2019-08-14 | 2019-08-23 | 2020-08-23 | Enphase | IQ7x | Inverters | 315 |  | 61 |  |  | 0.97 |  | Outside | under solar panels
Solar Registration Program | NJSRRE1540405156 | MArlton | 8053 | 13 | 20.15 | Residential | No | Behind the Meter | Maier Solar Engineering dba Solar Me | AC Electric | Accepted | 2019-02-28 | 2019-03-01 | 2020-03-01 | Hanwha | Q. Peak DUO-G5.1 325W | Solar Panels |  | 0.325 | 5 | 267 | 21 |  | Fixed | Roof
Solar Registration Program | NJSRRE1540405156 | MArlton | 8053 | 13 | 20.15 | Residential | No | Behind the Meter | Maier Solar Engineering dba Solar Me | AC Electric | Accepted | 2019-02-28 | 2019-03-01 | 2020-03-01 | Hanwha | Q. Peak DUO-G5.1 325W | Solar Panels |  | 0.325 | 31 | 87 | 21 |  | Fixed | Roof
Solar Registration Program | NJSRRE1540405156 | MArlton | 8053 | 13 | 20.15 | Residential | No | Behind the Meter | Maier Solar Engineering dba Solar Me | AC Electric | Accepted | 2019-02-28 | 2019-03-01 | 2020-03-01 | Hanwha | Q. Peak DUO-G5.1 325W | Solar Panels |  | 0.325 | 26 | 267 | 21 |  | Fixed | Roof
Solar Registration Program | NJSRRE1540405156 | MArlton | 8053 | 13 | 20.15 | Residential | No | Behind the Meter | Maier Solar Engineering dba Solar Me | AC Electric | Accepted | 2019-02-28 | 2019-03-01 | 2020-03-01 | Enphase | IQ7+ | Inverters | 290 |  | 62 |  |  | 0.96 |  | Outside | Next to meter
Solar Registration Program | NJSRRE1541820377 | Kinnelon | 7405 | 3 | 20.15 | Residential | No | Behind the Meter | Green Power Energy | JCP&L | Accepted | 2019-08-13 | 2019-08-23 | 2020-08-23 | Panasonic | VBHN325KA03 | Solar Panels |  | 0.325 | 18 | 109 | 27 |  | Fixed | Roof
Solar Registration Program | NJSRRE1541820377 | Kinnelon | 7405 | 3 | 20.15 | Residential | No | Behind the Meter | Green Power Energy | JCP&L | Accepted | 2019-08-13 | 2019-08-23 | 2020-08-23 | Panasonic | VBHN325KA03 | Solar Panels |  | 0.325 | 21 | 294 | 27 |  | Fixed | Roof
Solar Registration Program | NJSRRE1541820377 | Kinnelon | 7405 | 3 | 20.15 | Residential | No | Behind the Meter | Green Power Energy | JCP&L | Accepted | 2019-08-13 | 2019-08-23 | 2020-08-23 | Panasonic | VBHN325KA03 | Solar Panels |  | 0.325 | 4 | 291 | 27 |  | Fixed | Roof
Solar Registration Program | NJSRRE1541820377 | Kinnelon | 7405 | 3 | 20.15 | Residential | No | Behind the Meter | Green Power Energy | JCP&L | Accepted | 2019-08-13 | 2019-08-23 | 2020-08-23 | Panasonic | VBHN325KA03 | Solar Panels |  | 0.325 | 19 | 21 | 23 |  | Fixed | Roof
Solar Registration Program | NJSRRE1541820377 | Kinnelon | 7405 | 3 | 20.15 | Residential | No | Behind the Meter | Green Power Energy | JCP&L | Accepted | 2019-08-13 | 2019-08-23 | 2020-08-23 | Solar Edge | SE10000H-US | Inverters | 10000 |  | 2 |  |  | 0.97 |  | Outside | next to meter
Solar Registration Program | NJSRRE1542242388 | Hammonton | 8037 | 19 | 20.15 | Residential | Yes | Behind the Meter | Palmetto Solar LLC | AC Electric | Accepted | 2019-09-05 | 2019-09-09 | 2020-09-09 | Hanwha | 310 All Black Module | Solar Panels |  | 0.31 | 33 | 180 | 25 |  | Fixed | Roof
Solar Registration Program | NJSRRE1542242388 | Hammonton | 8037 | 19 | 20.15 | Residential | Yes | Behind the Meter | Palmetto Solar LLC | AC Electric | Accepted | 2019-09-05 | 2019-09-09 | 2020-09-09 | Hanwha | 310 All Black Module | Solar Panels |  | 0.31 | 32 | 180 | 25 |  | Fixed | Roof
Solar Registration Program | NJSRRE1542242388 | Hammonton | 8037 | 19 | 20.15 | Residential | Yes | Behind the Meter | Palmetto Solar LLC | AC Electric | Accepted | 2019-09-05 | 2019-09-09 | 2020-09-09 | SolarEdge | SE7600H-US | Inverters | 7600 |  | 1 |  |  | 0.98 |  | Outside | side of the house
Solar Registration Program | NJSRRE1542242388 | Hammonton | 8037 | 19 | 20.15 | Residential | Yes | Behind the Meter | Palmetto Solar LLC | AC Electric | Accepted | 2019-09-05 | 2019-09-09 | 2020-09-09 | SolarEdge | 10000H-US | Inverters | 10000 |  | 1 |  |  | 0.98 |  | Outside | side of the house
Solar Registration Program | NJSRRE1542416801 | Paterson | 7513 | 6 | 20.15 | Residential | Yes | Behind the Meter | Trinity Solar | PSE&G | Accepted | 2019-09-18 | 2019-09-20 | 2020-09-20 | CANADIAN | CS1H-325MS | Solar Panels |  | 0.325 | 39 | 280 | 40 |  | Fixed | Roof
Solar Registration Program | NJSRRE1542416801 | Paterson | 7513 | 6 | 20.15 | Residential | Yes | Behind the Meter | Trinity Solar | PSE&G | Accepted | 2019-09-18 | 2019-09-20 | 2020-09-20 | CANADIAN | CS1H-325MS | Solar Panels |  | 0.325 | 23 | 100 | 40 |  | Fixed | Roof
Solar Registration Program | NJSRRE1542416801 | Paterson | 7513 | 6 | 20.15 | Residential | Yes | Behind the Meter | Trinity Solar | PSE&G | Accepted | 2019-09-18 | 2019-09-20 | 2020-09-20 | SOLAR EDGE | SE10000H-US | Inverters | 10000 |  | 1 |  |  | 0.97 |  | Outdoor | SIDE OF HOME
Solar Registration Program | NJSRRE1542416801 | Paterson | 7513 | 6 | 20.15 | Residential | Yes | Behind the Meter | Trinity Solar | PSE&G | Accepted | 2019-09-18 | 2019-09-20 | 2020-09-20 | SOLAR EDGE | SE5000H-US | Inverters | 5000 |  | 1 |  |  | 0.97 |  | Outdoor | SIDE OF HOME
Solar Registration Program | NJSRRE1542513402 | Millstone | 8510 | 17 | 20.15 | Residential | No | Behind the Meter | Public Service Solar | JCP&L | Accepted | 2019-10-07 | 2019-10-10 | 2020-10-10 | Panasonic | Panasonic VBHN325KA03 | Solar Panels |  | 0.325 | 62 | 163 | 33 |  | Fixed | Roof
Solar Registration Program | NJSRRE1542513402 | Millstone | 8510 | 17 | 20.15 | Residential | No | Behind the Meter | Public Service Solar | JCP&L | Accepted | 2019-10-07 | 2019-10-10 | 2020-10-10 | Enphase | IQ7+ | Inverters | 0.325 |  | 62 |  |  | 0.96 |  | Outside | Under panels
Solar Registration Program | NJSRRE1542556294 | Hammonton | 8037 | 19 | 20.15 | Residential | No | Behind the Meter | Orbit Energy & Power, LLC | AC Electric | Accepted | 2019-10-18 | 2019-10-22 | 2020-10-22 | axitec | axitec 310 | Solar Panels |  | 0.31 | 65 | 242 | 20 |  | Fixed | Roof
Solar Registration Program | NJSRRE1542556294 | Hammonton | 8037 | 19 | 20.15 | Residential | No | Behind the Meter | Orbit Energy & Power, LLC | AC Electric | Accepted | 2019-10-18 | 2019-10-22 | 2020-10-22 | enphase | iq7 | Inverters | 240 |  | 65 |  |  | 0.986 |  | Outside | panel
Solar Registration Program | NJSRRE1542687428 | Asbury | 8802 | 4 | 20.15 | Farm | No | Behind the Meter | Eznergy | JCP&L | Accepted | 2019-10-29 | 2019-10-31 | 2020-10-31 | Trina | TSM395 | Solar Panels |  | 0.395 | 51 | 150 | 26 |  | Fixed | Roof
Solar Registration Program | NJSRRE1542687428 | Asbury | 8802 | 4 | 20.15 | Farm | No | Behind the Meter | Eznergy | JCP&L | Accepted | 2019-10-29 | 2019-10-31 | 2020-10-31 | Solar Edge | SE14.4KUS | Inverters | 14400 |  | 2 |  |  | 0.98 |  | Outdoor | Side of building near meter
Solar Registration Program | NJSRRE1543434379 | Mantua | 8051 | 15 | 20.15 | Residential | No | Behind the Meter | All Season Solar | AC Electric | Accepted | 2019-11-21 | 2019-11-26 | 2020-11-26 | Certain Teed | CT310HC11-04 | Solar Panels |  | 0.31 | 4 | 113 | 33 |  | Fixed | Roof
Solar Registration Program | NJSRRE1543434379 | Mantua | 8051 | 15 | 20.15 | Residential | No | Behind the Meter | All Season Solar | AC Electric | Accepted | 2019-11-21 | 2019-11-26 | 2020-11-26 | Certain Teed | CT310HC11-04 | Solar Panels |  | 0.31 | 9 | 203 | 33 |  | Fixed | Roof
Solar Registration Program | NJSRRE1543434379 | Mantua | 8051 | 15 | 20.15 | Residential | No | Behind the Meter | All Season Solar | AC Electric | Accepted | 2019-11-21 | 2019-11-26 | 2020-11-26 | Certain Teed | CT310HC11-04 | Solar Panels |  | 0.31 | 2 | 203 | 33 |  | Fixed | Roof
Solar Registration Program | NJSRRE1543434379 | Mantua | 8051 | 15 | 20.15 | Residential | No | Behind the Meter | All Season Solar | AC Electric | Accepted | 2019-11-21 | 2019-11-26 | 2020-11-26 | Certiain Teed | CT310HC11-04 | Solar Panels |  | 0.31 | 13 | 203 | 33 |  | Fixed | Roof
Solar Registration Program | NJSRRE1543434379 | Mantua | 8051 | 15 | 20.15 | Residential | No | Behind the Meter | All Season Solar | AC Electric | Accepted | 2019-11-21 | 2019-11-26 | 2020-11-26 | Certain Teed | CT310HC11-04 | Solar Panels |  | 0.31 | 12 | 203 | 33 |  | Fixed | Roof
Solar Registration Program | NJSRRE1543434379 | Mantua | 8051 | 15 | 20.15 | Residential | No | Behind the Meter | All Season Solar | AC Electric | Accepted | 2019-11-21 | 2019-11-26 | 2020-11-26 | Certain Teed | CT310HC11-04 | Solar Panels |  | 0.31 | 16 | 203 | 33 |  | Fixed | Roof
Solar Registration Program | NJSRRE1543434379 | Mantua | 8051 | 15 | 20.15 | Residential | No | Behind the Meter | All Season Solar | AC Electric | Accepted | 2019-11-21 | 2019-11-26 | 2020-11-26 | Certain Teed | CT310HC11-04 | Solar Panels |  | 0.31 | 9 | 113 | 33 |  | Fixed | Roof
Solar Registration Program | NJSRRE1543434379 | Mantua | 8051 | 15 | 20.15 | Residential | No | Behind the Meter | All Season Solar | AC Electric | Accepted | 2019-11-21 | 2019-11-26 | 2020-11-26 | Enphase | IQ7 | Inverters | 240 |  | 65 |  |  | 0.97 |  | Outdoor | Under Module
Solar Registration Program | NJSRRE1543481628 | Blackwood | 8012 | 14 | 20.15 | Residential | Yes | Behind the Meter | Orbit Energy & Power, LLC | AC Electric | Accepted | 2019-12-05 | 2019-12-09 | 2020-12-09 | TRINA SOLAR | TSM-DD05A.08(II) 310W | Solar Panels |  | 0.31 | 22 | 75 | 15 |  | Fixed | Roof
Solar Registration Program | NJSRRE1543481628 | Blackwood | 8012 | 14 | 20.15 | Residential | Yes | Behind the Meter | Orbit Energy & Power, LLC | AC Electric | Accepted | 2019-12-05 | 2019-12-09 | 2020-12-09 | TRINA SOLAR | TSM-DD05A.08(II) 310W | Solar Panels |  | 0.31 | 28 | 255 | 15 |  | Fixed | Roof
Solar Registration Program | NJSRRE1543481628 | Blackwood | 8012 | 14 | 20.15 | Residential | Yes | Behind the Meter | Orbit Energy & Power, LLC | AC Electric | Accepted | 2019-12-05 | 2019-12-09 | 2020-12-09 | TRINA SOLAR | TSM-DD05A.08(II) 310W | Solar Panels |  | 0.31 | 15 | 165 | 5 |  | Fixed | Roof
Solar Registration Program | NJSRRE1543481628 | Blackwood | 8012 | 14 | 20.15 | Residential | Yes | Behind the Meter | Orbit Energy & Power, LLC | AC Electric | Accepted | 2019-12-05 | 2019-12-09 | 2020-12-09 | ENPHASE | IQ7-60-2-US | Inverters | 0.24 |  | 65 |  |  | 0.99 |  | Outside | ROOF
Solar Registration Program | NJSRRE1540306900 | Vineland | 08361-7900 |  | 20.16 | Residential | Yes | Behind the Meter | Castle Energy, LLC | Vineland Muni Electric | Accepted | 2019-02-01 | 2019-02-04 | 2020-02-04 | Hanwha QCells | Q.PEAK DUO BLK-G5 320 | Solar Panels |  | 0.32 | 37 | 183 | 30 |  | Fixed | Roof
Solar Registration Program | NJSRRE1540306900 | Vineland | 08361-7900 |  | 20.16 | Residential | Yes | Behind the Meter | Castle Energy, LLC | Vineland Muni Electric | Accepted | 2019-02-01 | 2019-02-04 | 2020-02-04 | Hanwha QCells | Q.PEAK DUO BLK-G5 320 | Solar Panels |  | 0.32 | 18 | 183 | 30 |  | Fixed | Roof
Solar Registration Program | NJSRRE1540306900 | Vineland | 08361-7900 |  | 20.16 | Residential | Yes | Behind the Meter | Castle Energy, LLC | Vineland Muni Electric | Accepted | 2019-02-01 | 2019-02-04 | 2020-02-04 | Hanwha QCells | Q.PEAK DUO BLK-G5 320 | Solar Panels |  | 0.32 | 8 | 183 | 30 |  | Fixed | Roof
Solar Registration Program | NJSRRE1540306900 | Vineland | 08361-7900 |  | 20.16 | Residential | Yes | Behind the Meter | Castle Energy, LLC | Vineland Muni Electric | Accepted | 2019-02-01 | 2019-02-04 | 2020-02-04 | Enphase Energy | IQ7-60-2-US | Inverters | 240 |  | 63 |  |  | 0.976 |  | Outdoor | On rooftop underneath each solar module
Solar Registration Program | NJSRRE1541883799 | Vineland | 8360 | 20 | 20.16 | Residential | Yes | Behind the Meter | Castle Energy, LLC | AC Electric | Accepted | 2019-08-26 | 2019-08-28 | 2020-08-28 | LG Electronics | LG320E1K-A5 | Solar Panels |  | 0.32 | 20 | 178 | 14 |  | Fixed | Roof
Solar Registration Program | NJSRRE1541883799 | Vineland | 8360 | 20 | 20.16 | Residential | Yes | Behind the Meter | Castle Energy, LLC | AC Electric | Accepted | 2019-08-26 | 2019-08-28 | 2020-08-28 | LG Electronics | LG320E1K-A5 | Solar Panels |  | 0.32 | 43 | 179 | 25 |  | Fixed | Ground
Solar Registration Program | NJSRRE1541883799 | Vineland | 8360 | 20 | 20.16 | Residential | Yes | Behind the Meter | Castle Energy, LLC | AC Electric | Accepted | 2019-08-26 | 2019-08-28 | 2020-08-28 | Enphase Energy | IQ7-60-2-US | Inverters | 240 |  | 63 |  |  | 0.967 |  | Outside | under each solar panel
Solar Registration Program | NJSRRE1542511024 | Dorothy | 8317 | 19 | 20.16 | Residential | Yes | Behind the Meter | Suntuity Solar LLC | AC Electric | Accepted | 2019-10-07 | 2019-10-09 | 2020-10-09 | Longi | LR6-60HPB-315M | Solar Panels |  | 0.315 | 32 | 180 | 20 |  | Fixed | Ground
Solar Registration Program | NJSRRE1542511024 | Dorothy | 8317 | 19 | 20.16 | Residential | Yes | Behind the Meter | Suntuity Solar LLC | AC Electric | Accepted | 2019-10-07 | 2019-10-09 | 2020-10-09 | Longi | LR6-60HPB-315M | Solar Panels |  | 0.315 | 32 | 180 | 20 |  | Fixed | Ground
Solar Registration Program | NJSRRE1542511024 | Dorothy | 8317 | 19 | 20.16 | Residential | Yes | Behind the Meter | Suntuity Solar LLC | AC Electric | Accepted | 2019-10-07 | 2019-10-09 | 2020-10-09 | Enphase Energy | IQ7-60-2-US | Inverters | 240 |  | 64 |  |  | 0.97 |  | Outdoor | Behind the PV Modules
Solar Registration Program | NJSRRE1542556242 | Deptford Township | 8096 | 15 | 20.16 | Residential | No | Behind the Meter | SunPower Corporation, Systems | PSE&G | Accepted | 2019-10-18 | 2019-11-14 | 2020-11-14 | SUNPOWER | SPR-X22-360-E-AC | Solar Panels |  | 0.36 | 22 | 321 | 25 |  | Fixed | Roof
Solar Registration Program | NJSRRE1542556242 | Deptford Township | 8096 | 15 | 20.16 | Residential | No | Behind the Meter | SunPower Corporation, Systems | PSE&G | Accepted | 2019-10-18 | 2019-11-14 | 2020-11-14 | SUNPOWER | SPR-X22-360-E-AC | Solar Panels |  | 0.36 | 34 | 141 | 25 |  | Fixed | Roof
Solar Registration Program | NJSRRE1542556242 | Deptford Township | 8096 | 15 | 20.16 | Residential | No | Behind the Meter | SunPower Corporation, Systems | PSE&G | Accepted | 2019-10-18 | 2019-11-14 | 2020-11-14 | SUNPOWER | SPR-X22-360-E-AC | Inverters | 320 |  | 56 |  |  | 0.96 |  | Other | under each panel
Solar Registration Program | NJSRRE1542568740 | LINWOOD | 8221 | 19 | 20.16 | Residential | No | Behind the Meter | Vivint Solar Developer, LLC | AC Electric | Accepted | 2019-10-21 | 2019-10-23 | 2020-10-23 | HANWHA SOLAR | Q.PEAK BLK-G5 315 | Solar Panels |  | 0.315 | 25 | 68 | 25 |  | Fixed | Roof
Solar Registration Program | NJSRRE1542568740 | LINWOOD | 8221 | 19 | 20.16 | Residential | No | Behind the Meter | Vivint Solar Developer, LLC | AC Electric | Accepted | 2019-10-21 | 2019-10-23 | 2020-10-23 | HANWHA SOLAR | Q.PEAK BLK-G5 315 | Solar Panels |  | 0.315 | 22 | 158 | 25 |  | Fixed | Roof
Solar Registration Program | NJSRRE1542568740 | LINWOOD | 8221 | 19 | 20.16 | Residential | No | Behind the Meter | Vivint Solar Developer, LLC | AC Electric | Accepted | 2019-10-21 | 2019-10-23 | 2020-10-23 | HANWHA SOLAR | Q.PEAK BLK-G5 315 | Solar Panels |  | 0.315 | 17 | 248 | 25 |  | Fixed | Roof
Solar Registration Program | NJSRRE1542568740 | LINWOOD | 8221 | 19 | 20.16 | Residential | No | Behind the Meter | Vivint Solar Developer, LLC | AC Electric | Accepted | 2019-10-21 | 2019-10-23 | 2020-10-23 | solar edge | SE7600H-US | Inverters | 7600 |  | 2 |  |  | 0.992 |  | Outdoor | near utility meter
Solar Registration Program | NJSRRE1542573028 | MICKLETON | 8056 | 15 | 20.16 | Residential | Yes | Behind the Meter | Vivint Solar Developer, LLC | AC Electric | Accepted | 2019-10-21 | 2019-10-23 | 2020-10-23 | Hanwha | Q.PEAK BLK-G5 315 | Solar Panels |  | 0.315 | 9 | 252 | 39 |  | Fixed | Roof
Solar Registration Program | NJSRRE1542573028 | MICKLETON | 8056 | 15 | 20.16 | Residential | Yes | Behind the Meter | Vivint Solar Developer, LLC | AC Electric | Accepted | 2019-10-21 | 2019-10-23 | 2020-10-23 | Hanwha | Q.PEAK BLK-G5 315 | Solar Panels |  | 0.315 | 10 | 342 | 32 |  | Fixed | Roof
Solar Registration Program | NJSRRE1542573028 | MICKLETON | 8056 | 15 | 20.16 | Residential | Yes | Behind the Meter | Vivint Solar Developer, LLC | AC Electric | Accepted | 2019-10-21 | 2019-10-23 | 2020-10-23 | Hanwha | Q.PEAK BLK-G5 315 | Solar Panels |  | 0.315 | 6 | 252 | 32 |  | Fixed | Roof
Solar Registration Program | NJSRRE1542573028 | MICKLETON | 8056 | 15 | 20.16 | Residential | Yes | Behind the Meter | Vivint Solar Developer, LLC | AC Electric | Accepted | 2019-10-21 | 2019-10-23 | 2020-10-23 | Hanwha | Q.PEAK BLK-G5 315 | Solar Panels |  | 0.315 | 7 | 162 | 32 |  | Fixed | Roof
Solar Registration Program | NJSRRE1542573028 | MICKLETON | 8056 | 15 | 20.16 | Residential | Yes | Behind the Meter | Vivint Solar Developer, LLC | AC Electric | Accepted | 2019-10-21 | 2019-10-23 | 2020-10-23 | Hanwha | Q.PEAK BLK-G5 315 | Solar Panels |  | 0.315 | 4 | 252 | 40 |  | Fixed | Roof
Solar Registration Program | NJSRRE1542573028 | MICKLETON | 8056 | 15 | 20.16 | Residential | Yes | Behind the Meter | Vivint Solar Developer, LLC | AC Electric | Accepted | 2019-10-21 | 2019-10-23 | 2020-10-23 | Hanwha | Q.PEAK BLK-G5 315 | Solar Panels |  | 0.315 | 4 | 72 | 40 |  | Fixed | Roof
Solar Registration Program | NJSRRE1542573028 | MICKLETON | 8056 | 15 | 20.16 | Residential | Yes | Behind the Meter | Vivint Solar Developer, LLC | AC Electric | Accepted | 2019-10-21 | 2019-10-23 | 2020-10-23 | Hanwha | Q.PEAK BLK-G5 315 | Solar Panels |  | 0.315 | 8 | 162 | 40 |  | Fixed | Roof
Solar Registration Program | NJSRRE1542573028 | MICKLETON | 8056 | 15 | 20.16 | Residential | Yes | Behind the Meter | Vivint Solar Developer, LLC | AC Electric | Accepted | 2019-10-21 | 2019-10-23 | 2020-10-23 | Hanwha | Q.PEAK BLK-G5 315 | Solar Panels |  | 0.315 | 7 | 72 | 32 |  | Fixed | Roof
Solar Registration Program | NJSRRE1542573028 | MICKLETON | 8056 | 15 | 20.16 | Residential | Yes | Behind the Meter | Vivint Solar Developer, LLC | AC Electric | Accepted | 2019-10-21 | 2019-10-23 | 2020-10-23 | Hanwha | Q.PEAK BLK-G5 315 | Solar Panels |  | 0.315 | 9 | 162 | 32 |  | Fixed | Roof
Solar Registration Program | NJSRRE1542573028 | MICKLETON | 8056 | 15 | 20.16 | Residential | Yes | Behind the Meter | Vivint Solar Developer, LLC | AC Electric | Accepted | 2019-10-21 | 2019-10-23 | 2020-10-23 | Solar Edge | SE7600H-US | Inverters | 7600 |  | 2 |  |  | 0.992 |  | Outdoor | Near the Utility Meter
Solar Registration Program | NJSRRE1540980334 | East Orange | 7017 | 9 | 20.27 | Residential | Yes | Behind the Meter | SunPower Corporation, Systems | PSE&G | Accepted | 2019-05-10 | 2019-05-15 | 2020-05-15 | SUNPOWER | SPR-E20-327-E-AC | Solar Panels |  | 0.327 | 35 | 206 | 23 |  | Fixed | Roof
Solar Registration Program | NJSRRE1540980334 | East Orange | 7017 | 9 | 20.27 | Residential | Yes | Behind the Meter | SunPower Corporation, Systems | PSE&G | Accepted | 2019-05-10 | 2019-05-15 | 2020-05-15 | SUNPOWER | SPR-E20-327-E-AC | Solar Panels |  | 0.327 | 27 | 26 | 23 |  | Fixed | Roof
Solar Registration Program | NJSRRE1540980334 | East Orange | 7017 | 9 | 20.27 | Residential | Yes | Behind the Meter | SunPower Corporation, Systems | PSE&G | Accepted | 2019-05-10 | 2019-05-15 | 2020-05-15 | SUNPOWER | SPR-E20-327-E-AC | Inverters | 320 |  | 62 |  |  | 0.96 |  | Other | under each panel
Solar Registration Program | NJSRRE1542161837 | Manchester | 8759 | 18 | 20.27 | Residential | No | Behind the Meter | SunPower Capital LLC | JCP&L | Accepted | 2019-09-04 | 2019-09-06 | 2020-09-06 | sunpower | e20-327-e-ac | Solar Panels |  | 0.327 | 14 | 143 | 23 |  | Fixed | Roof
Solar Registration Program | NJSRRE1542161837 | Manchester | 8759 | 18 | 20.27 | Residential | No | Behind the Meter | SunPower Capital LLC | JCP&L | Accepted | 2019-09-04 | 2019-09-06 | 2020-09-06 | sunpower | e20-327-e-ac | Solar Panels |  | 0.327 | 18 | 53 | 23 |  | Fixed | Roof
Solar Registration Program | NJSRRE1542161837 | Manchester | 8759 | 18 | 20.27 | Residential | No | Behind the Meter | SunPower Capital LLC | JCP&L | Accepted | 2019-09-04 | 2019-09-06 | 2020-09-06 | sunpower | e20-327-e-ac | Solar Panels |  | 0.327 | 23 | 233 | 23 |  | Fixed | Roof
Solar Registration Program | NJSRRE1542161837 | Manchester | 8759 | 18 | 20.27 | Residential | No | Behind the Meter | SunPower Capital LLC | JCP&L | Accepted | 2019-09-04 | 2019-09-06 | 2020-09-06 | sunpower | e20-327-e-ac | Solar Panels |  | 0.327 | 3 | 323 | 18 |  | Fixed | Roof
Solar Registration Program | NJSRRE1542161837 | Manchester | 8759 | 18 | 20.27 | Residential | No | Behind the Meter | SunPower Capital LLC | JCP&L | Accepted | 2019-09-04 | 2019-09-06 | 2020-09-06 | sunpower | e20-327-e-ac | Solar Panels |  | 0.327 | 2 | 143 | 18 |  | Fixed | Roof
Solar Registration Program | NJSRRE1542161837 | Manchester | 8759 | 18 | 20.27 | Residential | No | Behind the Meter | SunPower Capital LLC | JCP&L | Accepted | 2019-09-04 | 2019-09-06 | 2020-09-06 | sunpower | e20-327-e-ac | Solar Panels |  | 0.327 | 2 | 233 | 8 |  | Fixed | Roof
Solar Registration Program | NJSRRE1542161837 | Manchester | 8759 | 18 | 20.27 | Residential | No | Behind the Meter | SunPower Capital LLC | JCP&L | Accepted | 2019-09-04 | 2019-09-06 | 2020-09-06 | sunpower | e20-327-e-ac | Inverters | 0.32 |  | 62 |  |  | 0.96 |  | Other | behind panels
Solar Registration Program | NJSRRE1543533431 | Hackettstown | 7840 | 2 | 20.27 | Residential | Yes | Behind the Meter | Ad Energy | JCP&L | Accepted | 2019-12-12 | 2019-12-17 | 2020-12-17 | SunPower | SPR-E20-327-E-AC | Solar Panels |  | 0.327 | 9 | 114 | 35 |  | Fixed | Roof
Solar Registration Program | NJSRRE1543533431 | Hackettstown | 7840 | 2 | 20.27 | Residential | Yes | Behind the Meter | Ad Energy | JCP&L | Accepted | 2019-12-12 | 2019-12-17 | 2020-12-17 | SunPower | SPR-E20-327-E-AC | Solar Panels |  | 0.327 | 8 | 114 | 35 |  | Fixed | Roof
Solar Registration Program | NJSRRE1543533431 | Hackettstown | 7840 | 2 | 20.27 | Residential | Yes | Behind the Meter | Ad Energy | JCP&L | Accepted | 2019-12-12 | 2019-12-17 | 2020-12-17 | SunPower | SPR-E20-327-E-AC | Solar Panels |  | 0.327 | 5 | 114 | 23 |  | Fixed | Roof
Solar Registration Program | NJSRRE1543533431 | Hackettstown | 7840 | 2 | 20.27 | Residential | Yes | Behind the Meter | Ad Energy | JCP&L | Accepted | 2019-12-12 | 2019-12-17 | 2020-12-17 | SunPower | SPR-E20-327-E-AC | Solar Panels |  | 0.327 | 3 | 204 | 40 |  | Fixed | Roof
Solar Registration Program | NJSRRE1543533431 | Hackettstown | 7840 | 2 | 20.27 | Residential | Yes | Behind the Meter | Ad Energy | JCP&L | Accepted | 2019-12-12 | 2019-12-17 | 2020-12-17 | SunPower | SPR-E20-327-E-AC | Solar Panels |  | 0.327 | 22 | 294 | 35 |  | Fixed | Roof
Solar Registration Program | NJSRRE1543533431 | Hackettstown | 7840 | 2 | 20.27 | Residential | Yes | Behind the Meter | Ad Energy | JCP&L | Accepted | 2019-12-12 | 2019-12-17 | 2020-12-17 | SunPower | SPR-E20-327-E-AC | Solar Panels |  | 0.327 | 10 | 114 | 35 |  | Fixed | Roof
Solar Registration Program | NJSRRE1543533431 | Hackettstown | 7840 | 2 | 20.27 | Residential | Yes | Behind the Meter | Ad Energy | JCP&L | Accepted | 2019-12-12 | 2019-12-17 | 2020-12-17 | SunPower | SPR-E20-327-E-AC | Solar Panels |  | 0.327 | 3 | 24 | 40 |  | Fixed | Roof
Solar Registration Program | NJSRRE1543533431 | Hackettstown | 7840 | 2 | 20.27 | Residential | Yes | Behind the Meter | Ad Energy | JCP&L | Accepted | 2019-12-12 | 2019-12-17 | 2020-12-17 | SunPower | SPR-E20-327-E-AC | Solar Panels |  | 0.327 | 2 | 294 | 35 |  | Fixed | Roof
Solar Registration Program | NJSRRE1543533431 | Hackettstown | 7840 | 2 | 20.27 | Residential | Yes | Behind the Meter | Ad Energy | JCP&L | Accepted | 2019-12-12 | 2019-12-17 | 2020-12-17 | Enphase Energy | IQ7XS-96-ACM-US | Inverters | 315 |  | 62 |  |  | 0.975 |  | Outdoor | At each panel
Solar Registration Program | NJSRRE1542372670 | Toms River | 8753 | 18 | 20.3 | Residential | Yes | Behind the Meter | Sunrun Installation Services, Inc. | JCP&L | Accepted | 2019-09-09 | 2019-09-11 | 2020-09-11 | Ningbo Ginlong Technologies | Solis-1P10K-4G-US | Inverters | 10000 |  | 1 |  |  | 0.96 |  | Outdoor | Next To Meter
Solar Registration Program | NJSRRE1542372670 | Toms River | 8753 | 18 | 20.3 | Residential | Yes | Behind the Meter | Sunrun Installation Services, Inc. | JCP&L | Accepted | 2019-09-09 | 2019-09-11 | 2020-09-11 | REC Solar | REC290TP2 BLK | Solar Panels |  | 0.29 | 28 | 168 | 34 |  | Fixed | Roof
Solar Registration Program | NJSRRE1542372670 | Toms River | 8753 | 18 | 20.3 | Residential | Yes | Behind the Meter | Sunrun Installation Services, Inc. | JCP&L | Accepted | 2019-09-09 | 2019-09-11 | 2020-09-11 | REC Solar | REC290TP2 BLK | Solar Panels |  | 0.29 | 42 | 348 | 34 |  | Fixed | Roof
Solar Registration Program | NJSRRE1542372670 | Toms River | 8753 | 18 | 20.3 | Residential | Yes | Behind the Meter | Sunrun Installation Services, Inc. | JCP&L | Accepted | 2019-09-09 | 2019-09-11 | 2020-09-11 | Ningbo Ginlong Technologies | Solis-1P7.6K-4G-US | Inverters | 7600 |  | 1 |  |  | 0.96 |  | Outdoor | Next To Meter
Solar Registration Program | NJSRRE1542372670 | Toms River | 8753 | 18 | 20.3 | Residential | Yes | Behind the Meter | Sunrun Installation Services, Inc. | JCP&L | Accepted | 2019-09-09 | 2019-09-11 | 2020-09-11 | Ningbo Ginlong Technologies | Solis-1P3.6K-4G-US | Inverters | 3600 |  | 1 |  |  | 0.96 |  | Outdoor | Next To Meter
Solar Registration Program | NJSRRE1542685667 | Toms River | 8753 | 18 | 20.3 | Residential | Yes | Behind the Meter | Sunrun Installation Services, Inc. | JCP&L | Accepted | 2019-10-28 | 2019-10-31 | 2020-10-31 | REC Solar | REC290TP2 BLK | Solar Panels |  | 0.29 | 10 | 104 | 23 |  | Fixed | Roof
Solar Registration Program | NJSRRE1542685667 | Toms River | 8753 | 18 | 20.3 | Residential | Yes | Behind the Meter | Sunrun Installation Services, Inc. | JCP&L | Accepted | 2019-10-28 | 2019-10-31 | 2020-10-31 | REC Solar | REC290TP2 BLK | Solar Panels |  | 0.29 | 6 | 284 | 23 |  | Fixed | Roof
Solar Registration Program | NJSRRE1542685667 | Toms River | 8753 | 18 | 20.3 | Residential | Yes | Behind the Meter | Sunrun Installation Services, Inc. | JCP&L | Accepted | 2019-10-28 | 2019-10-31 | 2020-10-31 | REC Solar | REC290TP2 BLK | Solar Panels |  | 0.29 | 34 | 195 | 23 |  | Fixed | Roof
Solar Registration Program | NJSRRE1542685667 | Toms River | 8753 | 18 | 20.3 | Residential | Yes | Behind the Meter | Sunrun Installation Services, Inc. | JCP&L | Accepted | 2019-10-28 | 2019-10-31 | 2020-10-31 | REC Solar | REC290TP2 BLK | Solar Panels |  | 0.29 | 20 | 15 | 23 |  | Fixed | Roof
Solar Registration Program | NJSRRE1542685667 | Toms River | 8753 | 18 | 20.3 | Residential | Yes | Behind the Meter | Sunrun Installation Services, Inc. | JCP&L | Accepted | 2019-10-28 | 2019-10-31 | 2020-10-31 | SolarEdge Technologies | SE11400H-USRGM | Inverters | 11400 |  | 1 |  |  | 0.96 |  | Outdoor | Next To Meter
Solar Registration Program | NJSRRE1542685667 | Toms River | 8753 | 18 | 20.3 | Residential | Yes | Behind the Meter | Sunrun Installation Services, Inc. | JCP&L | Accepted | 2019-10-28 | 2019-10-31 | 2020-10-31 | SolarEdge Technologies | SE5000H-USRGM | Inverters | 5000 |  | 1 |  |  | 0.96 |  | Outdoor | Next To Meter
Solar Registration Program | NJSRRE1543470899 | Montgomery | 8502 | 5 | 20.3 | Residential | Yes | Behind the Meter | Sunrun Installation Services, Inc. | PSE&G | Accepted | 2019-12-03 | 2019-12-11 | 2020-12-11 | REC Solar | REC290TP2 BLK | Solar Panels |  | 0.29 | 30 | 303 | 37 |  | Fixed | Roof
Solar Registration Program | NJSRRE1543470899 | Montgomery | 8502 | 5 | 20.3 | Residential | Yes | Behind the Meter | Sunrun Installation Services, Inc. | PSE&G | Accepted | 2019-12-03 | 2019-12-11 | 2020-12-11 | REC Solar | REC290TP2 BLK | Solar Panels |  | 0.29 | 3 | 303 | 23 |  | Fixed | Roof
Solar Registration Program | NJSRRE1543470899 | Montgomery | 8502 | 5 | 20.3 | Residential | Yes | Behind the Meter | Sunrun Installation Services, Inc. | PSE&G | Accepted | 2019-12-03 | 2019-12-11 | 2020-12-11 | REC Solar | REC290TP2 BLK | Solar Panels |  | 0.29 | 3 | 123 | 23 |  | Fixed | Roof
Solar Registration Program | NJSRRE1543470899 | Montgomery | 8502 | 5 | 20.3 | Residential | Yes | Behind the Meter | Sunrun Installation Services, Inc. | PSE&G | Accepted | 2019-12-03 | 2019-12-11 | 2020-12-11 | REC Solar | REC290TP2 BLK | Solar Panels |  | 0.29 | 34 | 123 | 37 |  | Fixed | Roof
Solar Registration Program | NJSRRE1543470899 | Montgomery | 8502 | 5 | 20.3 | Residential | Yes | Behind the Meter | Sunrun Installation Services, Inc. | PSE&G | Accepted | 2019-12-03 | 2019-12-11 | 2020-12-11 | Enphase Energy | IQ7-60-x-US (240V) | Inverters | 240 |  | 70 |  |  | 0.96 |  | Outdoor | Rooftop
Solar Registration Program | NJSRRE1541883847 | Ocean View | 8230 | 21 | 20.4 | Residential | No | Behind the Meter | Bright Planet Solar | Vineland Muni Electric | Accepted | 2019-08-26 | 2019-10-17 | 2020-10-17 | TRINA SOLAR | TSM-300DD05A.05(II) | Solar Panels |  | 0.3 | 68 | 180 | 25 |  | Fixed | Roof
Solar Registration Program | NJSRRE1541883847 | Ocean View | 8230 | 21 | 20.4 | Residential | No | Behind the Meter | Bright Planet Solar | Vineland Muni Electric | Accepted | 2019-08-26 | 2019-10-17 | 2020-10-17 | SOLAR EDGE | SE7600H-USRGM | Inverters | 7.6 |  | 1 |  |  | 0.98 |  | Outdoor | NEXT TO METER
Solar Registration Program | NJSRRE1541887770 | Medford | 8055 | 13 | 20.4 | Residential | Yes | Behind the Meter | SunPower Corporation, Systems | PSE&G | Accepted | 2019-08-27 | 2019-08-29 | 2020-08-29 | SUNPOWER | SPR-A400-G-AC | Solar Panels |  | 0.4 | 29 | 284 | 23 |  | Fixed | Roof
Solar Registration Program | NJSRRE1541887770 | Medford | 8055 | 13 | 20.4 | Residential | Yes | Behind the Meter | SunPower Corporation, Systems | PSE&G | Accepted | 2019-08-27 | 2019-08-29 | 2020-08-29 | SUNPOWER | SPR-A400-G-AC | Solar Panels |  | 0.4 | 22 | 104 | 23 |  | Fixed | Roof
Solar Registration Program | NJSRRE1541887770 | Medford | 8055 | 13 | 20.4 | Residential | Yes | Behind the Meter | SunPower Corporation, Systems | PSE&G | Accepted | 2019-08-27 | 2019-08-29 | 2020-08-29 | SUNPOWER | SPR-A400-G-AC | Inverters | 320 |  | 51 |  |  | 0.97 |  | Other | under each panel
Solar Registration Program | NJSRRE1540397414 | Paterson | 7524 | 6 | 20.44 | Residential | Yes | Behind the Meter | Pro Custom Solar dba Momentum Solar | PSE&G | Accepted | 2019-02-26 | 2019-02-28 | 2020-02-28 | LG | LG 335N1C-A5 | Solar Panels |  | 0.335 | 35 | 193 | 42 |  | Fixed | Roof
Solar Registration Program | NJSRRE1540397414 | Paterson | 7524 | 6 | 20.44 | Residential | Yes | Behind the Meter | Pro Custom Solar dba Momentum Solar | PSE&G | Accepted | 2019-02-26 | 2019-02-28 | 2020-02-28 | LG | LG 335N1C-A5 | Solar Panels |  | 0.335 | 19 | 13 | 42 |  | Fixed | Roof
Solar Registration Program | NJSRRE1540397414 | Paterson | 7524 | 6 | 20.44 | Residential | Yes | Behind the Meter | Pro Custom Solar dba Momentum Solar | PSE&G | Accepted | 2019-02-26 | 2019-02-28 | 2020-02-28 | LG | LG 335N1C-A5 | Solar Panels |  | 0.335 | 7 | 282 | 6 |  | Fixed | Roof
Solar Registration Program | NJSRRE1540397414 | Paterson | 7524 | 6 | 20.44 | Residential | Yes | Behind the Meter | Pro Custom Solar dba Momentum Solar | PSE&G | Accepted | 2019-02-26 | 2019-02-28 | 2020-02-28 | ENPHASE | IQ7-60-2-US | Inverters | 250 |  | 61 |  |  | 0.97 |  | Outdoor | ROOF
Solar Registration Program | NJSRRE1541884667 | Lumberton | 8048 | 13 | 20.46 | Residential | Yes | Behind the Meter | Solar Energy World | PSE&G | Accepted | 2019-08-26 | 2019-08-29 | 2020-08-29 | LONGi Green Energy Technology | LR6-60PE-310M | Solar Panels |  | 0.31 | 66 | 83 | 44 |  | Fixed | Roof
Solar Registration Program | NJSRRE1541884667 | Lumberton | 8048 | 13 | 20.46 | Residential | Yes | Behind the Meter | Solar Energy World | PSE&G | Accepted | 2019-08-26 | 2019-08-29 | 2020-08-29 | Solar Edge | SE7600H-USRGM | Inverters | 7600 |  | 1 |  |  | 0.98 |  | Outside | near meter
Solar Registration Program | NJSRRE1541884667 | Lumberton | 8048 | 13 | 20.46 | Residential | Yes | Behind the Meter | Solar Energy World | PSE&G | Accepted | 2019-08-26 | 2019-08-29 | 2020-08-29 | Solar Edge | SE10000H-USRGM | Inverters | 10000 |  | 1 |  |  | 0.98 |  | Outside | near meter
Solar Registration Program | NJSRRE1542370334 | Jackson | 8527 | 18 | 20.46 | Residential | No | Behind the Meter | Maier Solar Engineering dba Solar Me | JCP&L | Accepted | 2019-09-09 | 2019-09-11 | 2020-09-11 | Silfab | SLA-310W | Solar Panels |  | 0.31 | 66 | 180 | 22 |  | Fixed | Ground
Solar Registration Program | NJSRRE1542370334 | Jackson | 8527 | 18 | 20.46 | Residential | No | Behind the Meter | Maier Solar Engineering dba Solar Me | JCP&L | Accepted | 2019-09-09 | 2019-09-11 | 2020-09-11 | Solar Edge | SE10000H-US | Inverters | 10000 |  | 2 |  |  | 0.97 |  | Outdoor | Next to meter
Solar Registration Program | NJSRRE1542424625 | Woodstown | 8098 | 16 | 20.46 | Residential | No | Behind the Meter | RCL Enterprises Inc. | AC Electric | Accepted | 2019-09-20 | 2019-09-24 | 2020-09-24 | Trina Solar | TSM-310DD05H | Solar Panels |  | 0.31 | 66 | 198 | 18 |  | Fixed | Roof
Solar Registration Program | NJSRRE1542424625 | Woodstown | 8098 | 16 | 20.46 | Residential | No | Behind the Meter | RCL Enterprises Inc. | AC Electric | Accepted | 2019-09-20 | 2019-09-24 | 2020-09-24 | Enphase | IQ7 | Inverters | 15840 |  | 66 |  |  | 0.96 |  | Outdoor | under panels
Solar Registration Program | NJSRRE1542562028 | Medford | 8055 | 13 | 20.46 | Residential | No | Behind the Meter | Powell Energy and Solar | PSE&G | Accepted | 2019-10-21 | 2019-10-28 | 2020-10-28 | LG | LG310M | Solar Panels |  | 0.31 | 66 | 196 | 19 |  | Fixed | Ground
Solar Registration Program | NJSRRE1542562028 | Medford | 8055 | 13 | 20.46 | Residential | No | Behind the Meter | Powell Energy and Solar | PSE&G | Accepted | 2019-10-21 | 2019-10-28 | 2020-10-28 | Solaredge | SE7600H | Inverters | 7600 |  | 2 |  |  | 0.968 |  | Outside | on array
Solar Registration Program | NJSRRE1542850554 | Franklin Lakes | 7417 | 7 | 20.46 | Residential | No | Behind the Meter | Sunrun Installation Services, Inc. | Orange Rockland Electric | Accepted | 2019-10-31 | 2019-11-04 | 2020-11-04 | LG Electronics | LG330N1C-A5 | Solar Panels |  | 0.33 | 39 | 139 | 27 |  | Fixed | Roof
Solar Registration Program | NJSRRE1542850554 | Franklin Lakes | 7417 | 7 | 20.46 | Residential | No | Behind the Meter | Sunrun Installation Services, Inc. | Orange Rockland Electric | Accepted | 2019-10-31 | 2019-11-04 | 2020-11-04 | LG Electronics | LG330N1C-A5 | Solar Panels |  | 0.33 | 23 | 139 | 27 |  | Fixed | Roof
Solar Registration Program | NJSRRE1542850554 | Franklin Lakes | 7417 | 7 | 20.46 | Residential | No | Behind the Meter | Sunrun Installation Services, Inc. | Orange Rockland Electric | Accepted | 2019-10-31 | 2019-11-04 | 2020-11-04 | SolarEdge Technologies | SE6000H-USRGM | Inverters | 6000 |  | 1 |  |  | 0.96 |  | Outdoor | Next To Meter
Solar Registration Program | NJSRRE1543451854 | Sewell | 8080 | 15 | 20.46 | Residential | Yes | Behind the Meter | Solar Energy World | AC Electric | Accepted | 2019-11-27 | 2019-12-03 | 2020-12-03 | LONGi Green Energy Technology | LR6-60PE-310M | Solar Panels |  | 0.31 | 66 | 200 | 31 |  | Fixed | Roof
Solar Registration Program | NJSRRE1543451854 | Sewell | 8080 | 15 | 20.46 | Residential | Yes | Behind the Meter | Solar Energy World | AC Electric | Accepted | 2019-11-27 | 2019-12-03 | 2020-12-03 | Enphase | IQ7-60-x-US | Inverters | 310 |  | 66 |  |  | 0.976 |  | Outdoor | near meter
Solar Registration Program | NJSRRE1540364705 | Cape May Court House | 8210 | 21 | 20.48 | Residential | No | Behind the Meter | Trinity Solar | AC Electric | Accepted | 2019-02-14 | 2019-02-18 | 2020-02-18 | Hanwha | Q.PEAK DUO BLK-G5 315 | Solar Panels |  | 0.315 | 35 | 87 | 18 |  | Fixed | Roof
Solar Registration Program | NJSRRE1540364705 | Cape May Court House | 8210 | 21 | 20.48 | Residential | No | Behind the Meter | Trinity Solar | AC Electric | Accepted | 2019-02-14 | 2019-02-18 | 2020-02-18 | Hanwha | Q.PEAK DUO BLK-G5 315 | Solar Panels |  | 0.315 | 30 | 267 | 18 |  | Fixed | Roof
Solar Registration Program | NJSRRE1540364705 | Cape May Court House | 8210 | 21 | 20.48 | Residential | No | Behind the Meter | Trinity Solar | AC Electric | Accepted | 2019-02-14 | 2019-02-18 | 2020-02-18 | Solar Edge | SE6000 | Inverters | 6000 |  | 1 |  |  | 0.97 |  | Outside | side of home
Solar Registration Program | NJSRRE1540364705 | Cape May Court House | 8210 | 21 | 20.48 | Residential | No | Behind the Meter | Trinity Solar | AC Electric | Accepted | 2019-02-14 | 2019-02-18 | 2020-02-18 | Solar Edge | SE10000 | Inverters | 10000 |  | 1 |  |  | 0.97 |  | Outside | side of home
Solar Registration Program | NJSRRE1541815273 | CAPE MAY COURT HOUSE | 8210 | 21 | 20.48 | Residential | Yes | Behind the Meter | Vivint Solar Developer, LLC | AC Electric | Accepted | 2019-08-13 | 2019-08-23 | 2020-08-23 | Hanwha Solar | Q.PEAK BLK-G5 315 | Solar Panels |  | 0.315 | 35 | 198 | 24 |  | Fixed | Roof
Solar Registration Program | NJSRRE1541815273 | CAPE MAY COURT HOUSE | 8210 | 21 | 20.48 | Residential | Yes | Behind the Meter | Vivint Solar Developer, LLC | AC Electric | Accepted | 2019-08-13 | 2019-08-23 | 2020-08-23 | Hanwha Solar | Q.PEAK BLK-G5 315 | Solar Panels |  | 0.315 | 30 | 18 | 24 |  | Fixed | Roof
Solar Registration Program | NJSRRE1541815273 | CAPE MAY COURT HOUSE | 8210 | 21 | 20.48 | Residential | Yes | Behind the Meter | Vivint Solar Developer, LLC | AC Electric | Accepted | 2019-08-13 | 2019-08-23 | 2020-08-23 | Solar Edge | SE7600H-US | Inverters | 7600 |  | 2 |  |  | 0.992 |  | Outdoor | Near the Utility Meter
Solar Registration Program | NJSRRE1542553648 | MILLVILLE | 8332 | 20 | 20.48 | Residential | Yes | Behind the Meter | Vivint Solar Developer, LLC | AC Electric | Accepted | 2019-10-17 | 2019-10-21 | 2020-10-21 | HANWHA SOLAR | Q.PEAK BLK-G5 315 | Solar Panels |  | 0.315 | 14 | 93 | 21 |  | Fixed | Roof
Solar Registration Program | NJSRRE1542553648 | MILLVILLE | 8332 | 20 | 20.48 | Residential | Yes | Behind the Meter | Vivint Solar Developer, LLC | AC Electric | Accepted | 2019-10-17 | 2019-10-21 | 2020-10-21 | HANWHA SOLAR | Q.PEAK BLK-G5 315 | Solar Panels |  | 0.315 | 18 | 93 | 21 |  | Fixed | Roof
Solar Registration Program | NJSRRE1542553648 | MILLVILLE | 8332 | 20 | 20.48 | Residential | Yes | Behind the Meter | Vivint Solar Developer, LLC | AC Electric | Accepted | 2019-10-17 | 2019-10-21 | 2020-10-21 | HANWHA SOLAR | Q.PEAK BLK-G5 315 | Solar Panels |  | 0.315 | 33 | 273 | 21 |  | Fixed | Roof
Solar Registration Program | NJSRRE1542553648 | MILLVILLE | 8332 | 20 | 20.48 | Residential | Yes | Behind the Meter | Vivint Solar Developer, LLC | AC Electric | Accepted | 2019-10-17 | 2019-10-21 | 2020-10-21 | SOLAREDGE | SE7600H-US000BNC4 | Inverters | 7600 |  | 2 |  |  | 0.992 |  | Outdoor | Near the Utility Meter
Solar Registration Program | NJSRRE1543008497 | Sicklerville | 8081 | 14 | 20.48 | Residential | Yes | Behind the Meter | Vivint Solar Developer, LLC | AC Electric | Accepted | 2019-11-05 | 2019-11-07 | 2020-11-07 | HANWHA SOLAR | Q.PEAK BLK-G5 315 | Solar Panels |  | 0.315 | 19 | 192 | 36 |  | Fixed | Roof
Solar Registration Program | NJSRRE1543008497 | Sicklerville | 8081 | 14 | 20.48 | Residential | Yes | Behind the Meter | Vivint Solar Developer, LLC | AC Electric | Accepted | 2019-11-05 | 2019-11-07 | 2020-11-07 | HANWHA SOLAR | Q.PEAK BLK-G5 315 | Solar Panels |  | 0.315 | 9 | 282 | 36 |  | Fixed | Roof
Solar Registration Program | NJSRRE1543008497 | Sicklerville | 8081 | 14 | 20.48 | Residential | Yes | Behind the Meter | Vivint Solar Developer, LLC | AC Electric | Accepted | 2019-11-05 | 2019-11-07 | 2020-11-07 | HANWHA SOLAR | Q.PEAK BLK-G5 315 | Solar Panels |  | 0.315 | 4 | 192 | 36 |  | Fixed | Roof
Solar Registration Program | NJSRRE1543008497 | Sicklerville | 8081 | 14 | 20.48 | Residential | Yes | Behind the Meter | Vivint Solar Developer, LLC | AC Electric | Accepted | 2019-11-05 | 2019-11-07 | 2020-11-07 | HANWHA SOLAR | Q.PEAK BLK-G5 315 | Solar Panels |  | 0.315 | 15 | 102 | 36 |  | Fixed | Roof
Solar Registration Program | NJSRRE1543008497 | Sicklerville | 8081 | 14 | 20.48 | Residential | Yes | Behind the Meter | Vivint Solar Developer, LLC | AC Electric | Accepted | 2019-11-05 | 2019-11-07 | 2020-11-07 | HANWHA SOLAR | Q.PEAK BLK-G5 315 | Solar Panels |  | 0.315 | 3 | 12 | 36 |  | Fixed | Roof
Solar Registration Program | NJSRRE1543008497 | Sicklerville | 8081 | 14 | 20.48 | Residential | Yes | Behind the Meter | Vivint Solar Developer, LLC | AC Electric | Accepted | 2019-11-05 | 2019-11-07 | 2020-11-07 | HANWHA SOLAR | Q.PEAK BLK-G5 315 | Solar Panels |  | 0.315 | 15 | 12 | 36 |  | Fixed | Roof
Solar Registration Program | NJSRRE1543008497 | Sicklerville | 8081 | 14 | 20.48 | Residential | Yes | Behind the Meter | Vivint Solar Developer, LLC | AC Electric | Accepted | 2019-11-05 | 2019-11-07 | 2020-11-07 | solar edge | SE7600H-US | Inverters | 7600 |  | 2 |  |  | 0.992 |  | Outdoor | near the utility meter
Solar Registration Program | NJSRRE1543418593 | Lakewood | 8701 | 18 | 20.48 | Residential | No | Behind the Meter | Grid Revoluton Solar | JCP&L | Accepted | 2019-11-18 | 2019-11-21 | 2020-11-21 | Axitec | AC-310M/60S | Solar Panels |  | 0.32 | 64 | 118 | 36 |  | Fixed | Roof
Solar Registration Program | NJSRRE1543418593 | Lakewood | 8701 | 18 | 20.48 | Residential | No | Behind the Meter | Grid Revoluton Solar | JCP&L | Accepted | 2019-11-18 | 2019-11-21 | 2020-11-21 | Solaredge | SE7600H-US | Inverters | 7600 |  | 1 |  |  | 0.99 |  | Outdoor | Near the utility meter
Solar Registration Program | NJSRRE1543418593 | Lakewood | 8701 | 18 | 20.48 | Residential | No | Behind the Meter | Grid Revoluton Solar | JCP&L | Accepted | 2019-11-18 | 2019-11-21 | 2020-11-21 | Solaredge | SE10000H-US | Inverters | 10000 |  | 1 |  |  | 0.99 |  | Outdoor | near the utility meter
Solar Registration Program | NJSRRE1543464352 | Hainesport | 8036 | 13 | 20.48 | Residential | Yes | Behind the Meter | Pro Custom Solar dba Momentum Solar | PSE&G | Accepted | 2019-12-02 | 2019-12-04 | 2020-12-04 | Hanwha | Q.Peak DUO BLK-G5 315 | Solar Panels |  | 0.315 | 33 | 266 | 25 |  | Fixed | Roof
Solar Registration Program | NJSRRE1543464352 | Hainesport | 8036 | 13 | 20.48 | Residential | Yes | Behind the Meter | Pro Custom Solar dba Momentum Solar | PSE&G | Accepted | 2019-12-02 | 2019-12-04 | 2020-12-04 | Hanwha | Q.Peak DUO BLK-G5 315 | Solar Panels |  | 0.315 | 32 | 86 | 26 |  | Fixed | Roof
Solar Registration Program | NJSRRE1543464352 | Hainesport | 8036 | 13 | 20.48 | Residential | Yes | Behind the Meter | Pro Custom Solar dba Momentum Solar | PSE&G | Accepted | 2019-12-02 | 2019-12-04 | 2020-12-04 | Enphase Energy | IQ6-60-2-US | Inverters | 240 |  | 65 |  |  | 0.97 |  | Outdoor | Roof
Solar Registration Program | NJSRRE1540904980 | Penns Grove | 8069 | 16 | 20.52 | Commercial | Yes | Behind the Meter | Solar Renewable Energy, LLC | AC Electric | Accepted | 2019-05-15 | 2019-06-17 | 2020-06-17 | HT SAAE | HT 72 156M (380W) | Solar Panels |  | 0.38 | 54 | landscape | 22 |  | Fixed | Roof
Solar Registration Program | NJSRRE1540904980 | Penns Grove | 8069 | 16 | 20.52 | Commercial | Yes | Behind the Meter | Solar Renewable Energy, LLC | AC Electric | Accepted | 2019-05-15 | 2019-06-17 | 2020-06-17 | Solar Edge | SE7600 | Inverters | 15000 |  | 2 |  |  | 0.996 |  | Outdoor | Roof
Solar Registration Program | NJSRRE1540904980 | Penns Grove | 8069 | 16 | 20.52 | Commercial | Yes | Behind the Meter | Solar Renewable Energy, LLC | AC Electric | Accepted | 2019-05-15 | 2019-06-17 | 2020-06-17 | Solar Edge | SE RWD 3e 480 MB | Meters |  |  | 1 |  |  |  |  | Outdoor
Solar Registration Program | NJSRRE1542687409 | Morristown | 7960 | 3 | 20.54 | Farm | No | Behind the Meter | Eznergy | JCP&L | Accepted | 2019-10-29 | 2019-10-31 | 2020-10-31 | Trina | TSM395 | Solar Panels |  | 0.395 | 26 | 88 | 40 |  | Fixed | Roof
Solar Registration Program | NJSRRE1542687409 | Morristown | 7960 | 3 | 20.54 | Farm | No | Behind the Meter | Eznergy | JCP&L | Accepted | 2019-10-29 | 2019-10-31 | 2020-10-31 | Trina | TSM395 | Solar Panels |  | 0.395 | 26 | 268 | 40 |  | Fixed | Roof
Solar Registration Program | NJSRRE1542687409 | Morristown | 7960 | 3 | 20.54 | Farm | No | Behind the Meter | Eznergy | JCP&L | Accepted | 2019-10-29 | 2019-10-31 | 2020-10-31 | Solar Edge | SE14.4KUS | Inverters | 14400 |  | 2 |  |  | 0.98 |  | Outdoor | Side of building near meter
Solar Registration Program | NJSRRE1540334597 | Franklin Township | 8823 | 5 | 20.59 | Residential | No | Behind the Meter | Sunrun Installation Services, Inc. | PSE&G | Accepted | 2019-02-05 | 2019-02-07 | 2020-02-07 | REC Solar | REC290TP2 BLK | Solar Panels |  | 0.29 | 20 | 28 | 26 |  | Fixed | Roof
Solar Registration Program | NJSRRE1540334597 | Franklin Township | 8823 | 5 | 20.59 | Residential | No | Behind the Meter | Sunrun Installation Services, Inc. | PSE&G | Accepted | 2019-02-05 | 2019-02-07 | 2020-02-07 | REC Solar | REC290TP2 BLK | Solar Panels |  | 0.29 | 26 | 209 | 25 |  | Fixed | Roof
Solar Registration Program | NJSRRE1540334597 | Franklin Township | 8823 | 5 | 20.59 | Residential | No | Behind the Meter | Sunrun Installation Services, Inc. | PSE&G | Accepted | 2019-02-05 | 2019-02-07 | 2020-02-07 | REC Solar | REC290TP2 BLK | Solar Panels |  | 0.29 | 9 | 119 | 27 |  | Fixed | Roof
Solar Registration Program | NJSRRE1540334597 | Franklin Township | 8823 | 5 | 20.59 | Residential | No | Behind the Meter | Sunrun Installation Services, Inc. | PSE&G | Accepted | 2019-02-05 | 2019-02-07 | 2020-02-07 | REC Solar | REC290TP2 BLK | Solar Panels |  | 0.29 | 11 | 299 | 27 |  | Fixed | Roof
Solar Registration Program | NJSRRE1540334597 | Franklin Township | 8823 | 5 | 20.59 | Residential | No | Behind the Meter | Sunrun Installation Services, Inc. | PSE&G | Accepted | 2019-02-05 | 2019-02-07 | 2020-02-07 | REC Solar | REC290TP2 BLK | Solar Panels |  | 0.29 | 5 | 118 | 23 |  | Fixed | Roof
Solar Registration Program | NJSRRE1540334597 | Franklin Township | 8823 | 5 | 20.59 | Residential | No | Behind the Meter | Sunrun Installation Services, Inc. | PSE&G | Accepted | 2019-02-05 | 2019-02-07 | 2020-02-07 | SolarEdge Technologies | SE6000H-USRGM | Inverters | 6000 |  | 1 |  |  | 0.96 |  | Outdoor | Next To Meter
Solar Registration Program | NJSRRE1540334597 | Franklin Township | 8823 | 5 | 20.59 | Residential | No | Behind the Meter | Sunrun Installation Services, Inc. | PSE&G | Accepted | 2019-02-05 | 2019-02-07 | 2020-02-07 | SolarEdge Technologies | SE11400H-USRGM | Inverters | 11400 |  | 1 |  |  | 0.96 |  | Outdoor | Next To Meter
Solar Registration Program | NJSRRE1540746892 | South Brunswick Twp | 8852 | 11 | 20.59 | Residential | No | Behind the Meter | Sunrun Installation Services, Inc. | PSE&G | Accepted | 2019-03-28 | 2019-03-29 | 2020-03-29 | REC Solar | REC290TP2 BLK | Solar Panels |  | 0.29 | 71 | 106 | 40 |  | Fixed | Roof
Solar Registration Program | NJSRRE1540746892 | South Brunswick Twp | 8852 | 11 | 20.59 | Residential | No | Behind the Meter | Sunrun Installation Services, Inc. | PSE&G | Accepted | 2019-03-28 | 2019-03-29 | 2020-03-29 | SMA America | SB7.7-1SP-US-40 | Inverters | 7680 |  | 1 |  |  | 0.96 |  | Outdoor | Next To Meter
Solar Registration Program | NJSRRE1540746892 | South Brunswick Twp | 8852 | 11 | 20.59 | Residential | No | Behind the Meter | Sunrun Installation Services, Inc. | PSE&G | Accepted | 2019-03-28 | 2019-03-29 | 2020-03-29 | SMA America | SB5.0-1SP-US-40 | Inverters | 5000 |  | 1 |  |  | 0.96 |  | Outdoor | Next To Meter
Solar Registration Program | NJSRRE1540746892 | South Brunswick Twp | 8852 | 11 | 20.59 | Residential | No | Behind the Meter | Sunrun Installation Services, Inc. | PSE&G | Accepted | 2019-03-28 | 2019-03-29 | 2020-03-29 | SMA America | SB7.0-1SP-US-40 | Inverters | 7000 |  | 1 |  |  | 0.96 |  | Outdoor | Next To Meter
Solar Registration Program | NJSRRE1541418781 | Toms River | 8755 | 18 | 20.59 | Residential | No | Behind the Meter | Summit Solar Company LLC | JCP&L | Accepted | 2019-06-18 | 2019-06-20 | 2020-06-20 | REC SOLAR | REC SOLAR REC290TP2 | Solar Panels |  | 0.29 | 13 | 265 | 33 |  | Fixed | Roof
Solar Registration Program | NJSRRE1541418781 | Toms River | 8755 | 18 | 20.59 | Residential | No | Behind the Meter | Summit Solar Company LLC | JCP&L | Accepted | 2019-06-18 | 2019-06-20 | 2020-06-20 | REC SOLAR | REC SOLAR REC290TP2 | Solar Panels |  | 0.29 | 22 | 355 | 26 |  | Fixed | Roof
Solar Registration Program | NJSRRE1541418781 | Toms River | 8755 | 18 | 20.59 | Residential | No | Behind the Meter | Summit Solar Company LLC | JCP&L | Accepted | 2019-06-18 | 2019-06-20 | 2020-06-20 | REC SOLAR | REC SOLAR REC290TP2 | Solar Panels |  | 0.29 | 14 | 175 | 33 |  | Fixed | Roof
Solar Registration Program | NJSRRE1541418781 | Toms River | 8755 | 18 | 20.59 | Residential | No | Behind the Meter | Summit Solar Company LLC | JCP&L | Accepted | 2019-06-18 | 2019-06-20 | 2020-06-20 | REC SOLAR | REC SOLAR REC290TP2 | Solar Panels |  | 0.29 | 9 | 175 | 26 |  | Fixed | Roof
Solar Registration Program | NJSRRE1541418781 | Toms River | 8755 | 18 | 20.59 | Residential | No | Behind the Meter | Summit Solar Company LLC | JCP&L | Accepted | 2019-06-18 | 2019-06-20 | 2020-06-20 | REC SOLAR | REC SOLAR REC290TP2 | Solar Panels |  | 0.29 | 13 | 85 | 33 |  | Fixed | Roof
Solar Registration Program | NJSRRE1541418781 | Toms River | 8755 | 18 | 20.59 | Residential | No | Behind the Meter | Summit Solar Company LLC | JCP&L | Accepted | 2019-06-18 | 2019-06-20 | 2020-06-20 | SOLAREDGE | SOLAREDGE 10000H-US RGM | Inverters | 10000 |  | 1 |  |  | 0.99 |  | Outside | wall or roof
Solar Registration Program | NJSRRE1541418781 | Toms River | 8755 | 18 | 20.59 | Residential | No | Behind the Meter | Summit Solar Company LLC | JCP&L | Accepted | 2019-06-18 | 2019-06-20 | 2020-06-20 | SOLAREDGE | SOLAREDGE 6000H-US RGM | Inverters | 6000 |  | 1 |  |  | 0.99 |  | Outside | wall or roof
Solar Registration Program | NJSRRE1541676363 | Ringwood | 7456 | 6 | 20.59 | Residential | Yes | Behind the Meter | Sunrun Installation Services, Inc. | Orange Rockland Electric | Accepted | 2019-07-17 | 2019-07-18 | 2020-07-18 | REC Solar | REC290TP2 BLK | Solar Panels |  | 0.29 | 32 | 128 | 27 |  | Fixed | Roof
Solar Registration Program | NJSRRE1541676363 | Ringwood | 7456 | 6 | 20.59 | Residential | Yes | Behind the Meter | Sunrun Installation Services, Inc. | Orange Rockland Electric | Accepted | 2019-07-17 | 2019-07-18 | 2020-07-18 | REC Solar | REC290TP2 BLK | Solar Panels |  | 0.29 | 12 | 308 | 27 |  | Fixed | Roof
Solar Registration Program | NJSRRE1541676363 | Ringwood | 7456 | 6 | 20.59 | Residential | Yes | Behind the Meter | Sunrun Installation Services, Inc. | Orange Rockland Electric | Accepted | 2019-07-17 | 2019-07-18 | 2020-07-18 | REC Solar | REC290TP2 BLK | Solar Panels |  | 0.29 | 27 | 309 | 18 |  | Fixed | Roof
Solar Registration Program | NJSRRE1541676363 | Ringwood | 7456 | 6 | 20.59 | Residential | Yes | Behind the Meter | Sunrun Installation Services, Inc. | Orange Rockland Electric | Accepted | 2019-07-17 | 2019-07-18 | 2020-07-18 | Ningbo Ginlong Technologies | Solis-1P10K-4G-US | Inverters | 10000 |  | 2 |  |  | 0.96 |  | Outdoor | Next To Meter
Solar Registration Program | NJSRRE1541676363 | Ringwood | 7456 | 6 | 20.59 | Residential | Yes | Behind the Meter | Sunrun Installation Services, Inc. | Orange Rockland Electric | Accepted | 2019-07-17 | 2019-07-18 | 2020-07-18 | Ningbo Ginlong Technologies | Solis-1P3K-4G-US | Inverters | 3000 |  | 1 |  |  | 0.96 |  | Outdoor | Next To Meter
Solar Registration Program | NJSRRE1541938485 | Bayville | 8721 | 18 | 20.59 | Residential | Yes | Behind the Meter | Sunrun Installation Services, Inc. | JCP&L | Accepted | 2019-08-29 | 2019-09-04 | 2020-09-04 | REC Solar | REC290TP2 BLK | Solar Panels |  | 0.29 | 21 | 175 | 23 |  | Fixed | Roof
Solar Registration Program | NJSRRE1541938485 | Bayville | 8721 | 18 | 20.59 | Residential | Yes | Behind the Meter | Sunrun Installation Services, Inc. | JCP&L | Accepted | 2019-08-29 | 2019-09-04 | 2020-09-04 | REC Solar | REC290TP2 BLK | Solar Panels |  | 0.29 | 12 | 84 | 23 |  | Fixed | Roof
Solar Registration Program | NJSRRE1541938485 | Bayville | 8721 | 18 | 20.59 | Residential | Yes | Behind the Meter | Sunrun Installation Services, Inc. | JCP&L | Accepted | 2019-08-29 | 2019-09-04 | 2020-09-04 | REC Solar | REC290TP2 BLK | Solar Panels |  | 0.29 | 38 | 355 | 23 |  | Fixed | Roof
Solar Registration Program | NJSRRE1541938485 | Bayville | 8721 | 18 | 20.59 | Residential | Yes | Behind the Meter | Sunrun Installation Services, Inc. | JCP&L | Accepted | 2019-08-29 | 2019-09-04 | 2020-09-04 | Ningbo Ginlong Technologies | Solis-1P10K-4G-US | Inverters | 10000 |  | 1 |  |  | 0.96 |  | Outdoor | Next To Meter
Solar Registration Program | NJSRRE1541938485 | Bayville | 8721 | 18 | 20.59 | Residential | Yes | Behind the Meter | Sunrun Installation Services, Inc. | JCP&L | Accepted | 2019-08-29 | 2019-09-04 | 2020-09-04 | Ningbo Ginlong Technologies | Solis-1P3K-4G-US | Inverters | 3000 |  | 1 |  |  | 0.96 |  | Outdoor | Next To Meter
Solar Registration Program | NJSRRE1541938485 | Bayville | 8721 | 18 | 20.59 | Residential | Yes | Behind the Meter | Sunrun Installation Services, Inc. | JCP&L | Accepted | 2019-08-29 | 2019-09-04 | 2020-09-04 | Ningbo Ginlong Technologies | Solis-1P9K-4G-US | Inverters | 9000 |  | 1 |  |  | 0.96 |  | Outdoor | Next To Meter
Solar Registration Program | NJSRRE1541804354 | HOWELL | 7731 | 17 | 20.6 | Residential | Yes | Behind the Meter | Sea Bright Solar, LLC | JCP&L | Accepted | 2019-08-08 | 2019-08-23 | 2020-08-23 | SUNPOWER | SPR-E20-327-C-AC | Solar Panels |  | 0.327 | 63 | 180 | 30 |  | Fixed | Ground | YARD
Solar Registration Program | NJSRRE1541804354 | HOWELL | 7731 | 17 | 20.6 | Residential | Yes | Behind the Meter | Sea Bright Solar, LLC | JCP&L | Accepted | 2019-08-08 | 2019-08-23 | 2020-08-23 | SUNPOWER | SPR-E20-327-C-AC | Inverters | 320 |  | 63 |  |  | 0.97 |  | Outside | BENEATH ARRAY
Solar Registration Program | NJSRRE1542553784 | Edison | 8820 | 11 | 20.6 | Residential | No | Behind the Meter | SunPower Corporation, Systems | PSE&G | Accepted | 2019-10-17 | 2019-11-01 | 2020-11-01 | SUNPOWER | SPR-E20-327-E-AC | Solar Panels |  | 0.327 | 3 | 178 | 35 |  | Fixed | Roof
Solar Registration Program | NJSRRE1542553784 | Edison | 8820 | 11 | 20.6 | Residential | No | Behind the Meter | SunPower Corporation, Systems | PSE&G | Accepted | 2019-10-17 | 2019-11-01 | 2020-11-01 | SUNPOWER | SPR-E20-327-E-AC | Solar Panels |  | 0.327 | 3 | 178 | 35 |  | Fixed | Roof
Solar Registration Program | NJSRRE1542553784 | Edison | 8820 | 11 | 20.6 | Residential | No | Behind the Meter | SunPower Corporation, Systems | PSE&G | Accepted | 2019-10-17 | 2019-11-01 | 2020-11-01 | SUNPOWER | SPR-E20-327-E-AC | Solar Panels |  | 0.327 | 25 | 88 | 35 |  | Fixed | Roof
Solar Registration Program | NJSRRE1542553784 | Edison | 8820 | 11 | 20.6 | Residential | No | Behind the Meter | SunPower Corporation, Systems | PSE&G | Accepted | 2019-10-17 | 2019-11-01 | 2020-11-01 | SUNPOWER | SPR-E20-327-E-AC | Solar Panels |  | 0.327 | 26 | 268 | 35 |  | Fixed | Roof
Solar Registration Program | NJSRRE1542553784 | Edison | 8820 | 11 | 20.6 | Residential | No | Behind the Meter | SunPower Corporation, Systems | PSE&G | Accepted | 2019-10-17 | 2019-11-01 | 2020-11-01 | SUNPOWER | SPR-E20-327-E-AC | Solar Panels |  | 0.327 | 6 | 268 | 35 |  | Fixed | Roof
Solar Registration Program | NJSRRE1542553784 | Edison | 8820 | 11 | 20.6 | Residential | No | Behind the Meter | SunPower Corporation, Systems | PSE&G | Accepted | 2019-10-17 | 2019-11-01 | 2020-11-01 | SUNPOWER | SPR-E20-327-E-AC | Inverters | 320 |  | 63 |  |  | 0.96 |  | Other | under each panel
Solar Registration Program | NJSRRE1542511072 | Nutley | 7110 | 9 | 20.7 | Residential | No | Behind the Meter | Skyline Solar LLC | PSE&G | Accepted | 2019-10-07 | 2019-10-09 | 2020-10-09 | Silfab | SLA300M | Solar Panels |  | 0.3 | 13 | 44 | 38 |  | Fixed | Roof
Solar Registration Program | NJSRRE1542511072 | Nutley | 7110 | 9 | 20.7 | Residential | No | Behind the Meter | Skyline Solar LLC | PSE&G | Accepted | 2019-10-07 | 2019-10-09 | 2020-10-09 | Silfab | SLA300m | Solar Panels |  | 0.3 | 20 | 218 | 44 |  | Fixed | Roof
Solar Registration Program | NJSRRE1542511072 | Nutley | 7110 | 9 | 20.7 | Residential | No | Behind the Meter | Skyline Solar LLC | PSE&G | Accepted | 2019-10-07 | 2019-10-09 | 2020-10-09 | Silfab | SLA300m | Solar Panels |  | 0.3 | 8 | 128 | 44 |  | Fixed | Roof
Solar Registration Program | NJSRRE1542511072 | Nutley | 7110 | 9 | 20.7 | Residential | No | Behind the Meter | Skyline Solar LLC | PSE&G | Accepted | 2019-10-07 | 2019-10-09 | 2020-10-09 | Silfab | SLA300m | Solar Panels |  | 0.3 | 14 | 19 | 128 |  | Fixed | Roof
Solar Registration Program | NJSRRE1542511072 | Nutley | 7110 | 9 | 20.7 | Residential | No | Behind the Meter | Skyline Solar LLC | PSE&G | Accepted | 2019-10-07 | 2019-10-09 | 2020-10-09 | Silfab | SLA300m | Solar Panels |  | 0.3 | 14 | 308 | 19 |  | Fixed | Roof
Solar Registration Program | NJSRRE1542511072 | Nutley | 7110 | 9 | 20.7 | Residential | No | Behind the Meter | Skyline Solar LLC | PSE&G | Accepted | 2019-10-07 | 2019-10-09 | 2020-10-09 | Solaredge | SE10000H-US RGM | Inverters | 10000 |  | 1 |  |  | 0.99 |  | Outdoor | by meter
Solar Registration Program | NJSRRE1542511072 | Nutley | 7110 | 9 | 20.7 | Residential | No | Behind the Meter | Skyline Solar LLC | PSE&G | Accepted | 2019-10-07 | 2019-10-09 | 2020-10-09 | Solaredge | SE6000H-US RGM | Inverters | 6000 |  | 1 |  |  | 0.99 |  | Outdoor | by meter
Solar Registration Program | NJSRRE1542521759 | Lafayette | 7848 | 1 | 20.7 | Residential | Yes | Behind the Meter | Pro Custom Solar dba Momentum Solar | JCP&L | Accepted | 2019-10-09 | 2019-10-11 | 2020-10-11 | LG ELECTRONICS | LG 345N1C-V5 | Solar Panels |  | 0.345 | 23 | 60 | 17 |  | Fixed | Roof
Solar Registration Program | NJSRRE1542521759 | Lafayette | 7848 | 1 | 20.7 | Residential | Yes | Behind the Meter | Pro Custom Solar dba Momentum Solar | JCP&L | Accepted | 2019-10-09 | 2019-10-11 | 2020-10-11 | LG ELECTRONICS | LG 345N1C-V5 | Solar Panels |  | 0.345 | 8 | 134 | 30 |  | Fixed | Roof
Solar Registration Program | NJSRRE1542521759 | Lafayette | 7848 | 1 | 20.7 | Residential | Yes | Behind the Meter | Pro Custom Solar dba Momentum Solar | JCP&L | Accepted | 2019-10-09 | 2019-10-11 | 2020-10-11 | LG ELECTRONICS | LG 345N1C-V5 | Solar Panels |  | 0.345 | 23 | 240 | 17 |  | Fixed | Roof
Solar Registration Program | NJSRRE1542521759 | Lafayette | 7848 | 1 | 20.7 | Residential | Yes | Behind the Meter | Pro Custom Solar dba Momentum Solar | JCP&L | Accepted | 2019-10-09 | 2019-10-11 | 2020-10-11 | LG ELECTRONICS | LG 345N1C-V5 | Solar Panels |  | 0.345 | 6 | 241 | 17 |  | Fixed | Roof
Solar Registration Program | NJSRRE1542521759 | Lafayette | 7848 | 1 | 20.7 | Residential | Yes | Behind the Meter | Pro Custom Solar dba Momentum Solar | JCP&L | Accepted | 2019-10-09 | 2019-10-11 | 2020-10-11 | Enphase Energy | IQ7-60-2-US | Inverters | 250 |  | 60 |  |  | 0.97 |  | Outdoor | Roof
Solar Registration Program | NJSRRE1543022486 | Cape May | 8204 | 21 | 20.7 | Residential | Yes | Behind the Meter | Pro Custom Solar dba Momentum Solar | AC Electric | Accepted | 2019-11-05 | 2019-11-08 | 2020-11-08 | LG Electronics | LG 345N1C-V5 | Solar Panels |  | 0.345 | 13 | 119 | 22 |  | Fixed | Roof
Solar Registration Program | NJSRRE1543022486 | Cape May | 8204 | 21 | 20.7 | Residential | Yes | Behind the Meter | Pro Custom Solar dba Momentum Solar | AC Electric | Accepted | 2019-11-05 | 2019-11-08 | 2020-11-08 | LG Electronics | LG 345N1C-V5 | Solar Panels |  | 0.345 | 4 | 119 | 15 |  | Fixed | Roof
Solar Registration Program | NJSRRE1543022486 | Cape May | 8204 | 21 | 20.7 | Residential | Yes | Behind the Meter | Pro Custom Solar dba Momentum Solar | AC Electric | Accepted | 2019-11-05 | 2019-11-08 | 2020-11-08 | LG Electronics | LG 345N1C-V5 | Solar Panels |  | 0.345 | 14 | 299 | 22 |  | Fixed | Roof
Solar Registration Program | NJSRRE1543022486 | Cape May | 8204 | 21 | 20.7 | Residential | Yes | Behind the Meter | Pro Custom Solar dba Momentum Solar | AC Electric | Accepted | 2019-11-05 | 2019-11-08 | 2020-11-08 | LG Electronics | LG 345N1C-V5 | Solar Panels |  | 0.345 | 11 | 209 | 20 |  | Fixed | Roof
Solar Registration Program | NJSRRE1543022486 | Cape May | 8204 | 21 | 20.7 | Residential | Yes | Behind the Meter | Pro Custom Solar dba Momentum Solar | AC Electric | Accepted | 2019-11-05 | 2019-11-08 | 2020-11-08 | LG Electronics | LG 345N1C-V5 | Solar Panels |  | 0.345 | 18 | 299 | 15 |  | Fixed | Roof
Solar Registration Program | NJSRRE1543022486 | Cape May | 8204 | 21 | 20.7 | Residential | Yes | Behind the Meter | Pro Custom Solar dba Momentum Solar | AC Electric | Accepted | 2019-11-05 | 2019-11-08 | 2020-11-08 | Enphase Energy | IQ7PLUS-72-2-US | Inverters | 295 |  | 60 |  |  | 0.97 |  | Outdoor | Roof
Solar Registration Program | NJSRRE1543067742 | Rockaway | 7866 | 3 | 20.72 | Residential | No | Behind the Meter | Ampericon | JCP&L | Accepted | 2019-11-14 | 2019-11-15 | 2020-11-15 | Heliene | 72M | Solar Panels |  | 0.37 | 56 | 192 | 10 |  | Fixed | Ground
Solar Registration Program | NJSRRE1543067742 | Rockaway | 7866 | 3 | 20.72 | Residential | No | Behind the Meter | Ampericon | JCP&L | Accepted | 2019-11-14 | 2019-11-15 | 2020-11-15 | EnPhase | IQ7 | Inverters | 290 |  | 56 |  |  | 0.965 |  | Other | Ground
Solar Registration Program | NJSRRE1541506301 | Hammonton | 8037 | 19 | 20.74 | Residential | Yes | Behind the Meter | Solar Energy World | AC Electric | Accepted | 2019-06-28 | 2019-07-03 | 2020-07-03 | LONGi Green Energy Technology | LR6-60PB-305M | Solar Panels |  | 0.305 | 68 | 166 | 44 |  | Fixed | Roof
Solar Registration Program | NJSRRE1541506301 | Hammonton | 8037 | 19 | 20.74 | Residential | Yes | Behind the Meter | Solar Energy World | AC Electric | Accepted | 2019-06-28 | 2019-07-03 | 2020-07-03 | Solar Edge | SE10000H-USRGM | Inverters | 10000 |  | 1 |  |  | 0.98 |  | Outside | near meter
Solar Registration Program | NJSRRE1541506301 | Hammonton | 8037 | 19 | 20.74 | Residential | Yes | Behind the Meter | Solar Energy World | AC Electric | Accepted | 2019-06-28 | 2019-07-03 | 2020-07-03 | Solar Edge | SE7600H-USRGM | Inverters | 7600 |  | 1 |  |  | 0.98 |  | Outside | near meter
Solar Registration Program | NJSRRE1541873936 | Union | 7083 | 10 | 20.74 | Residential | No | Behind the Meter | Whitman Construction, LLC | PSE&G | Accepted | 2019-08-22 | 2019-08-27 | 2020-08-27 | Trina Solar | TSM-305DD05A | Solar Panels |  | 0.305 | 4 | 140 | 29 |  | Fixed | Roof
Solar Registration Program | NJSRRE1541873936 | Union | 7083 | 10 | 20.74 | Residential | No | Behind the Meter | Whitman Construction, LLC | PSE&G | Accepted | 2019-08-22 | 2019-08-27 | 2020-08-27 | Trina Solar | TSM-305DD05A | Solar Panels |  | 0.305 | 8 | 140 | 27 |  | Fixed | Roof
Solar Registration Program | NJSRRE1541873936 | Union | 7083 | 10 | 20.74 | Residential | No | Behind the Meter | Whitman Construction, LLC | PSE&G | Accepted | 2019-08-22 | 2019-08-27 | 2020-08-27 | Trina Solar | TSM-305DD05A | Solar Panels |  | 0.305 | 27 | 230 | 29 |  | Fixed | Roof
Solar Registration Program | NJSRRE1541873936 | Union | 7083 | 10 | 20.74 | Residential | No | Behind the Meter | Whitman Construction, LLC | PSE&G | Accepted | 2019-08-22 | 2019-08-27 | 2020-08-27 | Trina Solar | TSM-305DD05A | Solar Panels |  | 0.305 | 16 | 140 | 29 |  | Fixed | Roof
Solar Registration Program | NJSRRE1541873936 | Union | 7083 | 10 | 20.74 | Residential | No | Behind the Meter | Whitman Construction, LLC | PSE&G | Accepted | 2019-08-22 | 2019-08-27 | 2020-08-27 | Trina Solar | TSM-305DD05A | Solar Panels |  | 0.305 | 13 | 140 | 29 |  | Fixed | Roof
Solar Registration Program | NJSRRE1541873936 | Union | 7083 | 10 | 20.74 | Residential | No | Behind the Meter | Whitman Construction, LLC | PSE&G | Accepted | 2019-08-22 | 2019-08-27 | 2020-08-27 | Enphase Energy | IQ7-60-2-US | Inverters | 0.24 |  | 68 |  |  | 0.976 |  | Outside | roof
Solar Registration Program | NJSRRE1541873952 | Vineland | 8360 | 20 | 20.74 | Residential | No | Behind the Meter | 1st Light Energy Inc | AC Electric | Accepted | 2019-08-22 | 2019-08-27 | 2020-08-27 | Longi | LR6-60PB-305M | Solar Panels |  | 0.305 | 35 | 35 | 92 |  | Fixed | Roof
Solar Registration Program | NJSRRE1541873952 | Vineland | 8360 | 20 | 20.74 | Residential | No | Behind the Meter | 1st Light Energy Inc | AC Electric | Accepted | 2019-08-22 | 2019-08-27 | 2020-08-27 | Longi | LR6-60PB-305M | Solar Panels |  | 0.305 | 33 | 273 | 30 |  | Fixed | Roof
Solar Registration Program | NJSRRE1541873952 | Vineland | 8360 | 20 | 20.74 | Residential | No | Behind the Meter | 1st Light Energy Inc | AC Electric | Accepted | 2019-08-22 | 2019-08-27 | 2020-08-27 | Solaredge | SE11400H-USRGM | Inverters | 11400 |  | 1 |  |  | 0.99 |  | Outdoor | Within 10 feet of meter
Solar Registration Program | NJSRRE1540908271 | Basking Ridge | 7920 | 5 | 20.77 | Residential | Yes | Behind the Meter | Pro Custom Solar dba Momentum Solar | JCP&L | Accepted | 2019-04-30 | 2019-05-06 | 2020-05-06 | LG | LG 335N1C-A5 | Solar Panels |  | 0.335 | 4 | 133 | 38 |  | Fixed | Roof
Solar Registration Program | NJSRRE1540908271 | Basking Ridge | 7920 | 5 | 20.77 | Residential | Yes | Behind the Meter | Pro Custom Solar dba Momentum Solar | JCP&L | Accepted | 2019-04-30 | 2019-05-06 | 2020-05-06 | LG | LG 335N1C-A5 | Solar Panels |  | 0.335 | 14 | 224 | 39 |  | Fixed | Roof
Solar Registration Program | NJSRRE1540908271 | Basking Ridge | 7920 | 5 | 20.77 | Residential | Yes | Behind the Meter | Pro Custom Solar dba Momentum Solar | JCP&L | Accepted | 2019-04-30 | 2019-05-06 | 2020-05-06 | LG | LG 335N1C-A5 | Solar Panels |  | 0.335 | 12 | 224 | 38 |  | Fixed | Roof
Solar Registration Program | NJSRRE1540908271 | Basking Ridge | 7920 | 5 | 20.77 | Residential | Yes | Behind the Meter | Pro Custom Solar dba Momentum Solar | JCP&L | Accepted | 2019-04-30 | 2019-05-06 | 2020-05-06 | LG | LG 335N1C-A5 | Solar Panels |  | 0.335 | 17 | 43 | 40 |  | Fixed | Roof
Solar Registration Program | NJSRRE1540908271 | Basking Ridge | 7920 | 5 | 20.77 | Residential | Yes | Behind the Meter | Pro Custom Solar dba Momentum Solar | JCP&L | Accepted | 2019-04-30 | 2019-05-06 | 2020-05-06 | LG | LG 335N1C-A5 | Solar Panels |  | 0.335 | 15 | 310 | 40 |  | Fixed | Roof
Solar Registration Program | NJSRRE1540908271 | Basking Ridge | 7920 | 5 | 20.77 | Residential | Yes | Behind the Meter | Pro Custom Solar dba Momentum Solar | JCP&L | Accepted | 2019-04-30 | 2019-05-06 | 2020-05-06 | ENPHASE | IQ7-60-2-US | Inverters | 250 |  | 62 |  |  | 0.97 |  | Outdoor | ROOF
Solar Registration Program | NJSRRE1541064117 | Ringoes | 8551 | 4 | 20.77 | Residential | Yes | Behind the Meter | Pro Custom Solar dba Momentum Solar | JCP&L | Accepted | 2019-05-31 | 2019-06-05 | 2020-06-05 | LG | LG 335N1C-A5 | Solar Panels |  | 0.335 | 39 | 129 | 25 |  | Fixed | Roof
Solar Registration Program | NJSRRE1541064117 | Ringoes | 8551 | 4 | 20.77 | Residential | Yes | Behind the Meter | Pro Custom Solar dba Momentum Solar | JCP&L | Accepted | 2019-05-31 | 2019-06-05 | 2020-06-05 | LG | LG 335N1C-A5 | Solar Panels |  | 0.335 | 14 | 116 | 34 |  | Fixed | Roof
Solar Registration Program | NJSRRE1541064117 | Ringoes | 8551 | 4 | 20.77 | Residential | Yes | Behind the Meter | Pro Custom Solar dba Momentum Solar | JCP&L | Accepted | 2019-05-31 | 2019-06-05 | 2020-06-05 | LG | LG 335N1C-A5 | Solar Panels |  | 0.335 | 9 | 296 | 32 |  | Fixed | Roof
Solar Registration Program | NJSRRE1541064117 | Ringoes | 8551 | 4 | 20.77 | Residential | Yes | Behind the Meter | Pro Custom Solar dba Momentum Solar | JCP&L | Accepted | 2019-05-31 | 2019-06-05 | 2020-06-05 | ENPHASE | IQ7-60-2-US | Inverters | 250 |  | 62 |  |  | 0.97 |  | Outdoor | ROOF
Solar Registration Program | NJSRRE1541805447 | Mays Landing | 8330 | 19 | 20.77 | Residential | No | Behind the Meter | Castle Energy, LLC | AC Electric | Accepted | 2019-08-08 | 2019-08-23 | 2020-08-23 | LG Electronics | LG335N1C-V5 | Solar Panels |  | 0.335 | 22 | 221 | 15 |  | Fixed | Roof
Solar Registration Program | NJSRRE1541805447 | Mays Landing | 8330 | 19 | 20.77 | Residential | No | Behind the Meter | Castle Energy, LLC | AC Electric | Accepted | 2019-08-08 | 2019-08-23 | 2020-08-23 | LG Electronics | LG335N1C-V5 | Solar Panels |  | 0.335 | 4 | 131 | 15 |  | Fixed | Roof
Solar Registration Program | NJSRRE1541805447 | Mays Landing | 8330 | 19 | 20.77 | Residential | No | Behind the Meter | Castle Energy, LLC | AC Electric | Accepted | 2019-08-08 | 2019-08-23 | 2020-08-23 | LG Electronics | LG335N1C-V5 | Solar Panels |  | 0.335 | 4 | 311 | 15 |  | Fixed | Roof
Solar Registration Program | NJSRRE1541805447 | Mays Landing | 8330 | 19 | 20.77 | Residential | No | Behind the Meter | Castle Energy, LLC | AC Electric | Accepted | 2019-08-08 | 2019-08-23 | 2020-08-23 | LG Electronics | LG335N1C-V5 | Solar Panels |  | 0.335 | 32 | 41 | 15 |  | Fixed | Roof
Solar Registration Program | NJSRRE1541805447 | Mays Landing | 8330 | 19 | 20.77 | Residential | No | Behind the Meter | Castle Energy, LLC | AC Electric | Accepted | 2019-08-08 | 2019-08-23 | 2020-08-23 | Enphase Energy | IQ7PLUS-72-2-US | Inverters | 290 |  | 62 |  |  | 0.975 |  | Outside | on the rooftop under each solar panel
Solar Registration Program | NJSRRE1542540170 | Hightstown | 8520 | 12 | 20.77 | Residential | No | Behind the Meter | Morgan Associates and Consulting LLC | JCP&L | Accepted | 2019-10-14 | 2019-10-16 | 2020-10-16 | Axitec | 310 | Solar Panels |  | 0.31 | 67 | 161 | 14 |  | Fixed | Roof
Solar Registration Program | NJSRRE1542540170 | Hightstown | 8520 | 12 | 20.77 | Residential | No | Behind the Meter | Morgan Associates and Consulting LLC | JCP&L | Accepted | 2019-10-14 | 2019-10-16 | 2020-10-16 | SolarEdge | 10KW | Inverters | 10000 |  | 2 |  |  | 0.99 |  | Outside | side of house
Solar Registration Program | NJSRRE1542907484 | Turnersville | 8012 | 14 | 20.77 | Residential | No | Behind the Meter | Advanced Renewable Solutions | AC Electric | Accepted | 2019-11-04 | 2019-11-05 | 2020-11-05 | TRINA SOLAR | TSM-310DD05A.05 | Solar Panels |  | 0.31 | 67 | 239,59,149 | 30 |  | Fixed | Roof
Solar Registration Program | NJSRRE1542907484 | Turnersville | 8012 | 14 | 20.77 | Residential | No | Behind the Meter | Advanced Renewable Solutions | AC Electric | Accepted | 2019-11-04 | 2019-11-05 | 2020-11-05 | SOLAR EDGE | SE7600H-US-000N-NC2 | Inverters | 15200 |  | 2 |  |  | 0.992 |  | Outdoor | Wall mounted, adjacent to the Utility Meter and Disconn
Solar Registration Program | NJSRRE1543040749 | Sewell | 8080 | 15 | 20.77 | Residential | No | Behind the Meter | Orbit Energy & Power, LLC | PSE&G | Accepted | 2019-11-06 | 2019-11-08 | 2020-11-08 | axitec | axitec 310 | Solar Panels |  | 0.31 | 2 | 212 | 39 |  | Fixed | Roof
Solar Registration Program | NJSRRE1543040749 | Sewell | 8080 | 15 | 20.77 | Residential | No | Behind the Meter | Orbit Energy & Power, LLC | PSE&G | Accepted | 2019-11-06 | 2019-11-08 | 2020-11-08 | axitec | axitec 310 | Solar Panels |  | 0.31 | 19 | 302 | 36 |  | Fixed | Roof
Solar Registration Program | NJSRRE1543040749 | Sewell | 8080 | 15 | 20.77 | Residential | No | Behind the Meter | Orbit Energy & Power, LLC | PSE&G | Accepted | 2019-11-06 | 2019-11-08 | 2020-11-08 | axitec | axitec 310 | Solar Panels |  | 0.31 | 8 | 212 | 36 |  | Fixed | Roof
Solar Registration Program | NJSRRE1543040749 | Sewell | 8080 | 15 | 20.77 | Residential | No | Behind the Meter | Orbit Energy & Power, LLC | PSE&G | Accepted | 2019-11-06 | 2019-11-08 | 2020-11-08 | axitec | axitec 310 | Solar Panels |  | 0.31 | 6 | 32 | 36 |  | Fixed | Roof
Solar Registration Program | NJSRRE1543040749 | Sewell | 8080 | 15 | 20.77 | Residential | No | Behind the Meter | Orbit Energy & Power, LLC | PSE&G | Accepted | 2019-11-06 | 2019-11-08 | 2020-11-08 | axitec | axitec 310 | Solar Panels |  | 0.31 | 25 | 122 | 36 |  | Fixed | Roof
Solar Registration Program | NJSRRE1543040749 | Sewell | 8080 | 15 | 20.77 | Residential | No | Behind the Meter | Orbit Energy & Power, LLC | PSE&G | Accepted | 2019-11-06 | 2019-11-08 | 2020-11-08 | axitec | axitec 310 | Solar Panels |  | 0.31 | 5 | 122 | 39 |  | Fixed | Roof
Solar Registration Program | NJSRRE1543040749 | Sewell | 8080 | 15 | 20.77 | Residential | No | Behind the Meter | Orbit Energy & Power, LLC | PSE&G | Accepted | 2019-11-06 | 2019-11-08 | 2020-11-08 | axitec | axitec 310 | Solar Panels |  | 0.31 | 2 | 32 | 39 |  | Fixed | Roof
Solar Registration Program | NJSRRE1543040749 | Sewell | 8080 | 15 | 20.77 | Residential | No | Behind the Meter | Orbit Energy & Power, LLC | PSE&G | Accepted | 2019-11-06 | 2019-11-08 | 2020-11-08 | enphase | iq7 | Inverters | 240 |  | 67 |  |  | 0.986 |  | Outside | panel
Solar Registration Program | NJSRRE1542390545 | Willingboro | 8046 | 13 | 20.79 | Residential | No | Behind the Meter | Vivint Solar Developer, LLC | PSE&G | Accepted | 2019-09-11 | 2019-09-13 | 2020-09-13 | HANWHA SOLAR | Q.PEAK BLK-G5 315 | Solar Panels |  | 0.315 | 22 | 303 | 25 |  | Fixed | Roof
Solar Registration Program | NJSRRE1542390545 | Willingboro | 8046 | 13 | 20.79 | Residential | No | Behind the Meter | Vivint Solar Developer, LLC | PSE&G | Accepted | 2019-09-11 | 2019-09-13 | 2020-09-13 | HANWHA SOLAR | Q.PEAK BLK-G5 315 | Solar Panels |  | 0.315 | 15 | 123 | 25 |  | Fixed | Roof
Solar Registration Program | NJSRRE1542390545 | Willingboro | 8046 | 13 | 20.79 | Residential | No | Behind the Meter | Vivint Solar Developer, LLC | PSE&G | Accepted | 2019-09-11 | 2019-09-13 | 2020-09-13 | Hanwha Solar | Q.PEAK BLK-G5 315 | Solar Panels |  | 0.315 | 14 | 33 | 15 |  | Fixed | Roof
Solar Registration Program | NJSRRE1542390545 | Willingboro | 8046 | 13 | 20.79 | Residential | No | Behind the Meter | Vivint Solar Developer, LLC | PSE&G | Accepted | 2019-09-11 | 2019-09-13 | 2020-09-13 | Hanwha Solar | Q.PEAK BLK-G5 315 | Solar Panels |  | 0.315 | 15 | 213 | 15 |  | Fixed | Roof
Solar Registration Program | NJSRRE1542390545 | Willingboro | 8046 | 13 | 20.79 | Residential | No | Behind the Meter | Vivint Solar Developer, LLC | PSE&G | Accepted | 2019-09-11 | 2019-09-13 | 2020-09-13 | Solar Edge | SE7600H | Inverters | 7600 |  | 2 |  |  | 0.992 |  | Outdoor | Near the Utility Meter
Solar Registration Program | NJSRRE1542428418 | Englishtown | 7726 | 17 | 20.79 | Residential | Yes | Behind the Meter | Vivint Solar Developer, LLC | JCP&L | Accepted | 2019-09-23 | 2019-09-25 | 2020-09-25 | Hanwha Solar | Q.PEAK BLK-G5 315 | Solar Panels |  | 0.315 | 4 | 253 | 20 |  | Fixed | Roof
Solar Registration Program | NJSRRE1542428418 | Englishtown | 7726 | 17 | 20.79 | Residential | Yes | Behind the Meter | Vivint Solar Developer, LLC | JCP&L | Accepted | 2019-09-23 | 2019-09-25 | 2020-09-25 | Hanwha Solar | Q.PEAK BLK-G5 315 | Solar Panels |  | 0.315 | 5 | 73 | 20 |  | Fixed | Roof
Solar Registration Program | NJSRRE1542428418 | Englishtown | 7726 | 17 | 20.79 | Residential | Yes | Behind the Meter | Vivint Solar Developer, LLC | JCP&L | Accepted | 2019-09-23 | 2019-09-25 | 2020-09-25 | Hanwha Solar | Q.PEAK BLK-G5 315 | Solar Panels |  | 0.315 | 24 | 253 | 20 |  | Fixed | Roof
Solar Registration Program | NJSRRE1542428418 | Englishtown | 7726 | 17 | 20.79 | Residential | Yes | Behind the Meter | Vivint Solar Developer, LLC | JCP&L | Accepted | 2019-09-23 | 2019-09-25 | 2020-09-25 | Hanwha Solar | Q.PEAK BLK-G5 315 | Solar Panels |  | 0.315 | 7 | 73 | 20 |  | Fixed | Roof
Solar Registration Program | NJSRRE1542428418 | Englishtown | 7726 | 17 | 20.79 | Residential | Yes | Behind the Meter | Vivint Solar Developer, LLC | JCP&L | Accepted | 2019-09-23 | 2019-09-25 | 2020-09-25 | Hanwha Solar | Q.PEAK BLK-G5 315 | Solar Panels |  | 0.315 | 8 | 253 | 20 |  | Fixed | Roof
Solar Registration Program | NJSRRE1542428418 | Englishtown | 7726 | 17 | 20.79 | Residential | Yes | Behind the Meter | Vivint Solar Developer, LLC | JCP&L | Accepted | 2019-09-23 | 2019-09-25 | 2020-09-25 | Hanwha Solar | Q.PEAK BLK-G5 315 | Solar Panels |  | 0.315 | 5 | 73 | 20 |  | Fixed | Roof
Solar Registration Program | NJSRRE1542428418 | Englishtown | 7726 | 17 | 20.79 | Residential | Yes | Behind the Meter | Vivint Solar Developer, LLC | JCP&L | Accepted | 2019-09-23 | 2019-09-25 | 2020-09-25 | Hanwha Solar | Q.PEAK BLK-G5 315 | Solar Panels |  | 0.315 | 13 | 73 | 20 |  | Fixed | Roof
Solar Registration Program | NJSRRE1542428418 | Englishtown | 7726 | 17 | 20.79 | Residential | Yes | Behind the Meter | Vivint Solar Developer, LLC | JCP&L | Accepted | 2019-09-23 | 2019-09-25 | 2020-09-25 | Solar Edge | SE7600H-US000BNC4 | Inverters | 7600 |  | 2 |  |  | 0.992 |  | Outdoor | near the utility meter
Solar Registration Program | NJSRRE1542790697 | Sicklerville | 8081 | 14 | 20.79 | Residential | Yes | Behind the Meter | Trinity Solar | AC Electric | Accepted | 2019-10-30 | 2019-11-01 | 2020-11-01 | HANWHA | Q.PEAK DUO BLK-G5 315 | Solar Panels |  | 0.315 | 20 | 133 | 18 |  | Fixed | Roof
Solar Registration Program | NJSRRE1542790697 | Sicklerville | 8081 | 14 | 20.79 | Residential | Yes | Behind the Meter | Trinity Solar | AC Electric | Accepted | 2019-10-30 | 2019-11-01 | 2020-11-01 | HANWHA | Q.PEAK DUO BLK-G5 315 | Solar Panels |  | 0.315 | 19 | 313 | 18 |  | Fixed | Roof
Solar Registration Program | NJSRRE1542790697 | Sicklerville | 8081 | 14 | 20.79 | Residential | Yes | Behind the Meter | Trinity Solar | AC Electric | Accepted | 2019-10-30 | 2019-11-01 | 2020-11-01 | HANWHA | Q.PEAK DUO BLK-G5 315 | Solar Panels |  | 0.315 | 18 | 133 | 18 |  | Fixed | Roof
Solar Registration Program | NJSRRE1542790697 | Sicklerville | 8081 | 14 | 20.79 | Residential | Yes | Behind the Meter | Trinity Solar | AC Electric | Accepted | 2019-10-30 | 2019-11-01 | 2020-11-01 | HANWHA | Q.PEAK DUO BLK-G5 315 | Solar Panels |  | 0.315 | 9 | 223 | 18 |  | Fixed | Roof
Solar Registration Program | NJSRRE1542790697 | Sicklerville | 8081 | 14 | 20.79 | Residential | Yes | Behind the Meter | Trinity Solar | AC Electric | Accepted | 2019-10-30 | 2019-11-01 | 2020-11-01 | Solar Edge | SE10000H-US000BNC4 | Inverters | 10000 |  | 1 |  |  | 0.97 |  | Outdoor | side of home
Solar Registration Program | NJSRRE1542790697 | Sicklerville | 8081 | 14 | 20.79 | Residential | Yes | Behind the Meter | Trinity Solar | AC Electric | Accepted | 2019-10-30 | 2019-11-01 | 2020-11-01 | Solar Edge | SE7600H-US000BNC4 | Inverters | 7600 |  | 1 |  |  | 0.97 |  | Outdoor | side of home
Solar Registration Program | NJSRRE1543478376 | Cold Spring | 8204 | 21 | 20.79 | Residential | Yes | Behind the Meter | All Season Solar | AC Electric | Accepted | 2019-12-04 | 2019-12-06 | 2020-12-06 | Hanwha | HSL72P6-PC-3-315Q 315W | Solar Panels |  | 0.315 | 66 | 180 | 25 |  | Fixed | Ground
Solar Registration Program | NJSRRE1543478376 | Cold Spring | 8204 | 21 | 20.79 | Residential | Yes | Behind the Meter | All Season Solar | AC Electric | Accepted | 2019-12-04 | 2019-12-06 | 2020-12-06 | Enphase | IQ7 | Inverters | 240 |  | 66 |  |  | 0.97 |  | Outdoor | Under Module
Solar Registration Program | NJSRRE1542408761 | Mount Laurel | 8054 | 13 | 20.8 | Residential | No | Behind the Meter | Sun Up Zero Down | PSE&G | Final As-Built Received | 2019-09-16 | 2019-09-18 | 2020-09-18 | LG | LG320N1K-A5 | Solar Panels |  | 0.32 | 32 | 131 | 30 |  | Fixed | Roof
Solar Registration Program | NJSRRE1542408761 | Mount Laurel | 8054 | 13 | 20.8 | Residential | No | Behind the Meter | Sun Up Zero Down | PSE&G | Final As-Built Received | 2019-09-16 | 2019-09-18 | 2020-09-18 | LG | LG320N1K-A5 | Solar Panels |  | 0.32 | 19 | 131 | 30 |  | Fixed | Roof
Solar Registration Program | NJSRRE1542408761 | Mount Laurel | 8054 | 13 | 20.8 | Residential | No | Behind the Meter | Sun Up Zero Down | PSE&G | Final As-Built Received | 2019-09-16 | 2019-09-18 | 2020-09-18 | LG | LG320N1K-A5 | Solar Panels |  | 0.32 | 7 | 221 | 40 |  | Fixed | Roof
Solar Registration Program | NJSRRE1542408761 | Mount Laurel | 8054 | 13 | 20.8 | Residential | No | Behind the Meter | Sun Up Zero Down | PSE&G | Final As-Built Received | 2019-09-16 | 2019-09-18 | 2020-09-18 | LG | LG320N1K-A5 | Solar Panels |  | 0.32 | 7 | 221 | 40 |  | Fixed | Roof
Solar Registration Program | NJSRRE1542408761 | Mount Laurel | 8054 | 13 | 20.8 | Residential | No | Behind the Meter | Sun Up Zero Down | PSE&G | Final As-Built Received | 2019-09-16 | 2019-09-18 | 2020-09-18 | Solaredge | SE10000H-US | Inverters | 10000 |  | 1 |  |  | 0.975 |  | Other | outside wall
Solar Registration Program | NJSRRE1542408761 | Mount Laurel | 8054 | 13 | 20.8 | Residential | No | Behind the Meter | Sun Up Zero Down | PSE&G | Final As-Built Received | 2019-09-16 | 2019-09-18 | 2020-09-18 | Solaredge | SE6000H-US | Inverters | 6000 |  | 1 |  |  | 0.983 |  | Other | outside wall
Solar Registration Program | NJSRRE1543464070 | Paterson | 7522 | 6 | 20.8 | Commercial | No | Behind the Meter | Advanced Solar & Energy Solutions, LLC | PSE&G | Accepted | 2019-12-02 | 2019-12-09 | 2020-12-09 | Trina Solar | TSM325w | Solar Panels |  | 0.325 | 32 | 220 | 19 |  | Fixed | Roof
Solar Registration Program | NJSRRE1543464070 | Paterson | 7522 | 6 | 20.8 | Commercial | No | Behind the Meter | Advanced Solar & Energy Solutions, LLC | PSE&G | Accepted | 2019-12-02 | 2019-12-09 | 2020-12-09 | Trina Solar | TSM325w | Solar Panels |  | 0.325 | 32 | 50 | 19 |  | Fixed | Roof
Solar Registration Program | NJSRRE1543464070 | Paterson | 7522 | 6 | 20.8 | Commercial | No | Behind the Meter | Advanced Solar & Energy Solutions, LLC | PSE&G | Accepted | 2019-12-02 | 2019-12-09 | 2020-12-09 | Solar Edge | SE9k | Inverters | 9000 |  | 2 |  |  | 0.97 |  | Indoor | Garage
Solar Registration Program | NJSRRE1541060086 | Tuckerton | 8087 | 18 | 20.88 | Residential | Yes | Behind the Meter | Sunrun Installation Services, Inc. | AC Electric | Accepted | 2019-05-30 | 2019-06-04 | 2020-06-04 | LG Electronics | LG360Q1C-A5 | Solar Panels |  | 0.36 | 13 | 126 | 27 |  | Fixed | Roof
Solar Registration Program | NJSRRE1541060086 | Tuckerton | 8087 | 18 | 20.88 | Residential | Yes | Behind the Meter | Sunrun Installation Services, Inc. | AC Electric | Accepted | 2019-05-30 | 2019-06-04 | 2020-06-04 | LG Electronics | LG360Q1C-A5 | Solar Panels |  | 0.36 | 10 | 126 | 27 |  | Fixed | Roof
Solar Registration Program | NJSRRE1541060086 | Tuckerton | 8087 | 18 | 20.88 | Residential | Yes | Behind the Meter | Sunrun Installation Services, Inc. | AC Electric | Accepted | 2019-05-30 | 2019-06-04 | 2020-06-04 | LG Electronics | LG360Q1C-A5 | Solar Panels |  | 0.36 | 19 | 126 | 27 |  | Fixed | Roof
Solar Registration Program | NJSRRE1541060086 | Tuckerton | 8087 | 18 | 20.88 | Residential | Yes | Behind the Meter | Sunrun Installation Services, Inc. | AC Electric | Accepted | 2019-05-30 | 2019-06-04 | 2020-06-04 | LG Electronics | LG360Q1C-A5 | Solar Panels |  | 0.36 | 10 | 213 | 27 |  | Fixed | Roof
Solar Registration Program | NJSRRE1541060086 | Tuckerton | 8087 | 18 | 20.88 | Residential | Yes | Behind the Meter | Sunrun Installation Services, Inc. | AC Electric | Accepted | 2019-05-30 | 2019-06-04 | 2020-06-04 | LG Electronics | LG360Q1C-A5 | Solar Panels |  | 0.36 | 6 | 213 | 27 |  | Fixed | Roof
Solar Registration Program | NJSRRE1541060086 | Tuckerton | 8087 | 18 | 20.88 | Residential | Yes | Behind the Meter | Sunrun Installation Services, Inc. | AC Electric | Accepted | 2019-05-30 | 2019-06-04 | 2020-06-04 | Ningbo Ginlong Technologies | Solis-1P7.6K-4G-US | Inverters | 7600 |  | 1 |  |  | 0.96 |  | Outdoor | Next To Meter
Solar Registration Program | NJSRRE1541060086 | Tuckerton | 8087 | 18 | 20.88 | Residential | Yes | Behind the Meter | Sunrun Installation Services, Inc. | AC Electric | Accepted | 2019-05-30 | 2019-06-04 | 2020-06-04 | Ningbo Ginlong Technologies | Solis-1P10K-4G-US | Inverters | 10000 |  | 1 |  |  | 0.96 |  | Outdoor | Next To Meter
Solar Registration Program | NJSRRE1541060086 | Tuckerton | 8087 | 18 | 20.88 | Residential | Yes | Behind the Meter | Sunrun Installation Services, Inc. | AC Electric | Accepted | 2019-05-30 | 2019-06-04 | 2020-06-04 | Ningbo Ginlong Technologies | Solis-1P4K-4G-US | Inverters | 4000 |  | 1 |  |  | 0.96 |  | Outdoor | Next To Meter
Solar Registration Program | NJSRRE1542909264 | Egg Harbor Township | 8234 | 19 | 20.88 | Residential | Yes | Behind the Meter | Sunrun Installation Services, Inc. | AC Electric | Accepted | 2019-11-04 | 2019-11-06 | 2020-11-06 | REC Solar | REC290TP2 BLK | Solar Panels |  | 0.29 | 45 | 245 | 30 |  | Fixed | Roof
Solar Registration Program | NJSRRE1542909264 | Egg Harbor Township | 8234 | 19 | 20.88 | Residential | Yes | Behind the Meter | Sunrun Installation Services, Inc. | AC Electric | Accepted | 2019-11-04 | 2019-11-06 | 2020-11-06 | REC Solar | REC290TP2 BLK | Solar Panels |  | 0.29 | 27 | 245 | 30 |  | Fixed | Roof
Solar Registration Program | NJSRRE1542909264 | Egg Harbor Township | 8234 | 19 | 20.88 | Residential | Yes | Behind the Meter | Sunrun Installation Services, Inc. | AC Electric | Accepted | 2019-11-04 | 2019-11-06 | 2020-11-06 | SolarEdge Technologies | SE10000H-USRGM | Inverters | 10000 |  | 1 |  |  | 0.96 |  | Outdoor | Next To Meter
Solar Registration Program | NJSRRE1542909264 | Egg Harbor Township | 8234 | 19 | 20.88 | Residential | Yes | Behind the Meter | Sunrun Installation Services, Inc. | AC Electric | Accepted | 2019-11-04 | 2019-11-06 | 2020-11-06 | SolarEdge Technologies | SE6000H-USRGM | Inverters | 6000 |  | 1 |  |  | 0.96 |  | Outdoor | Next To Meter
Solar Registration Program | NJSRRE1543452900 | Hopatcong | 7843 | 1 | 20.88 | Residential | Yes | Behind the Meter | Sunrun Installation Services, Inc. | JCP&L | Accepted | 2019-11-27 | 2019-12-03 | 2020-12-03 | REC Solar | REC290TP2 BLK | Solar Panels |  | 0.29 | 31 | 127 | 23 |  | Fixed | Roof
Solar Registration Program | NJSRRE1543452900 | Hopatcong | 7843 | 1 | 20.88 | Residential | Yes | Behind the Meter | Sunrun Installation Services, Inc. | JCP&L | Accepted | 2019-11-27 | 2019-12-03 | 2020-12-03 | REC Solar | REC290TP2 BLK | Solar Panels |  | 0.29 | 41 | 307 | 23 |  | Fixed | Roof
Solar Registration Program | NJSRRE1543452900 | Hopatcong | 7843 | 1 | 20.88 | Residential | Yes | Behind the Meter | Sunrun Installation Services, Inc. | JCP&L | Accepted | 2019-11-27 | 2019-12-03 | 2020-12-03 | Enphase Energy | IQ7-60-x-US (240V) | Inverters | 240 |  | 72 |  |  | 0.96 |  | Outdoor | Rooftop
Solar Registration Program | NJSRRE1543511265 | Oaklyn | 8107 | 14 | 20.88 | Residential | No | Behind the Meter | Sunrun Installation Services, Inc. | PSE&G | Accepted | 2019-12-11 | 2019-12-16 | 2020-12-16 | REC Solar | REC290TP2 BLK | Solar Panels |  | 0.29 | 16 | 130 | 36 |  | Fixed | Roof
Solar Registration Program | NJSRRE1543511265 | Oaklyn | 8107 | 14 | 20.88 | Residential | No | Behind the Meter | Sunrun Installation Services, Inc. | PSE&G | Accepted | 2019-12-11 | 2019-12-16 | 2020-12-16 | REC Solar | REC290TP2 BLK | Solar Panels |  | 0.29 | 18 | 310 | 37 |  | Fixed | Roof
Solar Registration Program | NJSRRE1543511265 | Oaklyn | 8107 | 14 | 20.88 | Residential | No | Behind the Meter | Sunrun Installation Services, Inc. | PSE&G | Accepted | 2019-12-11 | 2019-12-16 | 2020-12-16 | REC Solar | REC290TP2 BLK | Solar Panels |  | 0.29 | 17 | 310 | 37 |  | Fixed | Roof
Solar Registration Program | NJSRRE1543511265 | Oaklyn | 8107 | 14 | 20.88 | Residential | No | Behind the Meter | Sunrun Installation Services, Inc. | PSE&G | Accepted | 2019-12-11 | 2019-12-16 | 2020-12-16 | REC Solar | REC290TP2 BLK | Solar Panels |  | 0.29 | 21 | 130 | 36 |  | Fixed | Roof
Solar Registration Program | NJSRRE1543511265 | Oaklyn | 8107 | 14 | 20.88 | Residential | No | Behind the Meter | Sunrun Installation Services, Inc. | PSE&G | Accepted | 2019-12-11 | 2019-12-16 | 2020-12-16 | SolarEdge Technologies | SE10000H-USRGM | Inverters | 10000 |  | 1 |  |  | 0.96 |  | Outdoor | Next To Meter
Solar Registration Program | NJSRRE1543511265 | Oaklyn | 8107 | 14 | 20.88 | Residential | No | Behind the Meter | Sunrun Installation Services, Inc. | PSE&G | Accepted | 2019-12-11 | 2019-12-16 | 2020-12-16 | SolarEdge Technologies | SE7600A-USS2RGM | Inverters | 7600 |  | 1 |  |  | 0.96 |  | Outdoor | Next To Meter
Solar Registration Program | NJSRRE1543511265 | Oaklyn | 8107 | 14 | 20.88 | Residential | No | Behind the Meter | Sunrun Installation Services, Inc. | PSE&G | Accepted | 2019-12-11 | 2019-12-16 | 2020-12-16 | LG Chem | RESU 10H SEG | Electric Storage Battery |  |  | 1 |  |  |  | Lithium Ion |  | outside
Solar Registration Program | NJSRRE1540905008 | Penns Grove | 8069 | 16 | 20.9 | Commercial | Yes | Behind the Meter | Solar Renewable Energy, LLC | AC Electric | Accepted | 2019-05-15 | 2019-06-17 | 2020-06-17 | HT SAAE | HT 72 156 M (380W) | Solar Panels |  | 0.38 | 55 | Landscape | 22 |  | Fixed | Roof
Solar Registration Program | NJSRRE1540905008 | Penns Grove | 8069 | 16 | 20.9 | Commercial | Yes | Behind the Meter | Solar Renewable Energy, LLC | AC Electric | Accepted | 2019-05-15 | 2019-06-17 | 2020-06-17 | Solar Edge | SE RWND 3D 480 MB | Meters |  |  | 1 |  |  |  |  | Outdoor
Solar Registration Program | NJSRRE1540905008 | Penns Grove | 8069 | 16 | 20.9 | Commercial | Yes | Behind the Meter | Solar Renewable Energy, LLC | AC Electric | Accepted | 2019-05-15 | 2019-06-17 | 2020-06-17 | Solar Edge | SE7600 | Inverters | 15200 |  | 2 |  |  | 0.996 |  | Outdoor | Roof
Solar Registration Program | NJSRRE1542369487 | Rockaway | 7866 | 3 | 20.93 | Residential | Yes | Behind the Meter | Vision Solar LLC | JCP&L | Accepted | 2019-09-07 | 2019-09-11 | 2020-09-11 | sunpower | e20-327-e-ac | Solar Panels |  | 0.327 | 34 | 118 | 9 |  | Fixed | Roof
Solar Registration Program | NJSRRE1542369487 | Rockaway | 7866 | 3 | 20.93 | Residential | Yes | Behind the Meter | Vision Solar LLC | JCP&L | Accepted | 2019-09-07 | 2019-09-11 | 2020-09-11 | sunpower | e20-327-e-ac | Solar Panels |  | 0.327 | 9 | 118 | 2 |  | Fixed | Roof
Solar Registration Program | NJSRRE1542369487 | Rockaway | 7866 | 3 | 20.93 | Residential | Yes | Behind the Meter | Vision Solar LLC | JCP&L | Accepted | 2019-09-07 | 2019-09-11 | 2020-09-11 | sunpower | e20-327-e-ac | Solar Panels |  | 0.327 | 21 | 298 | 9 |  | Fixed | Roof
Solar Registration Program | NJSRRE1542369487 | Rockaway | 7866 | 3 | 20.93 | Residential | Yes | Behind the Meter | Vision Solar LLC | JCP&L | Accepted | 2019-09-07 | 2019-09-11 | 2020-09-11 | sunpower | e20-327-e-ac | Inverters | 0.32 |  | 64 |  |  | 0.96 |  | Other | behind panels
Solar Registration Program | NJSRRE1542910079 | WASHINGTON TWP. | 8080 | 15 | 20.93 | Residential | Yes | Behind the Meter | Sea Bright Solar, LLC | AC Electric | Accepted | 2019-11-04 | 2019-11-06 | 2020-11-06 | SUNPOWER | SPR-E20-327-C-AC | Solar Panels |  | 0.327 | 15 | 271 | 34 |  | Fixed | Roof | WEST
Solar Registration Program | NJSRRE1542910079 | WASHINGTON TWP. | 8080 | 15 | 20.93 | Residential | Yes | Behind the Meter | Sea Bright Solar, LLC | AC Electric | Accepted | 2019-11-04 | 2019-11-06 | 2020-11-06 | SUNPOWER | SPR-E20-327-C-AC | Solar Panels |  | 0.327 | 15 | 91 | 34 |  | Fixed | Roof | EAST
Solar Registration Program | NJSRRE1542910079 | WASHINGTON TWP. | 8080 | 15 | 20.93 | Residential | Yes | Behind the Meter | Sea Bright Solar, LLC | AC Electric | Accepted | 2019-11-04 | 2019-11-06 | 2020-11-06 | SUNPOWER | SPR-E20-327-C-AC | Solar Panels |  | 0.327 | 23 | 181 | 27 |  | Fixed | Roof | SOUTH
Solar Registration Program | NJSRRE1542910079 | WASHINGTON TWP. | 8080 | 15 | 20.93 | Residential | Yes | Behind the Meter | Sea Bright Solar, LLC | AC Electric | Accepted | 2019-11-04 | 2019-11-06 | 2020-11-06 | SUNPOWER | SPR-E20-327-C-AC | Solar Panels |  | 0.327 | 11 | 181 | 27 |  | Fixed | Roof | SOUTH
Solar Registration Program | NJSRRE1542910079 | WASHINGTON TWP. | 8080 | 15 | 20.93 | Residential | Yes | Behind the Meter | Sea Bright Solar, LLC | AC Electric | Accepted | 2019-11-04 | 2019-11-06 | 2020-11-06 | SUNPOWER | SPR-E20-327-C-AC | Inverters | 320 |  | 64 |  |  | 0.96 |  | Outside | BENEATH ARRAY
Solar Registration Program | NJSRRE1540263365 | Far Hills | 7931 | 5 | 21 | Residential | Yes | Behind the Meter | Pro Custom Solar dba Momentum Solar | JCP&L | Accepted | 2019-01-21 | 2019-01-24 | 2020-01-24 | LONGI | LR6-60PB-300M | Solar Panels |  | 0.3 | 70 | 180 | 20 |  | Fixed | Roof
Solar Registration Program | NJSRRE1540263365 | Far Hills | 7931 | 5 | 21 | Residential | Yes | Behind the Meter | Pro Custom Solar dba Momentum Solar | JCP&L | Accepted | 2019-01-21 | 2019-01-24 | 2020-01-24 | ENPHASE | IQ7-60-2-US | Inverters | 250 |  | 70 |  |  | 0.97 |  | Outdoor | ROOF
Solar Registration Program | NJSRRE1541480703 | Linwood | 8221 | 19 | 21 | Commercial | No | Behind the Meter | All Season Solar | AC Electric | Accepted | 2019-06-25 | 2019-06-27 | 2020-06-27 | Certain Teed | CT 300MXX-03 | Solar Panels |  | 0.3 | 14 | 117 | 23 |  | Fixed | Roof
Solar Registration Program | NJSRRE1541480703 | Linwood | 8221 | 19 | 21 | Commercial | No | Behind the Meter | All Season Solar | AC Electric | Accepted | 2019-06-25 | 2019-06-27 | 2020-06-27 | Certain Teed | CT 300MXX-03 | Solar Panels |  | 0.3 | 14 | 297 | 23 |  | Fixed | Roof
Solar Registration Program | NJSRRE1541480703 | Linwood | 8221 | 19 | 21 | Commercial | No | Behind the Meter | All Season Solar | AC Electric | Accepted | 2019-06-25 | 2019-06-27 | 2020-06-27 | Certain Teed | CT 300MXX-03 | Solar Panels |  | 0.3 | 12 | 207 | 26 |  | Fixed | Roof
Solar Registration Program | NJSRRE1541480703 | Linwood | 8221 | 19 | 21 | Commercial | No | Behind the Meter | All Season Solar | AC Electric | Accepted | 2019-06-25 | 2019-06-27 | 2020-06-27 | Certain Teed | CT 300MXX-03 | Solar Panels |  | 0.3 | 22 | 207 | 17 |  | Fixed | Roof
Solar Registration Program | NJSRRE1541480703 | Linwood | 8221 | 19 | 21 | Commercial | No | Behind the Meter | All Season Solar | AC Electric | Accepted | 2019-06-25 | 2019-06-27 | 2020-06-27 | Certain Teed | CT 300MXX-03 | Solar Panels |  | 0.3 | 8 | 207 | 26 |  | Fixed | Roof
Solar Registration Program | NJSRRE1541480703 | Linwood | 8221 | 19 | 21 | Commercial | No | Behind the Meter | All Season Solar | AC Electric | Accepted | 2019-06-25 | 2019-06-27 | 2020-06-27 | Enphase | IQ7 | Inverters | 240 |  | 70 |  |  | 0.97 |  | Outdoor | Under Module
Solar Registration Program | NJSRRE1541713174 | West Orange | 7052 | 9 | 21 | Residential | No | Behind the Meter | Skyline Solar LLC | PSE&G | Accepted | 2019-07-29 | 2019-08-01 | 2020-08-01 | Trina Solar | Trina Solar TSM-300-DD05A.08 | Solar Panels |  | 0.3 | 4 | 240 | 30 |  | Fixed | Roof
Solar Registration Program | NJSRRE1541713174 | West Orange | 7052 | 9 | 21 | Residential | No | Behind the Meter | Skyline Solar LLC | PSE&G | Accepted | 2019-07-29 | 2019-08-01 | 2020-08-01 | Trina Solar | Trina Solar TSM-300-DD05A.08 | Solar Panels |  | 0.3 | 4 | 330 | 30 |  | Fixed | Roof
Solar Registration Program | NJSRRE1541713174 | West Orange | 7052 | 9 | 21 | Residential | No | Behind the Meter | Skyline Solar LLC | PSE&G | Accepted | 2019-07-29 | 2019-08-01 | 2020-08-01 | Trina Solar | Trina Solar TSM-300-DD05A.08 | Solar Panels |  | 0.3 | 10 | 330 | 30 |  | Fixed | Roof
Solar Registration Program | NJSRRE1541713174 | West Orange | 7052 | 9 | 21 | Residential | No | Behind the Meter | Skyline Solar LLC | PSE&G | Accepted | 2019-07-29 | 2019-08-01 | 2020-08-01 | Trina Solar | Trina Solar TSM-300-DD05A.08 | Solar Panels |  | 0.3 | 30 | 150 | 30 |  | Fixed | Roof
Solar Registration Program | NJSRRE1541713174 | West Orange | 7052 | 9 | 21 | Residential | No | Behind the Meter | Skyline Solar LLC | PSE&G | Accepted | 2019-07-29 | 2019-08-01 | 2020-08-01 | Trina Solar | Trina Solar TSM-300-DD05A.08 | Solar Panels |  | 0.3 | 6 | 240 | 30 |  | Fixed | Roof
Solar Registration Program | NJSRRE1541713174 | West Orange | 7052 | 9 | 21 | Residential | No | Behind the Meter | Skyline Solar LLC | PSE&G | Accepted | 2019-07-29 | 2019-08-01 | 2020-08-01 | Trina Solar | Trina Solar TSM-300-DD05A.08 | Solar Panels |  | 0.3 | 16 | 60 | 30 |  | Fixed | Roof
Solar Registration Program | NJSRRE1541713174 | West Orange | 7052 | 9 | 21 | Residential | No | Behind the Meter | Skyline Solar LLC | PSE&G | Accepted | 2019-07-29 | 2019-08-01 | 2020-08-01 | Solaredge | SE11400H-US RGM | Inverters | 11400 |  | 1 |  |  | 0.99 |  | Outdoor | by meter
Solar Registration Program | NJSRRE1541713174 | West Orange | 7052 | 9 | 21 | Residential | No | Behind the Meter | Skyline Solar LLC | PSE&G | Accepted | 2019-07-29 | 2019-08-01 | 2020-08-01 | Solaredge | SE6000H-US RGM | Inverters | 6000 |  | 1 |  |  | 0.99 |  | Outdoor | by meter
Solar Registration Program | NJSRRE1542556207 | Swedesboro | 8085 | 15 | 21 | Residential | Yes | Behind the Meter | Bright Planet Solar | AC Electric | Accepted | 2019-10-18 | 2019-10-21 | 2020-10-21 | HANWHA Q-CELLS | Q.PEAK-G4.1 300W | Solar Panels |  | 0.3 | 32 | 224 | 30 |  | Fixed | Roof
Solar Registration Program | NJSRRE1542556207 | Swedesboro | 8085 | 15 | 21 | Residential | Yes | Behind the Meter | Bright Planet Solar | AC Electric | Accepted | 2019-10-18 | 2019-10-21 | 2020-10-21 | HANWHA Q-CELLS | Q.PEAK-G4.1 300W | Solar Panels |  | 0.3 | 16 | 224 | 30 |  | Fixed | Roof
Solar Registration Program | NJSRRE1542556207 | Swedesboro | 8085 | 15 | 21 | Residential | Yes | Behind the Meter | Bright Planet Solar | AC Electric | Accepted | 2019-10-18 | 2019-10-21 | 2020-10-21 | HANWHA Q-CELLS | Q.PEAK-G4.1 300W | Solar Panels |  | 0.3 | 12 | 44 | 30 |  | Fixed | Roof
Solar Registration Program | NJSRRE1542556207 | Swedesboro | 8085 | 15 | 21 | Residential | Yes | Behind the Meter | Bright Planet Solar | AC Electric | Accepted | 2019-10-18 | 2019-10-21 | 2020-10-21 | HANWHA Q-CELLS | Q.PEAK-G4.1 300W | Solar Panels |  | 0.3 | 10 | 44 | 30 |  | Fixed | Roof
Solar Registration Program | NJSRRE1542556207 | Swedesboro | 8085 | 15 | 21 | Residential | Yes | Behind the Meter | Bright Planet Solar | AC Electric | Accepted | 2019-10-18 | 2019-10-21 | 2020-10-21 | SOLAR EDGE | SE10000H-USRGM | Inverters | 10000 |  | 1 |  |  | 0.98 |  | Outdoor | NEXT TO METER
Solar Registration Program | NJSRRE1542556207 | Swedesboro | 8085 | 15 | 21 | Residential | Yes | Behind the Meter | Bright Planet Solar | AC Electric | Accepted | 2019-10-18 | 2019-10-21 | 2020-10-21 | SOLAR EDGE | SE7600H-USRGM | Inverters | 7600 |  | 1 |  |  | 0.98 |  | Outdoor | NEXT TO METER
Solar Registration Program | NJSRRE1543151902 | Holmdel | 7733 | 17 | 21.05 | Residential | No | Behind the Meter | Pro Custom Solar dba Momentum Solar | JCP&L | Accepted | 2019-11-13 | 2019-11-15 | 2020-11-15 | LG ELECTRONICS | LG 345N1C-V5 | Solar Panels |  | 0.345 | 6 | 178 | 44 |  | Fixed | Roof
Solar Registration Program | NJSRRE1543151902 | Holmdel | 7733 | 17 | 21.05 | Residential | No | Behind the Meter | Pro Custom Solar dba Momentum Solar | JCP&L | Accepted | 2019-11-13 | 2019-11-15 | 2020-11-15 | LG ELECTRONICS | LG 345N1C-V5 | Solar Panels |  | 0.345 | 8 | 178 | 44 |  | Fixed | Roof
Solar Registration Program | NJSRRE1543151902 | Holmdel | 7733 | 17 | 21.05 | Residential | No | Behind the Meter | Pro Custom Solar dba Momentum Solar | JCP&L | Accepted | 2019-11-13 | 2019-11-15 | 2020-11-15 | LG ELECTRONICS | LG 345N1C-V5 | Solar Panels |  | 0.345 | 5 | 178 | 25 |  | Fixed | Roof
Solar Registration Program | NJSRRE1543151902 | Holmdel | 7733 | 17 | 21.05 | Residential | No | Behind the Meter | Pro Custom Solar dba Momentum Solar | JCP&L | Accepted | 2019-11-13 | 2019-11-15 | 2020-11-15 | LG ELECTRONICS | LG 345N1C-V5 | Solar Panels |  | 0.345 | 25 | 88 | 27 |  | Fixed | Roof
Solar Registration Program | NJSRRE1543151902 | Holmdel | 7733 | 17 | 21.05 | Residential | No | Behind the Meter | Pro Custom Solar dba Momentum Solar | JCP&L | Accepted | 2019-11-13 | 2019-11-15 | 2020-11-15 | LG ELECTRONICS | LG 345N1C-V5 | Solar Panels |  | 0.345 | 12 | 179 | 40 |  | Fixed | Roof
Solar Registration Program | NJSRRE1543151902 | Holmdel | 7733 | 17 | 21.05 | Residential | No | Behind the Meter | Pro Custom Solar dba Momentum Solar | JCP&L | Accepted | 2019-11-13 | 2019-11-15 | 2020-11-15 | LG ELECTRONICS | LG 345N1C-V5 | Solar Panels |  | 0.345 | 5 | 268 | 35 |  | Fixed | Roof
Solar Registration Program | NJSRRE1543151902 | Holmdel | 7733 | 17 | 21.05 | Residential | No | Behind the Meter | Pro Custom Solar dba Momentum Solar | JCP&L | Accepted | 2019-11-13 | 2019-11-15 | 2020-11-15 | Enphase Energy | IQ7Plus-72-2-US | Inverters | 295 |  | 61 |  |  | 0.97 |  | Outdoor | Roof
Solar Registration Program | NJSRRE1541797869 | Egg Harbor City | 8215 | 19 | 21.08 | Residential | Yes | Behind the Meter | Suntuity Solar LLC | AC Electric | Accepted | 2019-08-07 | 2019-08-12 | 2020-08-12 | Yingli Green Energy | YL310D-30b | Solar Panels |  | 0.31 | 36 | 180 | 20 |  | Fixed | Ground
Solar Registration Program | NJSRRE1541797869 | Egg Harbor City | 8215 | 19 | 21.08 | Residential | Yes | Behind the Meter | Suntuity Solar LLC | AC Electric | Accepted | 2019-08-07 | 2019-08-12 | 2020-08-12 | Yingli Green Energy | YL310D-30b | Solar Panels |  | 0.31 | 32 | 180 | 20 |  | Fixed | Ground
Solar Registration Program | NJSRRE1541797869 | Egg Harbor City | 8215 | 19 | 21.08 | Residential | Yes | Behind the Meter | Suntuity Solar LLC | AC Electric | Accepted | 2019-08-07 | 2019-08-12 | 2020-08-12 | Enphase Energy | IQ7-60-2-US | Inverters | 240 |  | 68 |  |  | 0.97 |  | Outdoor | Behind the PV Modules
Solar Registration Program | NJSRRE1543745654 | Lakewood | 8701 | 18 | 21.08 | Residential | Yes | Behind the Meter | Grid Revoluton Solar | JCP&L | Accepted | 2019-12-24 | 2019-12-30 | 2020-12-30 | Axitec | AC-310MH/120SB | Solar Panels |  | 0.31 | 24 | 90 | 40 |  | Fixed | Roof
Solar Registration Program | NJSRRE1543745654 | Lakewood | 8701 | 18 | 21.08 | Residential | Yes | Behind the Meter | Grid Revoluton Solar | JCP&L | Accepted | 2019-12-24 | 2019-12-30 | 2020-12-30 | Axitec | AC-310MH/120SB | Solar Panels |  | 0.31 | 44 | 270 | 40 |  | Fixed | Roof
Solar Registration Program | NJSRRE1543745654 | Lakewood | 8701 | 18 | 21.08 | Residential | Yes | Behind the Meter | Grid Revoluton Solar | JCP&L | Accepted | 2019-12-24 | 2019-12-30 | 2020-12-30 | Solaredge | SE7600H-US | Inverters | 7600 |  | 1 |  |  | 0.99 |  | Outside | near the utility meter
Solar Registration Program | NJSRRE1543745654 | Lakewood | 8701 | 18 | 21.08 | Residential | Yes | Behind the Meter | Grid Revoluton Solar | JCP&L | Accepted | 2019-12-24 | 2019-12-30 | 2020-12-30 | Solaredge | SE10000H-US | Inverters | 10000 |  | 1 |  |  | 0.99 |  | Outdoor | near the utility meter
Solar Registration Program | NJSRRE1540263395 | Jackson | 8527 | 18 | 21.11 | Residential | Yes | Behind the Meter | Pro Custom Solar dba Momentum Solar | JCP&L | Accepted | 2019-01-21 | 2019-01-24 | 2020-01-24 | HANWHA | Q.PEAK DUO BLK-G5 315 | Solar Panels |  | 0.315 | 25 | 213 | 32 |  | Fixed | Roof
Solar Registration Program | NJSRRE1540263395 | Jackson | 8527 | 18 | 21.11 | Residential | Yes | Behind the Meter | Pro Custom Solar dba Momentum Solar | JCP&L | Accepted | 2019-01-21 | 2019-01-24 | 2020-01-24 | HANWHA | Q.PEAK DUO BLK-G5 315 | Solar Panels |  | 0.315 | 18 | 212 | 33 |  | Fixed | Roof
Solar Registration Program | NJSRRE1540263395 | Jackson | 8527 | 18 | 21.11 | Residential | Yes | Behind the Meter | Pro Custom Solar dba Momentum Solar | JCP&L | Accepted | 2019-01-21 | 2019-01-24 | 2020-01-24 | HANWHA | Q.PEAK DUO BLK-G5 315 | Solar Panels |  | 0.315 | 24 | 33 | 33 |  | Fixed | Roof
Solar Registration Program | NJSRRE1540263395 | Jackson | 8527 | 18 | 21.11 | Residential | Yes | Behind the Meter | Pro Custom Solar dba Momentum Solar | JCP&L | Accepted | 2019-01-21 | 2019-01-24 | 2020-01-24 | ENPHASE | IQ7 | Inverters | 240 |  | 67 |  |  | 0.97 |  | Outside | ROOF
Solar Registration Program | NJSRRE1541343248 | Hammonton | 8037 | 19 | 21.11 | Residential | Yes | Behind the Meter | Trinity Solar | AC Electric | Accepted | 2019-06-14 | 2019-06-24 | 2020-06-24 | Hanwha | Q.PEAK DUO BLK-G5 315 | Solar Panels |  | 0.315 | 22 | 175 | 23 |  | Fixed | Roof
Solar Registration Program | NJSRRE1541343248 | Hammonton | 8037 | 19 | 21.11 | Residential | Yes | Behind the Meter | Trinity Solar | AC Electric | Accepted | 2019-06-14 | 2019-06-24 | 2020-06-24 | Hanwha | Q.PEAK DUO BLK-G5 315 | Solar Panels |  | 0.315 | 11 | 355 | 23 |  | Fixed | Roof
Solar Registration Program | NJSRRE1541343248 | Hammonton | 8037 | 19 | 21.11 | Residential | Yes | Behind the Meter | Trinity Solar | AC Electric | Accepted | 2019-06-14 | 2019-06-24 | 2020-06-24 | Hanwha | Q.PEAK DUO BLK-G5 315 | Solar Panels |  | 0.315 | 34 | 85 | 23 |  | Fixed | Roof
Solar Registration Program | NJSRRE1541343248 | Hammonton | 8037 | 19 | 21.11 | Residential | Yes | Behind the Meter | Trinity Solar | AC Electric | Accepted | 2019-06-14 | 2019-06-24 | 2020-06-24 | Solar Edge | SE7600 | Inverters | 7600 |  | 1 |  |  | 0.97 |  | Outside | side of home
Solar Registration Program | NJSRRE1541343248 | Hammonton | 8037 | 19 | 21.11 | Residential | Yes | Behind the Meter | Trinity Solar | AC Electric | Accepted | 2019-06-14 | 2019-06-24 | 2020-06-24 | Solar Edge | SE7600 | Inverters | 7600 |  | 1 |  |  | 0.97 |  | Outside | side of home
Solar Registration Program | NJSRRE1542511013 | Allenwood | 8720 | 17 | 21.11 | Residential | Yes | Behind the Meter | Suntuity Solar LLC | JCP&L | Accepted | 2019-10-07 | 2019-10-09 | 2020-10-09 | Longi | LR6-60HPB-315M | Solar Panels |  | 0.315 | 10 | 108 | 40 |  | Fixed | Roof
Solar Registration Program | NJSRRE1542511013 | Allenwood | 8720 | 17 | 21.11 | Residential | Yes | Behind the Meter | Suntuity Solar LLC | JCP&L | Accepted | 2019-10-07 | 2019-10-09 | 2020-10-09 | Longi | LR6-60HPB-315M | Solar Panels |  | 0.315 | 28 | 151 | 26 |  | Fixed | Roof
Solar Registration Program | NJSRRE1542511013 | Allenwood | 8720 | 17 | 21.11 | Residential | Yes | Behind the Meter | Suntuity Solar LLC | JCP&L | Accepted | 2019-10-07 | 2019-10-09 | 2020-10-09 | Longi | LR6-60HPB-315M | Solar Panels |  | 0.315 | 29 | 198 | 40 |  | Fixed | Roof
Solar Registration Program | NJSRRE1542511013 | Allenwood | 8720 | 17 | 21.11 | Residential | Yes | Behind the Meter | Suntuity Solar LLC | JCP&L | Accepted | 2019-10-07 | 2019-10-09 | 2020-10-09 | Enphase Energy | IQ7-60-2-US | Inverters | 240 |  | 67 |  |  | 0.97 |  | Outdoor | Behind the PV Modules
Solar Registration Program | NJSRRE1542528198 | Holmdel | 7733 | 17 | 21.11 | Residential | No | Behind the Meter | Pro Custom Solar dba Momentum Solar | JCP&L | Accepted | 2019-10-11 | 2019-10-15 | 2020-10-15 | Enphase Energy | IQ7-60-2-US | Inverters | 250 |  | 67 |  |  | 0.97 |  | Outdoor | Roof
Solar Registration Program | NJSRRE1542528198 | Holmdel | 7733 | 17 | 21.11 | Residential | No | Behind the Meter | Pro Custom Solar dba Momentum Solar | JCP&L | Accepted | 2019-10-11 | 2019-10-15 | 2020-10-15 | HANWHA | Q.PEAK DUO BLK-G5 315 | Solar Panels |  | 0.315 | 8 | 151 | 43 |  | Fixed | Roof
Solar Registration Program | NJSRRE1542528198 | Holmdel | 7733 | 17 | 21.11 | Residential | No | Behind the Meter | Pro Custom Solar dba Momentum Solar | JCP&L | Accepted | 2019-10-11 | 2019-10-15 | 2020-10-15 | HANWHA | Q.PEAK DUO BLK-G5 315 | Solar Panels |  | 0.315 | 14 | 150 | 32 |  | Fixed | Roof
Solar Registration Program | NJSRRE1542528198 | Holmdel | 7733 | 17 | 21.11 | Residential | No | Behind the Meter | Pro Custom Solar dba Momentum Solar | JCP&L | Accepted | 2019-10-11 | 2019-10-15 | 2020-10-15 | HANWHA | Q.PEAK DUO BLK-G5 315 | Solar Panels |  | 0.315 | 6 | 240 | 44 |  | Fixed | Roof
Solar Registration Program | NJSRRE1542528198 | Holmdel | 7733 | 17 | 21.11 | Residential | No | Behind the Meter | Pro Custom Solar dba Momentum Solar | JCP&L | Accepted | 2019-10-11 | 2019-10-15 | 2020-10-15 | HANWHA | Q.PEAK DUO BLK-G5 315 | Solar Panels |  | 0.315 | 13 | 150 | 36 |  | Fixed | Roof
Solar Registration Program | NJSRRE1542528198 | Holmdel | 7733 | 17 | 21.11 | Residential | No | Behind the Meter | Pro Custom Solar dba Momentum Solar | JCP&L | Accepted | 2019-10-11 | 2019-10-15 | 2020-10-15 | HANWHA | Q.PEAK DUO BLK-G5 315 | Solar Panels |  | 0.315 | 8 | 150 | 35 |  | Fixed | Roof
Solar Registration Program | NJSRRE1542528198 | Holmdel | 7733 | 17 | 21.11 | Residential | No | Behind the Meter | Pro Custom Solar dba Momentum Solar | JCP&L | Accepted | 2019-10-11 | 2019-10-15 | 2020-10-15 | HANWHA | Q.PEAK DUO BLK-G5 315 | Solar Panels |  | 0.315 | 18 | 241 | 28 |  | Fixed | Roof
Solar Registration Program | NJSRRE1542574871 | Ventnor City | 8406 | 19 | 21.11 | Residential | Yes | Behind the Meter | Suntuity Solar LLC | AC Electric | Accepted | 2019-10-22 | 2019-10-23 | 2020-10-23 | Yingli Green Energy | YL315D-30b | Solar Panels |  | 0.315 | 9 | 58 | 18 |  | Fixed | Roof
Solar Registration Program | NJSRRE1542574871 | Ventnor City | 8406 | 19 | 21.11 | Residential | Yes | Behind the Meter | Suntuity Solar LLC | AC Electric | Accepted | 2019-10-22 | 2019-10-23 | 2020-10-23 | Yingli Green Energy | YL315D-30b | Solar Panels |  | 0.315 | 28 | 238 | 24 |  | Fixed | Roof
Solar Registration Program | NJSRRE1542574871 | Ventnor City | 8406 | 19 | 21.11 | Residential | Yes | Behind the Meter | Suntuity Solar LLC | AC Electric | Accepted | 2019-10-22 | 2019-10-23 | 2020-10-23 | Yingli Green Energy | YL315D-30b | Solar Panels |  | 0.315 | 9 | 238 | 21 |  | Fixed | Roof
Solar Registration Program | NJSRRE1542574871 | Ventnor City | 8406 | 19 | 21.11 | Residential | Yes | Behind the Meter | Suntuity Solar LLC | AC Electric | Accepted | 2019-10-22 | 2019-10-23 | 2020-10-23 | Yingli Green Energy | YL315D-30b | Solar Panels |  | 0.315 | 4 | 58 | 21 |  | Fixed | Roof
Solar Registration Program | NJSRRE1542574871 | Ventnor City | 8406 | 19 | 21.11 | Residential | Yes | Behind the Meter | Suntuity Solar LLC | AC Electric | Accepted | 2019-10-22 | 2019-10-23 | 2020-10-23 | Yingli Green Energy | YL315D-30b | Solar Panels |  | 0.315 | 17 | 58 | 24 |  | Fixed | Roof
Solar Registration Program | NJSRRE1542574871 | Ventnor City | 8406 | 19 | 21.11 | Residential | Yes | Behind the Meter | Suntuity Solar LLC | AC Electric | Accepted | 2019-10-22 | 2019-10-23 | 2020-10-23 | Enphase Energy | IQ7-60-2-US | Inverters | 240 |  | 67 |  |  | 0.97 |  | Outdoor | Behind the PV Modules
Solar Registration Program | NJSRRE1540457478 | Hammonton | 8037 | 19 | 21.12 | Residential | Yes | Behind the Meter | Pro Custom Solar dba Momentum Solar | AC Electric | Accepted | 2019-03-06 | 2019-03-08 | 2020-03-08 | LG | LG320N1K-A5 | Solar Panels |  | 0.32 | 7 | 102 | 34 |  | Fixed | Roof
Solar Registration Program | NJSRRE1540457478 | Hammonton | 8037 | 19 | 21.12 | Residential | Yes | Behind the Meter | Pro Custom Solar dba Momentum Solar | AC Electric | Accepted | 2019-03-06 | 2019-03-08 | 2020-03-08 | LG | LG320N1K-A5 | Solar Panels |  | 0.32 | 8 | 191 | 40 |  | Fixed | Roof
Solar Registration Program | NJSRRE1540457478 | Hammonton | 8037 | 19 | 21.12 | Residential | Yes | Behind the Meter | Pro Custom Solar dba Momentum Solar | AC Electric | Accepted | 2019-03-06 | 2019-03-08 | 2020-03-08 | LG | LG320N1K-A5 | Solar Panels |  | 0.32 | 13 | 193 | 34 |  | Fixed | Roof
Solar Registration Program | NJSRRE1540457478 | Hammonton | 8037 | 19 | 21.12 | Residential | Yes | Behind the Meter | Pro Custom Solar dba Momentum Solar | AC Electric | Accepted | 2019-03-06 | 2019-03-08 | 2020-03-08 | LG | LG320N1K-A5 | Solar Panels |  | 0.32 | 17 | 280 | 40 |  | Fixed | Roof
Solar Registration Program | NJSRRE1540457478 | Hammonton | 8037 | 19 | 21.12 | Residential | Yes | Behind the Meter | Pro Custom Solar dba Momentum Solar | AC Electric | Accepted | 2019-03-06 | 2019-03-08 | 2020-03-08 | LG | LG320N1K-A5 | Solar Panels |  | 0.32 | 21 | 99 | 40 |  | Fixed | Roof
Solar Registration Program | NJSRRE1540457478 | Hammonton | 8037 | 19 | 21.12 | Residential | Yes | Behind the Meter | Pro Custom Solar dba Momentum Solar | AC Electric | Accepted | 2019-03-06 | 2019-03-08 | 2020-03-08 | ENPHASE | IQ6PLUS-72-2-US | Inverters | 290 |  | 66 |  |  | 0.97 |  | Outdoor | 1
Solar Registration Program | NJSRRE1542498301 | Cape May | 8204 | 21 | 21.12 | Residential | No | Behind the Meter | Castle Energy, LLC | AC Electric | Accepted | 2019-10-02 | 2019-10-08 | 2020-10-08 | Enphase Energy | IQ7-60-2-US | Inverters | 240 |  | 66 |  |  | 0.967 |  | Outside | on the rooftop under each solar panel
Solar Registration Program | NJSRRE1542498301 | Cape May | 8204 | 21 | 21.12 | Residential | No | Behind the Meter | Castle Energy, LLC | AC Electric | Accepted | 2019-10-02 | 2019-10-08 | 2020-10-08 | LG Electronics | LG320N1K-A5 | Solar Panels |  | 0.32 | 6 | 226 | 20 |  | Fixed | Roof
Solar Registration Program | NJSRRE1542498301 | Cape May | 8204 | 21 | 21.12 | Residential | No | Behind the Meter | Castle Energy, LLC | AC Electric | Accepted | 2019-10-02 | 2019-10-08 | 2020-10-08 | LG Electronics | LG320N1K-A5 | Solar Panels |  | 0.32 | 35 | 47 | 20 |  | Fixed | Roof
Solar Registration Program | NJSRRE1542498301 | Cape May | 8204 | 21 | 21.12 | Residential | No | Behind the Meter | Castle Energy, LLC | AC Electric | Accepted | 2019-10-02 | 2019-10-08 | 2020-10-08 | LG Electronics | LG320N1K-A5 | Solar Panels |  | 0.32 | 19 | 227 | 20 |  | Fixed | Ground
Solar Registration Program | NJSRRE1542498301 | Cape May | 8204 | 21 | 21.12 | Residential | No | Behind the Meter | Castle Energy, LLC | AC Electric | Accepted | 2019-10-02 | 2019-10-08 | 2020-10-08 | LG Electronics | LG320N1K-A5 | Solar Panels |  | 0.32 | 6 | 46 | 20 |  | Fixed | Roof
Solar Registration Program | NJSRRE1542683685 | Chester | 7930 | 3 | 21.12 | Residential | No | Behind the Meter | Alternative Energy Associates | JCP&L | Accepted | 2019-10-27 | 2019-10-30 | 2020-10-30 | Silfab | SLA-M 320 | Solar Panels |  | 0.32 | 66 | 180 | 24 |  | Fixed | Ground | Back Yard
Solar Registration Program | NJSRRE1542683685 | Chester | 7930 | 3 | 21.12 | Residential | No | Behind the Meter | Alternative Energy Associates | JCP&L | Accepted | 2019-10-27 | 2019-10-30 | 2020-10-30 | Enphase | IQ7Plus-72-2-US | Inverters | 290 |  | 66 |  |  | 0.975 |  | Outside | Behind Panel
Solar Registration Program | NJSRRE1541721889 | Wantage | 7461 | 1 | 21.13 | Residential | No | Behind the Meter | Green Power Energy | Orange Rockland Electric | Accepted | 2019-07-31 | 2019-08-05 | 2020-08-05 | Panasonic | VBHN325KA03 | Solar Panels |  | 0.325 | 21 | 272 | 34 |  | Fixed | Roof
Solar Registration Program | NJSRRE1541721889 | Wantage | 7461 | 1 | 21.13 | Residential | No | Behind the Meter | Green Power Energy | Orange Rockland Electric | Accepted | 2019-07-31 | 2019-08-05 | 2020-08-05 | Panasonic | VBHN325KA03 | Solar Panels |  | 0.325 | 10 | 181 | 34 |  | Fixed | Roof
Solar Registration Program | NJSRRE1541721889 | Wantage | 7461 | 1 | 21.13 | Residential | No | Behind the Meter | Green Power Energy | Orange Rockland Electric | Accepted | 2019-07-31 | 2019-08-05 | 2020-08-05 | Panasonic | VBHN325KA03 | Solar Panels |  | 0.325 | 8 | 270 | 30 |  | Fixed | Roof
Solar Registration Program | NJSRRE1541721889 | Wantage | 7461 | 1 | 21.13 | Residential | No | Behind the Meter | Green Power Energy | Orange Rockland Electric | Accepted | 2019-07-31 | 2019-08-05 | 2020-08-05 | Panasonic | VBHN325KA03 | Solar Panels |  | 0.325 | 4 | 180 | 27 |  | Fixed | Roof
Solar Registration Program | NJSRRE1541721889 | Wantage | 7461 | 1 | 21.13 | Residential | No | Behind the Meter | Green Power Energy | Orange Rockland Electric | Accepted | 2019-07-31 | 2019-08-05 | 2020-08-05 | Panasonic | VBHN325KA03 | Solar Panels |  | 0.325 | 4 | 182 | 34 |  | Fixed | Roof
Solar Registration Program | NJSRRE1541721889 | Wantage | 7461 | 1 | 21.13 | Residential | No | Behind the Meter | Green Power Energy | Orange Rockland Electric | Accepted | 2019-07-31 | 2019-08-05 | 2020-08-05 | Panasonic | VBHN325KA03 | Solar Panels |  | 0.325 | 7 | 90 | 34 |  | Fixed | Roof
Solar Registration Program | NJSRRE1541721889 | Wantage | 7461 | 1 | 21.13 | Residential | No | Behind the Meter | Green Power Energy | Orange Rockland Electric | Accepted | 2019-07-31 | 2019-08-05 | 2020-08-05 | Panasonic | VBHN325KA03 | Solar Panels |  | 0.325 | 11 | 270 | 34 |  | Fixed | Roof
Solar Registration Program | NJSRRE1541721889 | Wantage | 7461 | 1 | 21.13 | Residential | No | Behind the Meter | Green Power Energy | Orange Rockland Electric | Accepted | 2019-07-31 | 2019-08-05 | 2020-08-05 | Solar Edge | SE10000H-US | Inverters | 10000 |  | 2 |  |  | 0.97 |  | Outside | next to meter
Solar Registration Program | NJSRRE1541873638 | Branchville | 7826 | 1 | 21.13 | Residential | No | Behind the Meter | Castle Energy, LLC | JCP&L | Accepted | 2019-08-22 | 2019-08-27 | 2020-08-27 | Hanwha Q Cells | Q.Peak DUO-G5 325 | Solar Panels |  | 0.325 | 31 | 111 | 20 |  | Fixed | Roof
Solar Registration Program | NJSRRE1541873638 | Branchville | 7826 | 1 | 21.13 | Residential | No | Behind the Meter | Castle Energy, LLC | JCP&L | Accepted | 2019-08-22 | 2019-08-27 | 2020-08-27 | Hanwha Q Cells | Q.Peak DUO-G5 325 | Solar Panels |  | 0.325 | 6 | 201 | 20 |  | Fixed | Roof
Solar Registration Program | NJSRRE1541873638 | Branchville | 7826 | 1 | 21.13 | Residential | No | Behind the Meter | Castle Energy, LLC | JCP&L | Accepted | 2019-08-22 | 2019-08-27 | 2020-08-27 | Hanwha Q Cells | Q.Peak DUO-G5 325 | Solar Panels |  | 0.325 | 5 | 201 | 15 |  | Fixed | Roof
Solar Registration Program | NJSRRE1541873638 | Branchville | 7826 | 1 | 21.13 | Residential | No | Behind the Meter | Castle Energy, LLC | JCP&L | Accepted | 2019-08-22 | 2019-08-27 | 2020-08-27 | Hanwha Q Cells | Q.Peak DUO-G5 325 | Solar Panels |  | 0.325 | 4 | 111 | 20 |  | Fixed | Roof
Solar Registration Program | NJSRRE1541873638 | Branchville | 7826 | 1 | 21.13 | Residential | No | Behind the Meter | Castle Energy, LLC | JCP&L | Accepted | 2019-08-22 | 2019-08-27 | 2020-08-27 | Hanwha Q Cells | Q.Peak DUO-G5 325 | Solar Panels |  | 0.325 | 19 | 291 | 20 |  | Fixed | Roof
Solar Registration Program | NJSRRE1541873638 | Branchville | 7826 | 1 | 21.13 | Residential | No | Behind the Meter | Castle Energy, LLC | JCP&L | Accepted | 2019-08-22 | 2019-08-27 | 2020-08-27 | Enphase Energy | IQ7PLUS-72-2-US | Inverters | 290 |  | 65 |  |  | 0.975 |  | Outside | on the rooftop under each solar panel
Solar Registration Program | NJSRRE1542541462 | Richland | 8350 | 19 | 21.13 | Residential | No | Behind the Meter | Impact Solar LLC | AC Electric | Accepted | 2019-10-14 | 2019-10-16 | 2020-10-16 | panaonic | VBHN325SA17 | Solar Panels |  | 0.325 | 11 | 20 | 19 |  | Fixed | Roof
Solar Registration Program | NJSRRE1542541462 | Richland | 8350 | 19 | 21.13 | Residential | No | Behind the Meter | Impact Solar LLC | AC Electric | Accepted | 2019-10-14 | 2019-10-16 | 2020-10-16 | panasonic | VBHN325SA17 | Solar Panels |  | 0.325 | 31 | 200 | 27 |  | Fixed | Roof
Solar Registration Program | NJSRRE1542541462 | Richland | 8350 | 19 | 21.13 | Residential | No | Behind the Meter | Impact Solar LLC | AC Electric | Accepted | 2019-10-14 | 2019-10-16 | 2020-10-16 | panasonic | VBHN325SA17 | Solar Panels |  | 0.325 | 10 | 110 | 27 |  | Fixed | Roof
Solar Registration Program | NJSRRE1542541462 | Richland | 8350 | 19 | 21.13 | Residential | No | Behind the Meter | Impact Solar LLC | AC Electric | Accepted | 2019-10-14 | 2019-10-16 | 2020-10-16 | panasonic | VBHN325SA17 | Solar Panels |  | 0.325 | 13 | 290 | 27 |  | Fixed | Roof
Solar Registration Program | NJSRRE1542541462 | Richland | 8350 | 19 | 21.13 | Residential | No | Behind the Meter | Impact Solar LLC | AC Electric | Accepted | 2019-10-14 | 2019-10-16 | 2020-10-16 | solaredge | SE11400H-US | Inverters | 11400 |  | 1 |  |  | 0.96 |  | Outside | east side
Solar Registration Program | NJSRRE1542541462 | Richland | 8350 | 19 | 21.13 | Residential | No | Behind the Meter | Impact Solar LLC | AC Electric | Accepted | 2019-10-14 | 2019-10-16 | 2020-10-16 | solaredge | SE7600H-US | Inverters | 7600 |  | 1 |  |  | 0.96 |  | Outside | east side
Solar Registration Program | NJSRRE1542541462 | Richland | 8350 | 19 | 21.13 | Residential | No | Behind the Meter | Impact Solar LLC | AC Electric | Accepted | 2019-10-14 | 2019-10-16 | 2020-10-16 | solaredge | solaredge direct | Meters |  |  | 2 |  |  |  | Yes | Outdoor
Solar Registration Program | NJSRRE1540202952 | New Egypt | 8533 | 18 | 21.17 | Residential | No | Behind the Meter | Kopp Electric Company | JCP&L | Accepted | 2019-01-03 | 2019-01-08 | 2020-01-08 | Trina | TSM290DD05A.05 | Solar Panels |  | 0.29 | 34 | 281 | 23 |  | Fixed | Roof
Solar Registration Program | NJSRRE1540202952 | New Egypt | 8533 | 18 | 21.17 | Residential | No | Behind the Meter | Kopp Electric Company | JCP&L | Accepted | 2019-01-03 | 2019-01-08 | 2020-01-08 | Trina | TSM290DD05A.05 | Solar Panels |  | 0.29 | 39 | 101 | 23 |  | Fixed | Roof
Solar Registration Program | NJSRRE1540202952 | New Egypt | 8533 | 18 | 21.17 | Residential | No | Behind the Meter | Kopp Electric Company | JCP&L | Accepted | 2019-01-03 | 2019-01-08 | 2020-01-08 | Solar Edge | SE7600H-US | Inverters | 7600 |  | 2 |  |  | 0.975 |  | Outdoor | next to meter
Solar Registration Program | NJSRRE1541699616 | Washington twp | 7853 | 3 | 21.24 | Residential | No | Behind the Meter | SunPower Capital LLC | JCP&L | Accepted | 2019-07-25 | 2019-07-29 | 2020-07-29 | sunpower | e20-327-e-ac | Solar Panels |  | 0.36 | 20 | 116 | 22 |  | Fixed | Roof
Solar Registration Program | NJSRRE1541699616 | Washington twp | 7853 | 3 | 21.24 | Residential | No | Behind the Meter | SunPower Capital LLC | JCP&L | Accepted | 2019-07-25 | 2019-07-29 | 2020-07-29 | sunpower | e20-327-e-ac | Solar Panels |  | 0.36 | 6 | 116 | 23 |  | Fixed | Roof
Solar Registration Program | NJSRRE1541699616 | Washington twp | 7853 | 3 | 21.24 | Residential | No | Behind the Meter | SunPower Capital LLC | JCP&L | Accepted | 2019-07-25 | 2019-07-29 | 2020-07-29 | sunpower | e20-327-e-ac | Solar Panels |  | 0.36 | 6 | 296 | 23 |  | Fixed | Roof
Solar Registration Program | NJSRRE1541699616 | Washington twp | 7853 | 3 | 21.24 | Residential | No | Behind the Meter | SunPower Capital LLC | JCP&L | Accepted | 2019-07-25 | 2019-07-29 | 2020-07-29 | sunpower | e20-327-e-ac | Solar Panels |  | 0.36 | 9 | 116 | 27 |  | Fixed | Roof
Solar Registration Program | NJSRRE1541699616 | Washington twp | 7853 | 3 | 21.24 | Residential | No | Behind the Meter | SunPower Capital LLC | JCP&L | Accepted | 2019-07-25 | 2019-07-29 | 2020-07-29 | sunpower | e20-327-e-ac | Solar Panels |  | 0.36 | 18 | 296 | 22 |  | Fixed | Roof
Solar Registration Program | NJSRRE1541699616 | Washington twp | 7853 | 3 | 21.24 | Residential | No | Behind the Meter | SunPower Capital LLC | JCP&L | Accepted | 2019-07-25 | 2019-07-29 | 2020-07-29 | sunpower | e20-327-e-ac | Inverters | 0.32 |  | 59 |  |  | 0.96 |  | Other | behind panels
Solar Registration Program | NJSRRE1540969580 | Voorhees Township | 8043 | 14 | 21.26 | Residential | Yes | Behind the Meter | SunnyMac LLC | PSE&G | Accepted | 2019-05-09 | 2019-05-13 | 2020-05-13 | Sunpower | SPR-E20-327 | Solar Panels |  | 0.327 | 3 | 84 | 23 |  | Fixed | Roof
Solar Registration Program | NJSRRE1540969580 | Voorhees Township | 8043 | 14 | 21.26 | Residential | Yes | Behind the Meter | SunnyMac LLC | PSE&G | Accepted | 2019-05-09 | 2019-05-13 | 2020-05-13 | Sunpowr | SPR-E20-327 | Solar Panels |  | 0.327 | 20 | 264 | 23 |  | Fixed | Roof
Solar Registration Program | NJSRRE1540969580 | Voorhees Township | 8043 | 14 | 21.26 | Residential | Yes | Behind the Meter | SunnyMac LLC | PSE&G | Accepted | 2019-05-09 | 2019-05-13 | 2020-05-13 | Sunpower | SPR-E20-327 | Solar Panels |  | 0.327 | 12 | 84 | 12 |  | Fixed | Roof
Solar Registration Program | NJSRRE1540969580 | Voorhees Township | 8043 | 14 | 21.26 | Residential | Yes | Behind the Meter | SunnyMac LLC | PSE&G | Accepted | 2019-05-09 | 2019-05-13 | 2020-05-13 | Sunpower | SPR-E20-327 | Solar Panels |  | 0.327 | 30 | 84 | 12 |  | Fixed | Roof
Solar Registration Program | NJSRRE1540969580 | Voorhees Township | 8043 | 14 | 21.26 | Residential | Yes | Behind the Meter | SunnyMac LLC | PSE&G | Accepted | 2019-05-09 | 2019-05-13 | 2020-05-13 | Sunpower | SPR-E20-327 | Inverters | 0.32 |  | 65 |  |  | 0.99 |  | Outside | Roof
Solar Registration Program | NJSRRE1541800327 | Willingboro | 8046 | 13 | 21.26 | Residential | Yes | Behind the Meter | Vision Solar LLC | PSE&G | Accepted | 2019-08-07 | 2019-08-12 | 2020-08-12 | sunpower | e20-327-e-ac | Solar Panels |  | 0.327 | 8 | 125 | 15 |  | Fixed | Roof
Solar Registration Program | NJSRRE1541800327 | Willingboro | 8046 | 13 | 21.26 | Residential | Yes | Behind the Meter | Vision Solar LLC | PSE&G | Accepted | 2019-08-07 | 2019-08-12 | 2020-08-12 | snupower | e20-327-e-ac | Solar Panels |  | 0.327 | 30 | 125 | 42 |  | Fixed | Roof
Solar Registration Program | NJSRRE1541800327 | Willingboro | 8046 | 13 | 21.26 | Residential | Yes | Behind the Meter | Vision Solar LLC | PSE&G | Accepted | 2019-08-07 | 2019-08-12 | 2020-08-12 | sunpower | e20-327-e-ac | Solar Panels |  | 0.327 | 11 | 305 | 42 |  | Fixed | Roof
Solar Registration Program | NJSRRE1541800327 | Willingboro | 8046 | 13 | 21.26 | Residential | Yes | Behind the Meter | Vision Solar LLC | PSE&G | Accepted | 2019-08-07 | 2019-08-12 | 2020-08-12 | sunpower | e20-327-e-ac | Solar Panels |  | 0.327 | 16 | 305 | 42 |  | Fixed | Roof
Solar Registration Program | NJSRRE1541800327 | Willingboro | 8046 | 13 | 21.26 | Residential | Yes | Behind the Meter | Vision Solar LLC | PSE&G | Accepted | 2019-08-07 | 2019-08-12 | 2020-08-12 | sunpower | e20-327-e-ac | Inverters | 0.32 |  | 65 |  |  | 0.96 |  | Other | behind panels
Solar Registration Program | NJSRRE1543532601 | Southampton | 8088 | 13 | 21.28 | Residential | No | Behind the Meter | Self Install | PSE&G | Accepted | 2019-12-12 | 2019-12-17 | 2020-12-17 | Canadian Solar | CS3U-380MS | Solar Panels |  | 0.38 | 56 | 180 | 30 |  | Fixed | Ground
Solar Registration Program | NJSRRE1543532601 | Southampton | 8088 | 13 | 21.28 | Residential | No | Behind the Meter | Self Install | PSE&G | Accepted | 2019-12-12 | 2019-12-17 | 2020-12-17 | SolarEdge | SE10000H-US000BNC4 | Inverters | 20000 |  | 2 |  |  | 0.99 |  | Outdoor | At array
Solar Registration Program | NJSRRE1543532601 | Southampton | 8088 | 13 | 21.28 | Residential | No | Behind the Meter | Self Install | PSE&G | Accepted | 2019-12-12 | 2019-12-17 | 2020-12-17 | SolarEdge | SE1000H-US000BNC4 | Meters |  |  | 2 |  |  |  | Yes | Outdoor
Solar Registration Program | NJSRRE1543421796 | Oak Ridge | 7438 | 6 | 21.35 | Residential | No | Behind the Meter | Geoscape Solar | JCP&L | Accepted | 2019-11-19 | 2019-11-22 | 2020-11-22 | LG Electronics | LG350N1C-V5 | Solar Panels |  | 0.35 | 22 | 321 | 30 |  | Fixed | Roof
Solar Registration Program | NJSRRE1543421796 | Oak Ridge | 7438 | 6 | 21.35 | Residential | No | Behind the Meter | Geoscape Solar | JCP&L | Accepted | 2019-11-19 | 2019-11-22 | 2020-11-22 | LG Electronics | LG350N1C-V5 | Solar Panels |  | 0.35 | 33 | 141 | 30 |  | Fixed | Roof
Solar Registration Program | NJSRRE1543421796 | Oak Ridge | 7438 | 6 | 21.35 | Residential | No | Behind the Meter | Geoscape Solar | JCP&L | Accepted | 2019-11-19 | 2019-11-22 | 2020-11-22 | LG Electronics | LG350N1C-V5 | Solar Panels |  | 0.35 | 6 | 141 | 29 |  | Fixed | Roof
Solar Registration Program | NJSRRE1543421796 | Oak Ridge | 7438 | 6 | 21.35 | Residential | No | Behind the Meter | Geoscape Solar | JCP&L | Accepted | 2019-11-19 | 2019-11-22 | 2020-11-22 | SolarEdge | SE10000H-US | Inverters | 10000 |  | 1 |  |  | 0.98 |  | Outdoor | adj. to utility meter
Solar Registration Program | NJSRRE1543421796 | Oak Ridge | 7438 | 6 | 21.35 | Residential | No | Behind the Meter | Geoscape Solar | JCP&L | Accepted | 2019-11-19 | 2019-11-22 | 2020-11-22 | SolarEdge | SE7600H-US | Inverters | 7600 |  | 1 |  |  | 0.98 |  | Outside | adj. to utility meter
Solar Registration Program | NJSRRE1540987345 | Salem | 8079 | 16 | 21.39 | Residential | No | Behind the Meter | Suntuity Solar LLC | AC Electric | Accepted | 2019-05-14 | 2019-05-16 | 2020-05-16 | Yingli Green Energy | YL310D-30b | Solar Panels |  | 0.31 | 24 | 178 | 22 |  | Fixed | Roof
Solar Registration Program | NJSRRE1540987345 | Salem | 8079 | 16 | 21.39 | Residential | No | Behind the Meter | Suntuity Solar LLC | AC Electric | Accepted | 2019-05-14 | 2019-05-16 | 2020-05-16 | Yingli Green Energy | YL310D-30b | Solar Panels |  | 0.31 | 23 | 358 | 22 |  | Fixed | Roof
Solar Registration Program | NJSRRE1540987345 | Salem | 8079 | 16 | 21.39 | Residential | No | Behind the Meter | Suntuity Solar LLC | AC Electric | Accepted | 2019-05-14 | 2019-05-16 | 2020-05-16 | Yingli Green Energy | YL310D-30b | Solar Panels |  | 0.31 | 22 | 74 | 23 |  | Fixed | Roof
Solar Registration Program | NJSRRE1540987345 | Salem | 8079 | 16 | 21.39 | Residential | No | Behind the Meter | Suntuity Solar LLC | AC Electric | Accepted | 2019-05-14 | 2019-05-16 | 2020-05-16 | Enphase Energy | IQ7-60-2-US | Inverters | 240 |  | 69 |  |  | 0.97 |  | Outdoor | Behind the PV Modules
Solar Registration Program | NJSRRE1540713405 | Highland Park | 8904 | 11 | 21.45 | Residential | No | Behind the Meter | Green Power Energy | PSE&G | Accepted | 2019-03-25 | 2019-03-26 | 2020-03-26 | Panasonic | VBHN325KA03 | Solar Panels |  | 0.325 | 35 | 183 | 30 |  | Fixed | Roof
Solar Registration Program | NJSRRE1540713405 | Highland Park | 8904 | 11 | 21.45 | Residential | No | Behind the Meter | Green Power Energy | PSE&G | Accepted | 2019-03-25 | 2019-03-26 | 2020-03-26 | Panasonic | VBHN325KA03 | Solar Panels |  | 0.325 | 14 | 183 | 27 |  | Fixed | Roof
Solar Registration Program | NJSRRE1540713405 | Highland Park | 8904 | 11 | 21.45 | Residential | No | Behind the Meter | Green Power Energy | PSE&G | Accepted | 2019-03-25 | 2019-03-26 | 2020-03-26 | Panasonic | VBHN325KA03 | Solar Panels |  | 0.325 | 17 | 2 | 23 |  | Fixed | Roof
Solar Registration Program | NJSRRE1540713405 | Highland Park | 8904 | 11 | 21.45 | Residential | No | Behind the Meter | Green Power Energy | PSE&G | Accepted | 2019-03-25 | 2019-03-26 | 2020-03-26 | Solar Edge | SE10000H-US | Inverters | 10000 |  | 2 |  |  | 0.97 |  | Outside | next to meter
Solar Registration Program | NJSRRE1540767970 | Paterson | 7501 | 6 | 21.45 | Commercial | No | Behind the Meter | Maier Engineering dba Solar Me | PSE&G | Accepted | 2019-04-02 | 2019-04-03 | 2020-04-03 | Hanwha | Q.Peak DUO-G5.1 325W | Solar Panels |  | 0.325 | 30 | 183 | 5 |  | Fixed | Roof
Solar Registration Program | NJSRRE1540767970 | Paterson | 7501 | 6 | 21.45 | Commercial | No | Behind the Meter | Maier Engineering dba Solar Me | PSE&G | Accepted | 2019-04-02 | 2019-04-03 | 2020-04-03 | Hanwha | Q.Peak DUO-G5.1 325W | Solar Panels |  | 0.325 | 36 | 183 | 5 |  | Fixed | Roof
Solar Registration Program | NJSRRE1540767970 | Paterson | 7501 | 6 | 21.45 | Commercial | No | Behind the Meter | Maier Engineering dba Solar Me | PSE&G | Accepted | 2019-04-02 | 2019-04-03 | 2020-04-03 | Solar Edge | SE9000K-US | Inverters | 9000 |  | 2 |  |  | 0.97 |  | Outside | Next to meter
Solar Registration Program | NJSRRE1540853123 | Ridgewood | 7450 | 7 | 21.45 | Residential | No | Behind the Meter | Green Power Energy | PSE&G | Accepted | 2019-04-15 | 2019-04-16 | 2020-04-16 | Panasonic | VBHN330SA17 | Solar Panels |  | 0.33 | 35 | 212 | 30 |  | Fixed | Roof
Solar Registration Program | NJSRRE1540853123 | Ridgewood | 7450 | 7 | 21.45 | Residential | No | Behind the Meter | Green Power Energy | PSE&G | Accepted | 2019-04-15 | 2019-04-16 | 2020-04-16 | Panasonic | VBHN330SA17 | Solar Panels |  | 0.33 | 30 | 212 | 23 |  | Fixed | Roof
Solar Registration Program | NJSRRE1540853123 | Ridgewood | 7450 | 7 | 21.45 | Residential | No | Behind the Meter | Green Power Energy | PSE&G | Accepted | 2019-04-15 | 2019-04-16 | 2020-04-16 | Solar Edge | SE10000H-US | Inverters | 10000 |  | 2 |  |  | 0.97 |  | Outside | next to meter
Solar Registration Program | NJSRRE1541820291 | Neshanic Station | 8553 | 5 | 21.45 | Residential | No | Behind the Meter | MOORE ENERGY LLC | JCP&L | Accepted | 2019-09-03 | 2019-09-03 | 2020-09-03 | LG | LG330N1C-A5 | Solar Panels |  | 0.33 | 65 | 180 | 10 |  | Fixed | Ground
Solar Registration Program | NJSRRE1541820291 | Neshanic Station | 8553 | 5 | 21.45 | Residential | No | Behind the Meter | MOORE ENERGY LLC | JCP&L | Accepted | 2019-09-03 | 2019-09-03 | 2020-09-03 | Solar Edge | SE10000H-US | Inverters | 10000 |  | 2 |  |  | 0.992 |  | Outside | Underneath Solar Array
Solar Registration Program | NJSRRE1542412320 | Egg Harbor Township | 8234 | 19 | 21.45 | Residential | No | Behind the Meter | Acos Energy, LLC | AC Electric | Accepted | 2019-09-17 | 2019-09-19 | 2020-09-19 | Trina | TSM-PD14 325W | Solar Panels |  | 0.325 | 66 | 180 | 25 |  | Fixed | Ground
Solar Registration Program | NJSRRE1542412320 | Egg Harbor Township | 8234 | 19 | 21.45 | Residential | No | Behind the Meter | Acos Energy, LLC | AC Electric | Accepted | 2019-09-17 | 2019-09-19 | 2020-09-19 | Enphase | IQ7 Plus | Inverters | 0.29 |  | 66 |  |  | 0.97 |  | Outside | Ground mount
Solar Registration Program | NJSRRE1543566344 | Princeton | 8540 | 12 | 21.45 | Residential | No | Behind the Meter | Impact Solar LLC | PSE&G | Accepted | 2019-12-18 | 2019-12-23 | 2020-12-23 | panasonic | VBHN325SA17 | Solar Panels |  | 0.325 | 24 | 252 | 27 |  | Fixed | Roof
Solar Registration Program | NJSRRE1543566344 | Princeton | 8540 | 12 | 21.45 | Residential | No | Behind the Meter | Impact Solar LLC | PSE&G | Accepted | 2019-12-18 | 2019-12-23 | 2020-12-23 | panasonic | VBHN325SA17 | Solar Panels |  | 0.325 | 14 | 72 | 27 |  | Fixed | Roof
Solar Registration Program | NJSRRE1543566344 | Princeton | 8540 | 12 | 21.45 | Residential | No | Behind the Meter | Impact Solar LLC | PSE&G | Accepted | 2019-12-18 | 2019-12-23 | 2020-12-23 | panasonic | VBHN325SA17 | Solar Panels |  | 0.325 | 2 | 252 | 27 |  | Fixed | Roof
Solar Registration Program | NJSRRE1543566344 | Princeton | 8540 | 12 | 21.45 | Residential | No | Behind the Meter | Impact Solar LLC | PSE&G | Accepted | 2019-12-18 | 2019-12-23 | 2020-12-23 | panasonic | VBHN325SA17 | Solar Panels |  | 0.325 | 26 | 162 | 23 |  | Fixed | Roof
Solar Registration Program | NJSRRE1543566344 | Princeton | 8540 | 12 | 21.45 | Residential | No | Behind the Meter | Impact Solar LLC | PSE&G | Accepted | 2019-12-18 | 2019-12-23 | 2020-12-23 | solaredge | SE11400H-US | Inverters | 11400 |  | 1 |  |  | 0.96 |  | Indoor | basement
Solar Registration Program | NJSRRE1543566344 | Princeton | 8540 | 12 | 21.45 | Residential | No | Behind the Meter | Impact Solar LLC | PSE&G | Accepted | 2019-12-18 | 2019-12-23 | 2020-12-23 | solaredge | SE7600H-US | Inverters | 7600 |  | 1 |  |  | 0.96 |  | Indoor | basement
Solar Registration Program | NJSRRE1543566344 | Princeton | 8540 | 12 | 21.45 | Residential | No | Behind the Meter | Impact Solar LLC | PSE&G | Accepted | 2019-12-18 | 2019-12-23 | 2020-12-23 | solaredge | soalredge direct | Meters |  |  | 2 |  |  |  | Yes | Indoor
Solar Registration Program | NJSRRE1540369318 | Rockaway | 7866 | 3 | 21.46 | Residential | Yes | Behind the Meter | Sunrun Installation Services, Inc. | JCP&L | Accepted | 2019-02-15 | 2019-02-19 | 2020-02-19 | REC Solar | REC290TP2 BLK | Solar Panels |  | 0.29 | 29 | 81 | 23 |  | Fixed | Roof
Solar Registration Program | NJSRRE1540369318 | Rockaway | 7866 | 3 | 21.46 | Residential | Yes | Behind the Meter | Sunrun Installation Services, Inc. | JCP&L | Accepted | 2019-02-15 | 2019-02-19 | 2020-02-19 | REC Solar | REC290TP2 BLK | Solar Panels |  | 0.29 | 45 | 262 | 15 |  | Fixed | Roof
Solar Registration Program | NJSRRE1540369318 | Rockaway | 7866 | 3 | 21.46 | Residential | Yes | Behind the Meter | Sunrun Installation Services, Inc. | JCP&L | Accepted | 2019-02-15 | 2019-02-19 | 2020-02-19 | SMA America | SB 7.7ΓÇô1SPΓÇôUSΓÇô40 | Inverters | 7680 |  | 2 |  |  | 0.96 |  | Outdoor | Next to Meter
Solar Registration Program | NJSRRE1540369318 | Rockaway | 7866 | 3 | 21.46 | Residential | Yes | Behind the Meter | Sunrun Installation Services, Inc. | JCP&L | Accepted | 2019-02-15 | 2019-02-19 | 2020-02-19 | SMA America | SB 7.0ΓÇô1SPΓÇôUSΓÇô40 | Inverters | 7000 |  | 1 |  |  | 0.96 |  | Outdoor | Next to Meter
Solar Registration Program | NJSRRE1540819991 | Livingston | 7039 | 9 | 21.46 | Residential | Yes | Behind the Meter | Sunrun Installation Services, Inc. | PSE&G | Accepted | 2019-04-04 | 2019-04-05 | 2020-04-05 | REC Solar | REC290TP2 BLK | Solar Panels |  | 0.29 | 26 | 304 | 37 |  | Fixed | Roof
Solar Registration Program | NJSRRE1540819991 | Livingston | 7039 | 9 | 21.46 | Residential | Yes | Behind the Meter | Sunrun Installation Services, Inc. | PSE&G | Accepted | 2019-04-04 | 2019-04-05 | 2020-04-05 | REC Solar | REC290TP2 BLK | Solar Panels |  | 0.29 | 35 | 124 | 37 |  | Fixed | Roof
Solar Registration Program | NJSRRE1540819991 | Livingston | 7039 | 9 | 21.46 | Residential | Yes | Behind the Meter | Sunrun Installation Services, Inc. | PSE&G | Accepted | 2019-04-04 | 2019-04-05 | 2020-04-05 | REC Solar | REC290TP2 BLK | Solar Panels |  | 0.29 | 13 | 213 | 38 |  | Fixed | Roof
Solar Registration Program | NJSRRE1540819991 | Livingston | 7039 | 9 | 21.46 | Residential | Yes | Behind the Meter | Sunrun Installation Services, Inc. | PSE&G | Accepted | 2019-04-04 | 2019-04-05 | 2020-04-05 | SMA America | SB 7.7ΓÇô1SPΓÇôUSΓÇô40 | Inverters | 7700 |  | 1 |  |  | 0.96 |  | Outdoor | Near Main Panel
Solar Registration Program | NJSRRE1540819991 | Livingston | 7039 | 9 | 21.46 | Residential | Yes | Behind the Meter | Sunrun Installation Services, Inc. | PSE&G | Accepted | 2019-04-04 | 2019-04-05 | 2020-04-05 | SMA America | SB 7.7ΓÇô1SPΓÇôUSΓÇô40 | Inverters | 7700 |  | 1 |  |  | 0.96 |  | Outdoor | Near Main Panel
Solar Registration Program | NJSRRE1540819991 | Livingston | 7039 | 9 | 21.46 | Residential | Yes | Behind the Meter | Sunrun Installation Services, Inc. | PSE&G | Accepted | 2019-04-04 | 2019-04-05 | 2020-04-05 | SMA America | SB 7.0ΓÇô1SPΓÇôUSΓÇô40 | Inverters | 7000 |  | 1 |  |  | 0.96 |  | Outdoor | Near Main Panel
Solar Registration Program | NJSRRE1540892050 | Blairstown | 7825 | 2 | 21.46 | Residential | Yes | Behind the Meter | Sunrun Installation Services, Inc. | JCP&L | Accepted | 2019-04-24 | 2019-04-25 | 2020-04-25 | REC Solar | REC290TP2 BLK | Solar Panels |  | 0.29 | 3 | 239 | 27 |  | Fixed | Roof
Solar Registration Program | NJSRRE1540892050 | Blairstown | 7825 | 2 | 21.46 | Residential | Yes | Behind the Meter | Sunrun Installation Services, Inc. | JCP&L | Accepted | 2019-04-24 | 2019-04-25 | 2020-04-25 | REC Solar | REC290TP2 BLK | Solar Panels |  | 0.29 | 2 | 148 | 28 |  | Fixed | Roof
Solar Registration Program | NJSRRE1540892050 | Blairstown | 7825 | 2 | 21.46 | Residential | Yes | Behind the Meter | Sunrun Installation Services, Inc. | JCP&L | Accepted | 2019-04-24 | 2019-04-25 | 2020-04-25 | REC Solar | REC290TP2 BLK | Solar Panels |  | 0.29 | 69 | 148 | 18 |  | Fixed | Roof
Solar Registration Program | NJSRRE1540892050 | Blairstown | 7825 | 2 | 21.46 | Residential | Yes | Behind the Meter | Sunrun Installation Services, Inc. | JCP&L | Accepted | 2019-04-24 | 2019-04-25 | 2020-04-25 | SolarEdge Technologies | SE7600H-USRGM | Inverters | 7600 |  | 1 |  |  | 0.96 |  | Outdoor | Next To Meter
Solar Registration Program | NJSRRE1540892050 | Blairstown | 7825 | 2 | 21.46 | Residential | Yes | Behind the Meter | Sunrun Installation Services, Inc. | JCP&L | Accepted | 2019-04-24 | 2019-04-25 | 2020-04-25 | SolarEdge Technologies | SE11400H-USRGM | Inverters | 11400 |  | 1 |  |  | 0.96 |  | Outdoor | Next To Meter
Solar Registration Program | NJSRRE1541884646 | Whiting | 8759 | 18 | 21.46 | Residential | Yes | Behind the Meter | Sunrun Installation Services, Inc. | JCP&L | Accepted | 2019-08-26 | 2019-08-29 | 2020-08-29 | REC Solar | REC290TP2 BLK | Solar Panels |  | 0.29 | 28 | 132 | 18 |  | Fixed | Roof
Solar Registration Program | NJSRRE1541884646 | Whiting | 8759 | 18 | 21.46 | Residential | Yes | Behind the Meter | Sunrun Installation Services, Inc. | JCP&L | Accepted | 2019-08-26 | 2019-08-29 | 2020-08-29 | REC Solar | REC290TP2 BLK | Solar Panels |  | 0.29 | 9 | 42 | 18 |  | Fixed | Roof
Solar Registration Program | NJSRRE1541884646 | Whiting | 8759 | 18 | 21.46 | Residential | Yes | Behind the Meter | Sunrun Installation Services, Inc. | JCP&L | Accepted | 2019-08-26 | 2019-08-29 | 2020-08-29 | REC Solar | REC290TP2 BLK | Solar Panels |  | 0.29 | 4 | 222 | 27 |  | Fixed | Roof
Solar Registration Program | NJSRRE1541884646 | Whiting | 8759 | 18 | 21.46 | Residential | Yes | Behind the Meter | Sunrun Installation Services, Inc. | JCP&L | Accepted | 2019-08-26 | 2019-08-29 | 2020-08-29 | REC Solar | REC290TP2 BLK | Solar Panels |  | 0.29 | 24 | 312 | 18 |  | Fixed | Roof
Solar Registration Program | NJSRRE1541884646 | Whiting | 8759 | 18 | 21.46 | Residential | Yes | Behind the Meter | Sunrun Installation Services, Inc. | JCP&L | Accepted | 2019-08-26 | 2019-08-29 | 2020-08-29 | REC Solar | REC290TP2 BLK | Solar Panels |  | 0.29 | 9 | 312 | 9 |  | Fixed | Roof
Solar Registration Program | NJSRRE1541884646 | Whiting | 8759 | 18 | 21.46 | Residential | Yes | Behind the Meter | Sunrun Installation Services, Inc. | JCP&L | Accepted | 2019-08-26 | 2019-08-29 | 2020-08-29 | SolarEdge Technologies | SE11400H-USRGM | Inverters | 11400 |  | 1 |  |  | 0.96 |  | Outdoor | Next To Meter
Solar Registration Program | NJSRRE1541884646 | Whiting | 8759 | 18 | 21.46 | Residential | Yes | Behind the Meter | Sunrun Installation Services, Inc. | JCP&L | Accepted | 2019-08-26 | 2019-08-29 | 2020-08-29 | SolarEdge Technologies | SE6000H-USRGM | Inverters | 6000 |  | 1 |  |  | 0.96 |  | Outdoor | Next To Meter
Solar Registration Program | NJSRRE1543417823 | Somerville | 8876 | 5 | 21.56 | Commercial | No | Behind the Meter | Exact Solar | JCP&L | Accepted | 2019-11-18 | 2019-11-20 | 2020-11-20 | Jinko | JKM385M-72H-V | Solar Panels |  | 0.385 | 56 | 266 | 10 |  | Fixed | Roof
Solar Registration Program | NJSRRE1543417823 | Somerville | 8876 | 5 | 21.56 | Commercial | No | Behind the Meter | Exact Solar | JCP&L | Accepted | 2019-11-18 | 2019-11-20 | 2020-11-20 | SolarEdge | SE9KUS | Inverters | 9000 |  | 2 |  |  | 0.96 |  | Indoor | basement
Solar Registration Program | NJSRRE1542505512 | Weymouth | 8330 | 19 | 21.58 | Residential | Yes | Behind the Meter | SunnyMac LLC | AC Electric | Accepted | 2019-10-16 | 2019-10-16 | 2020-10-16 | SunPower | SPR-E20-327 | Solar Panels |  | 0.327 | 66 | 210 | 27 |  | Fixed | Ground
Solar Registration Program | NJSRRE1542505512 | Weymouth | 8330 | 19 | 21.58 | Residential | Yes | Behind the Meter | SunnyMac LLC | AC Electric | Accepted | 2019-10-16 | 2019-10-16 | 2020-10-16 | Enphase | IQ7XS-96-ACM-US | Inverters | 0.315 |  | 66 |  |  | 0.99 |  | Outdoor | Ground
Solar Registration Program | NJSRRE1538447964 | Neptune | 7753 | 17 | 21.6 | Commercial | No | Behind the Meter | Solar Landscape | JCP&L | Accepted | 2018-06-26 | 2018-06-28 | 2019-12-28 | Longi Solar | LR6-72PE-360M | Solar Panels |  | 0.36 | 60 | 265 | 8 |  | Fixed | Roof
Solar Registration Program | NJSRRE1538447964 | Neptune | 7753 | 17 | 21.6 | Commercial | No | Behind the Meter | Solar Landscape | JCP&L | Accepted | 2018-06-26 | 2018-06-28 | 2019-12-28 | Hi-Q | TS208_5k75b | Inverters | 0.208 |  | 3 |  |  | 0.98 |  | Outside | roof
Solar Registration Program | NJSRRE1540169349 | Estell Manor | 8319 | 19 | 21.6 | Residential | Yes | Behind the Meter | SunnyMac LLC | AC Electric | Extension Requested | 2018-12-31 | 2019-01-04 | 2020-01-04 | Sunpower | SPR-X22-360 | Solar Panels |  | 0.36 | 60 | 180 | 27 |  | Fixed | Ground
Solar Registration Program | NJSRRE1540169349 | Estell Manor | 8319 | 19 | 21.6 | Residential | Yes | Behind the Meter | SunnyMac LLC | AC Electric | Extension Requested | 2018-12-31 | 2019-01-04 | 2020-01-04 | Sunpower | SPR-6003m | Inverters | 0.32 |  | 3 |  |  | 0.99 |  | Outside | Ground
Solar Registration Program | NJSRRE1540169349 | Estell Manor | 8319 | 19 | 21.6 | Residential | Yes | Behind the Meter | SunnyMac LLC | AC Electric | Extension Requested | 2018-12-31 | 2019-01-04 | 2020-01-04 | Sunpower | pvs5 | Meters |  |  | 1 |  |  |  | Yes | Outdoor
Solar Registration Program | NJSRRE1540263078 | Woodbine | 8270 | 21 | 21.6 | Residential | No | Behind the Meter | Green Power Energy | AC Electric | Accepted | 2019-01-21 | 2019-01-24 | 2020-01-24 | S-Energy | SN360M-10 | Solar Panels |  | 0.36 | 60 | 180 | 28 |  | Fixed | Ground
Solar Registration Program | NJSRRE1540263078 | Woodbine | 8270 | 21 | 21.6 | Residential | No | Behind the Meter | Green Power Energy | AC Electric | Accepted | 2019-01-21 | 2019-01-24 | 2020-01-24 | Solar Edge | SE10000H-US | Inverters | 10000 |  | 2 |  |  | 0.97 |  | Outside | next to meter
Solar Registration Program | NJSRRE1540815750 | Southampton Township | 8088 | 13 | 21.6 | Residential | Yes | Behind the Meter | SunnyMac LLC | AC Electric | Accepted | 2019-04-03 | 2019-04-04 | 2020-04-04 | Sunpower | SPR-X22-360 | Solar Panels |  | 0.36 | 60 | 201 | 9 |  | Fixed | Ground
Solar Registration Program | NJSRRE1540815750 | Southampton Township | 8088 | 13 | 21.6 | Residential | Yes | Behind the Meter | SunnyMac LLC | AC Electric | Accepted | 2019-04-03 | 2019-04-04 | 2020-04-04 | Sunpower | SPR-X22-360 | Inverters | 0.32 |  | 60 |  |  | 0.99 |  | Outdoor | Ground
Solar Registration Program | NJSRRE1541028530 | Piscataway | 8854 | 11 | 21.6 | Non Profit | No | Behind the Meter | CE Team Inc. | PSE&G | Accepted | 2019-05-21 | 2019-06-03 | 2020-06-03 | Axitec | AC-300M/156-60S | Solar Panels |  | 0.3 | 24 | 152 | 30 |  | Fixed | Roof
Solar Registration Program | NJSRRE1541028530 | Piscataway | 8854 | 11 | 21.6 | Non Profit | No | Behind the Meter | CE Team Inc. | PSE&G | Accepted | 2019-05-21 | 2019-06-03 | 2020-06-03 | Axitec | AC-300M/156-60S | Solar Panels |  | 0.3 | 17 | 62 | 30 |  | Fixed | Roof
Solar Registration Program | NJSRRE1541028530 | Piscataway | 8854 | 11 | 21.6 | Non Profit | No | Behind the Meter | CE Team Inc. | PSE&G | Accepted | 2019-05-21 | 2019-06-03 | 2020-06-03 | Axitec | AC-300M/156-60S | Solar Panels |  | 0.3 | 31 | 242 | 30 |  | Fixed | Roof
Solar Registration Program | NJSRRE1541028530 | Piscataway | 8854 | 11 | 21.6 | Non Profit | No | Behind the Meter | CE Team Inc. | PSE&G | Accepted | 2019-05-21 | 2019-06-03 | 2020-06-03 | Solaredge | SE11400H | Inverters | 22800 |  | 2 |  |  | 0.992 |  | Outside | East Wall
Solar Registration Program | NJSRRE1541419042 | Sicklerville | 8081 | 14 | 21.6 | Residential | No | Behind the Meter | Orbit Energy & Power, LLC | AC Electric | Accepted | 2019-06-18 | 2019-06-20 | 2020-06-20 | trina | tsm300 | Solar Panels |  | 0.3 | 8 | 122 | 28 |  | Fixed | Roof
Solar Registration Program | NJSRRE1541419042 | Sicklerville | 8081 | 14 | 21.6 | Residential | No | Behind the Meter | Orbit Energy & Power, LLC | AC Electric | Accepted | 2019-06-18 | 2019-06-20 | 2020-06-20 | trina | tsm300 | Solar Panels |  | 0.3 | 20 | 122 | 28 |  | Fixed | Roof
Solar Registration Program | NJSRRE1541419042 | Sicklerville | 8081 | 14 | 21.6 | Residential | No | Behind the Meter | Orbit Energy & Power, LLC | AC Electric | Accepted | 2019-06-18 | 2019-06-20 | 2020-06-20 | trina | tsm 300 | Solar Panels |  | 0.3 | 15 | 122 | 35 |  | Fixed | Roof
Solar Registration Program | NJSRRE1541419042 | Sicklerville | 8081 | 14 | 21.6 | Residential | No | Behind the Meter | Orbit Energy & Power, LLC | AC Electric | Accepted | 2019-06-18 | 2019-06-20 | 2020-06-20 | trina | tsm300 | Solar Panels |  | 0.3 | 29 | 302 | 28 |  | Fixed | Roof
Solar Registration Program | NJSRRE1541419042 | Sicklerville | 8081 | 14 | 21.6 | Residential | No | Behind the Meter | Orbit Energy & Power, LLC | AC Electric | Accepted | 2019-06-18 | 2019-06-20 | 2020-06-20 | enphase | iq7 | Inverters | 240 |  | 72 |  |  | 0.986 |  | Outside | panel
Solar Registration Program | NJSRRE1543421609 | Holmdel | 7733 | 17 | 21.7 | Residential | No | Behind the Meter | Skyline Solar LLC | JCP&L | Accepted | 2019-11-19 | 2019-11-21 | 2020-11-21 | Silfab Solar | SLA 320M | Solar Panels |  | 0.31 | 26 | 167 | 24 |  | Fixed | Roof
Solar Registration Program | NJSRRE1543421609 | Holmdel | 7733 | 17 | 21.7 | Residential | No | Behind the Meter | Skyline Solar LLC | JCP&L | Accepted | 2019-11-19 | 2019-11-21 | 2020-11-21 | Silfab Solar | SLA 320M | Solar Panels |  | 0.31 | 26 | 347 | 24 |  | Fixed | Roof
Solar Registration Program | NJSRRE1543421609 | Holmdel | 7733 | 17 | 21.7 | Residential | No | Behind the Meter | Skyline Solar LLC | JCP&L | Accepted | 2019-11-19 | 2019-11-21 | 2020-11-21 | Silfab Solar | SLA 320M | Solar Panels |  | 0.31 | 6 | 167 | 24 |  | Fixed | Roof
Solar Registration Program | NJSRRE1543421609 | Holmdel | 7733 | 17 | 21.7 | Residential | No | Behind the Meter | Skyline Solar LLC | JCP&L | Accepted | 2019-11-19 | 2019-11-21 | 2020-11-21 | Silfab Solar | SLA-M 320M | Solar Panels |  | 0.31 | 12 | 257 | 24 |  | Fixed | Roof
Solar Registration Program | NJSRRE1543421609 | Holmdel | 7733 | 17 | 21.7 | Residential | No | Behind the Meter | Skyline Solar LLC | JCP&L | Accepted | 2019-11-19 | 2019-11-21 | 2020-11-21 | Solaredge | SE76000 | Inverters | 15200 |  | 2 |  |  | 0.99 |  | Outdoor | N/A
Solar Registration Program | NJSRRE1540960409 | CAPE MAY COURT HOUSE | 8210 | 21 | 21.74 | Residential | Yes | Behind the Meter | Vivint Solar Developer, LLC | AC Electric | Accepted | 2019-05-06 | 2019-05-09 | 2020-05-09 | Hanwha Solar | Q.PEAK DUO BLK-G5 315 | Solar Panels |  | 0.315 | 42 | 223 | 26 |  | Fixed | Roof
Solar Registration Program | NJSRRE1540960409 | CAPE MAY COURT HOUSE | 8210 | 21 | 21.74 | Residential | Yes | Behind the Meter | Vivint Solar Developer, LLC | AC Electric | Accepted | 2019-05-06 | 2019-05-09 | 2020-05-09 | Hanwha Solar | Q.PEAK DUO BLK-G5 315 | Solar Panels |  | 0.315 | 12 | 133 | 26 |  | Fixed | Roof
Solar Registration Program | NJSRRE1540960409 | CAPE MAY COURT HOUSE | 8210 | 21 | 21.74 | Residential | Yes | Behind the Meter | Vivint Solar Developer, LLC | AC Electric | Accepted | 2019-05-06 | 2019-05-09 | 2020-05-09 | Hanwha Solar | Q.PEAK DUO BLK-G5 315 | Solar Panels |  | 0.315 | 15 | 43 | 26 |  | Fixed | Roof
Solar Registration Program | NJSRRE1540960409 | CAPE MAY COURT HOUSE | 8210 | 21 | 21.74 | Residential | Yes | Behind the Meter | Vivint Solar Developer, LLC | AC Electric | Accepted | 2019-05-06 | 2019-05-09 | 2020-05-09 | Solar Edge | SE7600H-US | Inverters | 7600 |  | 2 |  |  | 0.992 |  | Outdoor | Near the Utility Meter
Solar Registration Program | NJSRRE1541014620 | OLD BRIDGE | 8857 | 11 | 21.74 | Residential | Yes | Behind the Meter | Vivint Solar Developer, LLC | JCP&L | Accepted | 2019-05-17 | 2019-05-21 | 2020-05-21 | Hanwha solar | Q.PEAK BLK-G5 315 | Solar Panels |  | 0.315 | 2 | 263 | 44 |  | Fixed | Roof
Solar Registration Program | NJSRRE1541014620 | OLD BRIDGE | 8857 | 11 | 21.74 | Residential | Yes | Behind the Meter | Vivint Solar Developer, LLC | JCP&L | Accepted | 2019-05-17 | 2019-05-21 | 2020-05-21 | Hanwha Solar | Q.PEAK BLK-G5 315 | Solar Panels |  | 0.315 | 2 | 83 | 44 |  | Fixed | Roof
Solar Registration Program | NJSRRE1541014620 | OLD BRIDGE | 8857 | 11 | 21.74 | Residential | Yes | Behind the Meter | Vivint Solar Developer, LLC | JCP&L | Accepted | 2019-05-17 | 2019-05-21 | 2020-05-21 | Hanwha solar | Q.PEAK BLK-G5 315 | Solar Panels |  | 0.315 | 2 | 263 | 44 |  | Fixed | Roof
Solar Registration Program | NJSRRE1541014620 | OLD BRIDGE | 8857 | 11 | 21.74 | Residential | Yes | Behind the Meter | Vivint Solar Developer, LLC | JCP&L | Accepted | 2019-05-17 | 2019-05-21 | 2020-05-21 | Hanwha solar | Q.PEAK BLK-G5 315 | Solar Panels |  | 0.315 | 2 | 83 | 44 |  | Fixed | Roof
Solar Registration Program | NJSRRE1541014620 | OLD BRIDGE | 8857 | 11 | 21.74 | Residential | Yes | Behind the Meter | Vivint Solar Developer, LLC | JCP&L | Accepted | 2019-05-17 | 2019-05-21 | 2020-05-21 | Hanwha solar | Q.PEAK BLK-G5 315 | Solar Panels |  | 0.315 | 6 | 83 | 46 |  | Fixed | Roof
Solar Registration Program | NJSRRE1541014620 | OLD BRIDGE | 8857 | 11 | 21.74 | Residential | Yes | Behind the Meter | Vivint Solar Developer, LLC | JCP&L | Accepted | 2019-05-17 | 2019-05-21 | 2020-05-21 | Hanwha solar | Q.PEAK BLK-G5 315 | Solar Panels |  | 0.315 | 13 | 263 | 46 |  | Fixed | Roof
Solar Registration Program | NJSRRE1541014620 | OLD BRIDGE | 8857 | 11 | 21.74 | Residential | Yes | Behind the Meter | Vivint Solar Developer, LLC | JCP&L | Accepted | 2019-05-17 | 2019-05-21 | 2020-05-21 | Hanwha solar | Q.PEAK BLK-G5 315 | Solar Panels |  | 0.315 | 5 | 173 | 27 |  | Fixed | Roof
Solar Registration Program | NJSRRE1541014620 | OLD BRIDGE | 8857 | 11 | 21.74 | Residential | Yes | Behind the Meter | Vivint Solar Developer, LLC | JCP&L | Accepted | 2019-05-17 | 2019-05-21 | 2020-05-21 | Hanwah solar | Q.PEAK BLK-G5 315 | Solar Panels |  | 0.315 | 5 | 173 | 27 |  | Fixed | Roof
Solar Registration Program | NJSRRE1541014620 | OLD BRIDGE | 8857 | 11 | 21.74 | Residential | Yes | Behind the Meter | Vivint Solar Developer, LLC | JCP&L | Accepted | 2019-05-17 | 2019-05-21 | 2020-05-21 | Hanwha solar | Q.PEAK BLK-G5 315 | Solar Panels |  | 0.315 | 16 | 340 | 20 |  | Fixed | Roof
Solar Registration Program | NJSRRE1541014620 | OLD BRIDGE | 8857 | 11 | 21.74 | Residential | Yes | Behind the Meter | Vivint Solar Developer, LLC | JCP&L | Accepted | 2019-05-17 | 2019-05-21 | 2020-05-21 | Hanwha solar | Q.PEAK BLK-G5 315 | Solar Panels |  | 0.315 | 16 | 160 | 20 |  | Fixed | Roof
Solar Registration Program | NJSRRE1541014620 | OLD BRIDGE | 8857 | 11 | 21.74 | Residential | Yes | Behind the Meter | Vivint Solar Developer, LLC | JCP&L | Accepted | 2019-05-17 | 2019-05-21 | 2020-05-21 | SOLAR EDGE | SE7600H-US | Inverters | 7600 |  | 1 |  |  | 0.992 |  | Outdoor | Near the Utility meter
Solar Registration Program | NJSRRE1541014620 | OLD BRIDGE | 8857 | 11 | 21.74 | Residential | Yes | Behind the Meter | Vivint Solar Developer, LLC | JCP&L | Accepted | 2019-05-17 | 2019-05-21 | 2020-05-21 | SOLAR EDGE | SE7600H-US | Inverters | 7600 |  | 1 |  |  | 0.992 |  | Outdoor | Near the Utility meter
Solar Registration Program | NJSRRE1542478565 | Marlboro Township | 7751 | 17 | 21.74 | Residential | No | Behind the Meter | Pro Custom Solar dba Momentum Solar | JCP&L | Accepted | 2019-10-01 | 2019-10-03 | 2020-10-03 | LG ELECTRONICS | LG 345N1C-V5 | Solar Panels |  | 0.345 | 7 | 58 | 22 |  | Fixed | Roof
Solar Registration Program | NJSRRE1542478565 | Marlboro Township | 7751 | 17 | 21.74 | Residential | No | Behind the Meter | Pro Custom Solar dba Momentum Solar | JCP&L | Accepted | 2019-10-01 | 2019-10-03 | 2020-10-03 | LG ELECTRONICS | LG 345N1C-V5 | Solar Panels |  | 0.345 | 7 | 238 | 22 |  | Fixed | Roof
Solar Registration Program | NJSRRE1542478565 | Marlboro Township | 7751 | 17 | 21.74 | Residential | No | Behind the Meter | Pro Custom Solar dba Momentum Solar | JCP&L | Accepted | 2019-10-01 | 2019-10-03 | 2020-10-03 | LG ELECTRONICS | LG 345N1C-V5 | Solar Panels |  | 0.345 | 28 | 148 | 23 |  | Fixed | Roof
Solar Registration Program | NJSRRE1542478565 | Marlboro Township | 7751 | 17 | 21.74 | Residential | No | Behind the Meter | Pro Custom Solar dba Momentum Solar | JCP&L | Accepted | 2019-10-01 | 2019-10-03 | 2020-10-03 | LG ELECTRONICS | LG 345N1C-V5 | Solar Panels |  | 0.345 | 21 | 328 | 22 |  | Fixed | Roof
Solar Registration Program | NJSRRE1542478565 | Marlboro Township | 7751 | 17 | 21.74 | Residential | No | Behind the Meter | Pro Custom Solar dba Momentum Solar | JCP&L | Accepted | 2019-10-01 | 2019-10-03 | 2020-10-03 | Enphase Energy | IQ7-60-2-US | Inverters | 250 |  | 63 |  |  | 0.97 |  | Outdoor | Roof
Solar Registration Program | NJSRRE1542556391 | Monmouth Junction | 8852 | 11 | 21.74 | Residential | Yes | Behind the Meter | Pro Custom Solar dba Momentum Solar | PSE&G | Accepted | 2019-10-18 | 2019-10-22 | 2020-10-22 | Hanwha | Q.Peak DUO BLK-G5 315 | Solar Panels |  | 0.315 | 3 | 152 | 45 |  | Fixed | Roof
Solar Registration Program | NJSRRE1542556391 | Monmouth Junction | 8852 | 11 | 21.74 | Residential | Yes | Behind the Meter | Pro Custom Solar dba Momentum Solar | PSE&G | Accepted | 2019-10-18 | 2019-10-22 | 2020-10-22 | Hanwha | Q.Peak DUO BLK-G5 315 | Solar Panels |  | 0.315 | 12 | 242 | 31 |  | Fixed | Roof
Solar Registration Program | NJSRRE1542556391 | Monmouth Junction | 8852 | 11 | 21.74 | Residential | Yes | Behind the Meter | Pro Custom Solar dba Momentum Solar | PSE&G | Accepted | 2019-10-18 | 2019-10-22 | 2020-10-22 | Hanwha | Q.Peak DUO BLK-G5 315 | Solar Panels |  | 0.315 | 34 | 62 | 32 |  | Fixed | Roof
Solar Registration Program | NJSRRE1542556391 | Monmouth Junction | 8852 | 11 | 21.74 | Residential | Yes | Behind the Meter | Pro Custom Solar dba Momentum Solar | PSE&G | Accepted | 2019-10-18 | 2019-10-22 | 2020-10-22 | Hanwha | Q.Peak DUO BLK-G5 315 | Solar Panels |  | 0.315 | 20 | 242 | 33 |  | Fixed | Roof
Solar Registration Program | NJSRRE1542556391 | Monmouth Junction | 8852 | 11 | 21.74 | Residential | Yes | Behind the Meter | Pro Custom Solar dba Momentum Solar | PSE&G | Accepted | 2019-10-18 | 2019-10-22 | 2020-10-22 | Enphase Energy | IQ6-60-2-US | Inverters | 240 |  | 69 |  |  | 0.97 |  | Outdoor | Roof
Solar Registration Program | NJSRRE1543565235 | NORWOOD | 7648 | 7 | 21.74 | Residential | Yes | Behind the Meter | Vivint Solar Developer, LLC | Orange Rockland Electric | Accepted | 2019-12-18 | 2019-12-23 | 2020-12-23 | HANWHA SOLAR | Q.PEAK BLK-G5 315 | Solar Panels |  | 0.315 | 21 | 94 | 32 |  | Fixed | Roof
Solar Registration Program | NJSRRE1543565235 | NORWOOD | 7648 | 7 | 21.74 | Residential | Yes | Behind the Meter | Vivint Solar Developer, LLC | Orange Rockland Electric | Accepted | 2019-12-18 | 2019-12-23 | 2020-12-23 | HANWHA SOLAR | Q.PEAK BLK-G5 315 | Solar Panels |  | 0.315 | 12 | 94 | 24 |  | Fixed | Roof
Solar Registration Program | NJSRRE1543565235 | NORWOOD | 7648 | 7 | 21.74 | Residential | Yes | Behind the Meter | Vivint Solar Developer, LLC | Orange Rockland Electric | Accepted | 2019-12-18 | 2019-12-23 | 2020-12-23 | HANWHA SOLAR | Q.PEAK BLK-G5 315 | Solar Panels |  | 0.315 | 15 | 274 | 32 |  | Fixed | Roof
Solar Registration Program | NJSRRE1543565235 | NORWOOD | 7648 | 7 | 21.74 | Residential | Yes | Behind the Meter | Vivint Solar Developer, LLC | Orange Rockland Electric | Accepted | 2019-12-18 | 2019-12-23 | 2020-12-23 | HANWHA SOLAR | Q.PEAK BLK-G5 315 | Solar Panels |  | 0.315 | 7 | 274 | 33 |  | Fixed | Roof
Solar Registration Program | NJSRRE1543565235 | NORWOOD | 7648 | 7 | 21.74 | Residential | Yes | Behind the Meter | Vivint Solar Developer, LLC | Orange Rockland Electric | Accepted | 2019-12-18 | 2019-12-23 | 2020-12-23 | HANWHA SOLAR | Q.PEAK BLK-G5 315 | Solar Panels |  | 0.315 | 2 | 94 | 32 |  | Fixed | Roof
Solar Registration Program | NJSRRE1543565235 | NORWOOD | 7648 | 7 | 21.74 | Residential | Yes | Behind the Meter | Vivint Solar Developer, LLC | Orange Rockland Electric | Accepted | 2019-12-18 | 2019-12-23 | 2020-12-23 | HANWHA SOLAR | Q.PEAK BLK-G5 315 | Solar Panels |  | 0.315 | 12 | 184 | 33 |  | Fixed | Roof
Solar Registration Program | NJSRRE1543565235 | NORWOOD | 7648 | 7 | 21.74 | Residential | Yes | Behind the Meter | Vivint Solar Developer, LLC | Orange Rockland Electric | Accepted | 2019-12-18 | 2019-12-23 | 2020-12-23 | SOLAREDGE | SE7600H-US | Inverters | 7600 |  | 2 |  |  | 0.992 |  | Outdoor | Near the Utility Meter
Solar Registration Program | NJSRRE1541696169 | Sparta | 7871 | 1 | 21.78 | Residential | No | Behind the Meter | Pro Custom Solar dba Momentum Solar | JCP&L | Accepted | 2019-07-23 | 2019-07-25 | 2020-07-25 | LG ELECTRONICS | LG 335N1C-A5 | Solar Panels |  | 0.335 | 9 | 121 | 16 |  | Fixed | Roof
Solar Registration Program | NJSRRE1541696169 | Sparta | 7871 | 1 | 21.78 | Residential | No | Behind the Meter | Pro Custom Solar dba Momentum Solar | JCP&L | Accepted | 2019-07-23 | 2019-07-25 | 2020-07-25 | LG ELECTRONICS | LG 335N1C-A5 | Solar Panels |  | 0.335 | 47 | 211 | 15 |  | Fixed | Roof
Solar Registration Program | NJSRRE1541696169 | Sparta | 7871 | 1 | 21.78 | Residential | No | Behind the Meter | Pro Custom Solar dba Momentum Solar | JCP&L | Accepted | 2019-07-23 | 2019-07-25 | 2020-07-25 | LG ELECTRONICS | LG 335N1C-A5 | Solar Panels |  | 0.335 | 9 | 121 | 20 |  | Fixed | Roof
Solar Registration Program | NJSRRE1540846991 | Jackson | 8527 | 18 | 21.87 | Commercial | No | Behind the Meter | Advanced Solar & Energy Solutions, LLC | JCP&L | Accepted | 2019-04-11 | 2019-04-12 | 2020-04-12 | Trina Solar | TSM290-PA | Solar Panels |  | 0.27 | 81 | 215 | 18 |  | Fixed | Roof
Solar Registration Program | NJSRRE1540846991 | Jackson | 8527 | 18 | 21.87 | Commercial | No | Behind the Meter | Advanced Solar & Energy Solutions, LLC | JCP&L | Accepted | 2019-04-11 | 2019-04-12 | 2020-04-12 | SMA America | SMA7.7-US | Inverters | 7950 |  | 3 |  |  | 0.97 |  | Outdoor | side of building next to meter
Solar Registration Program | NJSRRE1541835496 | Mullica Hill | 8062 | 15 | 21.96 | Residential | Yes | Behind the Meter | RCL Enterprises Inc. | AC Electric | Accepted | 2019-08-14 | 2019-08-23 | 2020-08-23 | Trina Solar | TSM-305DD05A | Solar Panels |  | 0.305 | 72 | 209 | 26 |  | Fixed | Roof
Solar Registration Program | NJSRRE1541835496 | Mullica Hill | 8062 | 15 | 21.96 | Residential | Yes | Behind the Meter | RCL Enterprises Inc. | AC Electric | Accepted | 2019-08-14 | 2019-08-23 | 2020-08-23 | Enphase | IQ7 | Inverters | 17280 |  | 72 |  |  | 0.96 |  | Outdoor | under panels
Solar Registration Program | NJSRRE1542430949 | Pemberton | 8011 | 13 | 21.96 | Residential | Yes | Behind the Meter | SunPower Corporation, Systems | PSE&G | Accepted | 2019-09-24 | 2019-09-25 | 2020-09-25 | SUNPOWER | SPR-X22-360-E-AC | Solar Panels |  | 0.36 | 8 | 185 | 12 |  | Fixed | Roof
Solar Registration Program | NJSRRE1542430949 | Pemberton | 8011 | 13 | 21.96 | Residential | Yes | Behind the Meter | SunPower Corporation, Systems | PSE&G | Accepted | 2019-09-24 | 2019-09-25 | 2020-09-25 | SUNPOWER | SPR-X22-360-E-AC | Solar Panels |  | 0.36 | 5 | 275 | 20 |  | Fixed | Roof
Solar Registration Program | NJSRRE1542430949 | Pemberton | 8011 | 13 | 21.96 | Residential | Yes | Behind the Meter | SunPower Corporation, Systems | PSE&G | Accepted | 2019-09-24 | 2019-09-25 | 2020-09-25 | SUNPOWER | SPR-X22-360-E-AC | Solar Panels |  | 0.36 | 6 | 95 | 20 |  | Fixed | Roof
Solar Registration Program | NJSRRE1542430949 | Pemberton | 8011 | 13 | 21.96 | Residential | Yes | Behind the Meter | SunPower Corporation, Systems | PSE&G | Accepted | 2019-09-24 | 2019-09-25 | 2020-09-25 | SUNPOWER | SPR-X22-360-E-AC | Solar Panels |  | 0.36 | 14 | 5 | 20 |  | Fixed | Roof
Solar Registration Program | NJSRRE1542430949 | Pemberton | 8011 | 13 | 21.96 | Residential | Yes | Behind the Meter | SunPower Corporation, Systems | PSE&G | Accepted | 2019-09-24 | 2019-09-25 | 2020-09-25 | SUNPOWER | SPR-X22-360-E-AC | Solar Panels |  | 0.36 | 28 | 185 | 20 |  | Fixed | Roof
Solar Registration Program | NJSRRE1542430949 | Pemberton | 8011 | 13 | 21.96 | Residential | Yes | Behind the Meter | SunPower Corporation, Systems | PSE&G | Accepted | 2019-09-24 | 2019-09-25 | 2020-09-25 | SUNPOWER | SPR-X22-360-E-AC | Inverters | 320 |  | 61 |  |  | 0.96 |  | Other | under each panel
Solar Registration Program | NJSRRE1542512342 | Clarksboro | 8020 | 15 | 21.96 | Residential | No | Behind the Meter | Green Power Energy | AC Electric | Accepted | 2019-10-07 | 2019-10-09 | 2020-10-09 | S-Energy | SN360M-10 | Solar Panels |  | 0.36 | 20 | 236 | 23 |  | Fixed | Roof
Solar Registration Program | NJSRRE1542512342 | Clarksboro | 8020 | 15 | 21.96 | Residential | No | Behind the Meter | Green Power Energy | AC Electric | Accepted | 2019-10-07 | 2019-10-09 | 2020-10-09 | S-Energy | SN360M-10 | Solar Panels |  | 0.36 | 37 | 54 | 23 |  | Fixed | Roof
Solar Registration Program | NJSRRE1542512342 | Clarksboro | 8020 | 15 | 21.96 | Residential | No | Behind the Meter | Green Power Energy | AC Electric | Accepted | 2019-10-07 | 2019-10-09 | 2020-10-09 | S-Energy | SN360M-10 | Solar Panels |  | 0.36 | 4 | 146 | 23 |  | Fixed | Roof
Solar Registration Program | NJSRRE1542512342 | Clarksboro | 8020 | 15 | 21.96 | Residential | No | Behind the Meter | Green Power Energy | AC Electric | Accepted | 2019-10-07 | 2019-10-09 | 2020-10-09 | Solar Edge | SE10000H-US | Inverters | 10000 |  | 2 |  |  | 0.97 |  | Outside | next to meter
Solar Registration Program | NJSRRE1542528165 | Sewell | 8080 | 15 | 21.96 | Residential | No | Behind the Meter | Kaitanna Solar, LLC | AC Electric | Accepted | 2019-10-11 | 2019-10-15 | 2020-10-15 | Solaria | 360 | Solar Panels |  | 0.36 | 10 | 83 | 28 |  | Fixed | Roof
Solar Registration Program | NJSRRE1542528165 | Sewell | 8080 | 15 | 21.96 | Residential | No | Behind the Meter | Kaitanna Solar, LLC | AC Electric | Accepted | 2019-10-11 | 2019-10-15 | 2020-10-15 | Solaria | 360 | Solar Panels |  | 0.36 | 10 | 263 | 28 |  | Fixed | Roof
Solar Registration Program | NJSRRE1542528165 | Sewell | 8080 | 15 | 21.96 | Residential | No | Behind the Meter | Kaitanna Solar, LLC | AC Electric | Accepted | 2019-10-11 | 2019-10-15 | 2020-10-15 | Solaria | 360 | Solar Panels |  | 0.36 | 8 | 173 | 29 |  | Fixed | Roof
Solar Registration Program | NJSRRE1542528165 | Sewell | 8080 | 15 | 21.96 | Residential | No | Behind the Meter | Kaitanna Solar, LLC | AC Electric | Accepted | 2019-10-11 | 2019-10-15 | 2020-10-15 | Solaria | 360 | Solar Panels |  | 0.36 | 33 | 173 | 30 |  | Fixed | Roof
Solar Registration Program | NJSRRE1542528165 | Sewell | 8080 | 15 | 21.96 | Residential | No | Behind the Meter | Kaitanna Solar, LLC | AC Electric | Accepted | 2019-10-11 | 2019-10-15 | 2020-10-15 | Enphase | IQ7+ | Inverters | 0.29 |  | 61 |  |  | 0.97 |  | Outside | Under Modules
Solar Registration Program | NJSRRE1542540287 | Wildwood Crest | 8260 | 21 | 22.01 | Residential | No | Behind the Meter | Whitman Construction, LLC | AC Electric | Accepted | 2019-10-14 | 2019-10-16 | 2020-10-16 | Trina Solar | TSM-310DD05A | Solar Panels |  | 0.31 | 37 | 137 | 20 |  | Fixed | Roof
Solar Registration Program | NJSRRE1542540287 | Wildwood Crest | 8260 | 21 | 22.01 | Residential | No | Behind the Meter | Whitman Construction, LLC | AC Electric | Accepted | 2019-10-14 | 2019-10-16 | 2020-10-16 | Trina Solar | TSM-310DD05A | Solar Panels |  | 0.31 | 34 | 136 | 20 |  | Fixed | Roof
Solar Registration Program | NJSRRE1542540287 | Wildwood Crest | 8260 | 21 | 22.01 | Residential | No | Behind the Meter | Whitman Construction, LLC | AC Electric | Accepted | 2019-10-14 | 2019-10-16 | 2020-10-16 | Enphase Energy | IQ7-60-2-US | Inverters | 0.24 |  | 71 |  |  | 0.976 |  | Outside | roof
Solar Registration Program | NJSRRE1542554031 | Forked River | 8731 | 18 | 22.01 | Residential | Yes | Behind the Meter | All Season Solar | JCP&L | Accepted | 2019-10-17 | 2019-10-22 | 2020-10-22 | Trina | TSM DD05H.05 II 310W AUG 2019 | Solar Panels |  | 0.31 | 6 | 204 | 22 |  | Fixed | Roof
Solar Registration Program | NJSRRE1542554031 | Forked River | 8731 | 18 | 22.01 | Residential | Yes | Behind the Meter | All Season Solar | JCP&L | Accepted | 2019-10-17 | 2019-10-22 | 2020-10-22 | Trina | TSM DD05H.05 II 310W AUG 2019 | Solar Panels |  | 0.31 | 2 | 194 | 22 |  | Fixed | Roof
Solar Registration Program | NJSRRE1542554031 | Forked River | 8731 | 18 | 22.01 | Residential | Yes | Behind the Meter | All Season Solar | JCP&L | Accepted | 2019-10-17 | 2019-10-22 | 2020-10-22 | Trina | TSM DD05H.05 II 310W AUG 2019 | Solar Panels |  | 0.31 | 35 | 194 | 22 |  | Fixed | Roof
Solar Registration Program | NJSRRE1542554031 | Forked River | 8731 | 18 | 22.01 | Residential | Yes | Behind the Meter | All Season Solar | JCP&L | Accepted | 2019-10-17 | 2019-10-22 | 2020-10-22 | Trina | TSM DD05H.05 II 310W AUG 2019 | Solar Panels |  | 0.31 | 8 | 284 | 22 |  | Fixed | Roof
Solar Registration Program | NJSRRE1542554031 | Forked River | 8731 | 18 | 22.01 | Residential | Yes | Behind the Meter | All Season Solar | JCP&L | Accepted | 2019-10-17 | 2019-10-22 | 2020-10-22 | Trina | TSM DD05H.05 II 310W AUG 2019 | Solar Panels |  | 0.31 | 4 | 284 | 26 |  | Fixed | Roof
Solar Registration Program | NJSRRE1542554031 | Forked River | 8731 | 18 | 22.01 | Residential | Yes | Behind the Meter | All Season Solar | JCP&L | Accepted | 2019-10-17 | 2019-10-22 | 2020-10-22 | Trina | TSM DD05H.05 II 310W AUG 2019 | Solar Panels |  | 0.31 | 12 | 194 | 22 |  | Fixed | Roof
Solar Registration Program | NJSRRE1542554031 | Forked River | 8731 | 18 | 22.01 | Residential | Yes | Behind the Meter | All Season Solar | JCP&L | Accepted | 2019-10-17 | 2019-10-22 | 2020-10-22 | Trina | TSM DD05H.05 II 310W AUG 2019 | Solar Panels |  | 0.31 | 4 | 104 | 26 |  | Fixed | Roof
Solar Registration Program | NJSRRE1542554031 | Forked River | 8731 | 18 | 22.01 | Residential | Yes | Behind the Meter | All Season Solar | JCP&L | Accepted | 2019-10-17 | 2019-10-22 | 2020-10-22 | Enphase | IQ7 | Inverters | 240 |  | 71 |  |  | 0.97 |  | Outdoor | Under Module
Solar Registration Program | NJSRRE1540858437 | Port Republic | 8241 | 19 | 22.04 | Residential | Yes | Behind the Meter | Sunrun Installation Services, Inc. | AC Electric | Accepted | 2019-04-17 | 2019-04-18 | 2020-04-18 | REC Solar | REC290TP2 BLK | Solar Panels |  | 0.29 | 40 | 324 | 34 |  | Fixed | Roof
Solar Registration Program | NJSRRE1540858437 | Port Republic | 8241 | 19 | 22.04 | Residential | Yes | Behind the Meter | Sunrun Installation Services, Inc. | AC Electric | Accepted | 2019-04-17 | 2019-04-18 | 2020-04-18 | REC Solar | REC290TP2 BLK | Solar Panels |  | 0.29 | 5 | 57 | 34 |  | Fixed | Roof
Solar Registration Program | NJSRRE1540858437 | Port Republic | 8241 | 19 | 22.04 | Residential | Yes | Behind the Meter | Sunrun Installation Services, Inc. | AC Electric | Accepted | 2019-04-17 | 2019-04-18 | 2020-04-18 | REC Solar | REC290TP2 BLK | Solar Panels |  | 0.29 | 3 | 236 | 34 |  | Fixed | Roof
Solar Registration Program | NJSRRE1540858437 | Port Republic | 8241 | 19 | 22.04 | Residential | Yes | Behind the Meter | Sunrun Installation Services, Inc. | AC Electric | Accepted | 2019-04-17 | 2019-04-18 | 2020-04-18 | REC Solar | REC290TP2 BLK | Solar Panels |  | 0.29 | 28 | 144 | 34 |  | Fixed | Roof
Solar Registration Program | NJSRRE1540858437 | Port Republic | 8241 | 19 | 22.04 | Residential | Yes | Behind the Meter | Sunrun Installation Services, Inc. | AC Electric | Accepted | 2019-04-17 | 2019-04-18 | 2020-04-18 | SolarEdge Technologies | SE11400H-USRGM | Inverters | 11400 |  | 1 |  |  | 0.96 |  | Outdoor | Next To Meter
Solar Registration Program | NJSRRE1540858437 | Port Republic | 8241 | 19 | 22.04 | Residential | Yes | Behind the Meter | Sunrun Installation Services, Inc. | AC Electric | Accepted | 2019-04-17 | 2019-04-18 | 2020-04-18 | SolarEdge Technologies | SE7600H-USRGM | Inverters | 7600 |  | 1 |  |  | 0.96 |  | Outdoor | Next To Meter
Solar Registration Program | NJSRRE1541821184 | Watchung | 7069 | 5 | 22.04 | Residential | Yes | Behind the Meter | Sunrun Installation Services, Inc. | PSE&G | Accepted | 2019-08-13 | 2019-08-23 | 2020-08-23 | REC Solar | REC290TP2 BLK | Solar Panels |  | 0.29 | 31 | 124 | 22 |  | Fixed | Roof
Solar Registration Program | NJSRRE1541821184 | Watchung | 7069 | 5 | 22.04 | Residential | Yes | Behind the Meter | Sunrun Installation Services, Inc. | PSE&G | Accepted | 2019-08-13 | 2019-08-23 | 2020-08-23 | REC Solar | REC290TP2 BLK | Solar Panels |  | 0.29 | 18 | 33 | 23 |  | Fixed | Roof
Solar Registration Program | NJSRRE1541821184 | Watchung | 7069 | 5 | 22.04 | Residential | Yes | Behind the Meter | Sunrun Installation Services, Inc. | PSE&G | Accepted | 2019-08-13 | 2019-08-23 | 2020-08-23 | REC Solar | REC290TP2 BLK | Solar Panels |  | 0.29 | 15 | 214 | 22 |  | Fixed | Roof
Solar Registration Program | NJSRRE1541821184 | Watchung | 7069 | 5 | 22.04 | Residential | Yes | Behind the Meter | Sunrun Installation Services, Inc. | PSE&G | Accepted | 2019-08-13 | 2019-08-23 | 2020-08-23 | REC Solar | REC290TP2 BLK | Solar Panels |  | 0.29 | 12 | 304 | 23 |  | Fixed | Roof
Solar Registration Program | NJSRRE1541821184 | Watchung | 7069 | 5 | 22.04 | Residential | Yes | Behind the Meter | Sunrun Installation Services, Inc. | PSE&G | Accepted | 2019-08-13 | 2019-08-23 | 2020-08-23 | SolarEdge Technologies | SE11400H-USRGM | Inverters | 11400 |  | 1 |  |  | 0.96 |  | Outdoor | Next To Meter
Solar Registration Program | NJSRRE1541821184 | Watchung | 7069 | 5 | 22.04 | Residential | Yes | Behind the Meter | Sunrun Installation Services, Inc. | PSE&G | Accepted | 2019-08-13 | 2019-08-23 | 2020-08-23 | SolarEdge Technologies | SE6000H-USRGM | Inverters | 6000 |  | 1 |  |  | 0.96 |  | Outdoor | Next To Meter
Solar Registration Program | NJSRRE1543443076 | Freehold | 7728 | 17 | 22.04 | Residential | Yes | Behind the Meter | Sunrun Installation Services, Inc. | JCP&L | Accepted | 2019-11-25 | 2019-11-27 | 2020-11-27 | REC Solar | REC290TP2 BLK | Solar Panels |  | 0.29 | 76 | 180 | 30 |  | Fixed | Roof
Solar Registration Program | NJSRRE1543443076 | Freehold | 7728 | 17 | 22.04 | Residential | Yes | Behind the Meter | Sunrun Installation Services, Inc. | JCP&L | Accepted | 2019-11-25 | 2019-11-27 | 2020-11-27 | Delta Electronics | M6-TL-US | Inverters | 5760 |  | 1 |  |  | 0.96 |  | Outdoor | Next To Meter
Solar Registration Program | NJSRRE1543443076 | Freehold | 7728 | 17 | 22.04 | Residential | Yes | Behind the Meter | Sunrun Installation Services, Inc. | JCP&L | Accepted | 2019-11-25 | 2019-11-27 | 2020-11-27 | Delta Electronics | M5-TL-US | Inverters | 4800 |  | 1 |  |  | 0.96 |  | Outdoor | Next To Meter
Solar Registration Program | NJSRRE1543443076 | Freehold | 7728 | 17 | 22.04 | Residential | Yes | Behind the Meter | Sunrun Installation Services, Inc. | JCP&L | Accepted | 2019-11-25 | 2019-11-27 | 2020-11-27 | Delta Electronics | M10-TL-US | Inverters | 9600 |  | 1 |  |  | 0.96 |  | Outdoor | Next To Meter
Solar Registration Program | NJSRRE1540407631 | Brookville | 8005 | 18 | 22.1 | Residential | No | Behind the Meter | NJ Solar Power, LLC | AC Electric | Accepted | 2019-02-28 | 2019-03-05 | 2020-03-05 | Hanwha | Q Peak Duo 325W | Solar Panels |  | 0.325 | 68 | 180 | 30 |  | Fixed | Ground
Solar Registration Program | NJSRRE1540407631 | Brookville | 8005 | 18 | 22.1 | Residential | No | Behind the Meter | NJ Solar Power, LLC | AC Electric | Accepted | 2019-02-28 | 2019-03-05 | 2020-03-05 | Solaredge | SE10000H-US | Inverters | 10000 |  | 1 |  |  | 0.99 |  | Indoor | garage
Solar Registration Program | NJSRRE1539705821 | Williamstown | 8094 | 15 | 22.11 | Residential | No | Behind the Meter | NJ Solar Power, LLC | AC Electric | Accepted | 2018-10-29 | 2018-10-31 | 2020-04-30 | Panasonic | VBHN330SA16 | Solar Panels |  | 0.33 | 67 | 238 | 30 |  | Fixed | Roof
Solar Registration Program | NJSRRE1539705821 | Williamstown | 8094 | 15 | 22.11 | Residential | No | Behind the Meter | NJ Solar Power, LLC | AC Electric | Accepted | 2018-10-29 | 2018-10-31 | 2020-04-30 | SolarEdge | SE10000H-US | Inverters | 10000 |  | 2 |  |  | 0.99 |  | Indoor | Garage
Solar Registration Program | NJSRRE1541437193 | Southampton | 8088 | 13 | 22.11 | Farm | No | Behind the Meter | Powell Energy and Solar | PSE&G | Accepted | 2019-06-20 | 2019-06-24 | 2020-06-24 | LG | LG335N | Solar Panels |  | 0.335 | 66 | 235 | 20 |  | Fixed | Roof
Solar Registration Program | NJSRRE1541437193 | Southampton | 8088 | 13 | 22.11 | Farm | No | Behind the Meter | Powell Energy and Solar | PSE&G | Accepted | 2019-06-20 | 2019-06-24 | 2020-06-24 | solaredge | SE20KUS | Inverters | 27000 |  | 1 |  |  | 0.98 |  | Outdoor | on barn
Solar Registration Program | NJSRRE1541629905 | Mount Holly | 8060 | 13 | 22.11 | Commercial | No | Behind the Meter | Raynor Electric | PSE&G | Accepted | 2019-07-10 | 2019-07-22 | 2020-07-22 | Panasonic | VBHN330SA16 | Solar Panels |  | 0.33 | 67 | 180 | 30 |  | Fixed | Roof
Solar Registration Program | NJSRRE1541629905 | Mount Holly | 8060 | 13 | 22.11 | Commercial | No | Behind the Meter | Raynor Electric | PSE&G | Accepted | 2019-07-10 | 2019-07-22 | 2020-07-22 | Solaredge | SE20000USHD | Inverters | 20000 |  | 1 |  |  | 0.99 |  | Outside | Outside
Solar Registration Program | NJSRRE1541629905 | Mount Holly | 8060 | 13 | 22.11 | Commercial | No | Behind the Meter | Raynor Electric | PSE&G | Accepted | 2019-07-10 | 2019-07-22 | 2020-07-22 | SolarEdge | 1234 | Meters |  |  | 1
Solar Registration Program | NJSRRE1542515730 | MANSFIELD | 8022 | 13 | 22.11 | Residential | No | Behind the Meter | Infinity Solar Systems | PSE&G | Accepted | 2019-10-08 | 2019-10-10 | 2020-10-10 | LG | LG-335-N1C-A5 | Solar Panels |  | 0.335 | 27 | 188 | 30 |  | Fixed | Roof
Solar Registration Program | NJSRRE1542515730 | MANSFIELD | 8022 | 13 | 22.11 | Residential | No | Behind the Meter | Infinity Solar Systems | PSE&G | Accepted | 2019-10-08 | 2019-10-10 | 2020-10-10 | LG | LG-335-N1C-A5 | Solar Panels |  | 0.335 | 17 | 188 | 30 |  | Fixed | Roof
Solar Registration Program | NJSRRE1542515730 | MANSFIELD | 8022 | 13 | 22.11 | Residential | No | Behind the Meter | Infinity Solar Systems | PSE&G | Accepted | 2019-10-08 | 2019-10-10 | 2020-10-10 | LG | LG-335-N1C-A5 | Solar Panels |  | 0.335 | 17 | 188 | 30 |  | Fixed | Roof
Solar Registration Program | NJSRRE1542515730 | MANSFIELD | 8022 | 13 | 22.11 | Residential | No | Behind the Meter | Infinity Solar Systems | PSE&G | Accepted | 2019-10-08 | 2019-10-10 | 2020-10-10 | LG | LG-335-N1C-A5 | Solar Panels |  | 0.335 | 5 | 98 | 40 |  | Fixed | Roof
Solar Registration Program | NJSRRE1542515730 | MANSFIELD | 8022 | 13 | 22.11 | Residential | No | Behind the Meter | Infinity Solar Systems | PSE&G | Accepted | 2019-10-08 | 2019-10-10 | 2020-10-10 | ENPHASE | IQ7-60-X-US | Inverters | 240 |  | 66 |  |  | 0.97 |  | Other | MICROINVERTERS
Solar Registration Program | NJSRRE1543474281 | Red Bank | 7701 | 17 | 22.11 | Commercial | No | Behind the Meter | Ecological Systems LLC | JCP&L | Accepted | 2019-12-03 | 2019-12-09 | 2020-12-09 | Blue Sun | BSM330M-60 | Solar Panels |  | 0.33 | 67 | 180 | 40 |  | Fixed | Roof
Solar Registration Program | NJSRRE1543474281 | Red Bank | 7701 | 17 | 22.11 | Commercial | No | Behind the Meter | Ecological Systems LLC | JCP&L | Accepted | 2019-12-03 | 2019-12-09 | 2020-12-09 | Fronius | IG Plus Advanced | Inverters | 10000 |  | 2 |  |  | 0.96 |  | Outside | at meter
Solar Registration Program | NJSRRE1543474281 | Red Bank | 7701 | 17 | 22.11 | Commercial | No | Behind the Meter | Ecological Systems LLC | JCP&L | Accepted | 2019-12-03 | 2019-12-09 | 2020-12-09 | Solar Log | CL200 | Meters |  |  | 1 |  |  |  | Yes | Outdoor
Solar Registration Program | NJSRRE1542540258 | UPPER SADDLE RIVER | 7458 | 7 | 22.2 | Residential | No | Behind the Meter | Infinity Solar Systems | Orange Rockland Electric | Accepted | 2019-10-14 | 2019-10-16 | 2020-10-16 | LG | LG-370-Q1C-V5 | Solar Panels |  | 0.37 | 26 | 192 | 28 |  | Fixed | Roof
Solar Registration Program | NJSRRE1542540258 | UPPER SADDLE RIVER | 7458 | 7 | 22.2 | Residential | No | Behind the Meter | Infinity Solar Systems | Orange Rockland Electric | Accepted | 2019-10-14 | 2019-10-16 | 2020-10-16 | LG | LG-370-Q1C-V5 | Solar Panels |  | 0.37 | 7 | 192 | 28 |  | Fixed | Roof
Solar Registration Program | NJSRRE1542540258 | UPPER SADDLE RIVER | 7458 | 7 | 22.2 | Residential | No | Behind the Meter | Infinity Solar Systems | Orange Rockland Electric | Accepted | 2019-10-14 | 2019-10-16 | 2020-10-16 | LG | LG-370-Q1C-V5 | Solar Panels |  | 0.37 | 6 | 282 | 28 |  | Fixed | Roof
Solar Registration Program | NJSRRE1542540258 | UPPER SADDLE RIVER | 7458 | 7 | 22.2 | Residential | No | Behind the Meter | Infinity Solar Systems | Orange Rockland Electric | Accepted | 2019-10-14 | 2019-10-16 | 2020-10-16 | LG | LG-370-Q1C-V5 | Solar Panels |  | 0.37 | 12 | 282 | 28 |  | Fixed | Roof
Solar Registration Program | NJSRRE1542540258 | UPPER SADDLE RIVER | 7458 | 7 | 22.2 | Residential | No | Behind the Meter | Infinity Solar Systems | Orange Rockland Electric | Accepted | 2019-10-14 | 2019-10-16 | 2020-10-16 | LG | LG-370-Q1C-V5 | Solar Panels |  | 0.37 | 9 | 102 | 28 |  | Fixed | Roof
Solar Registration Program | NJSRRE1542540258 | UPPER SADDLE RIVER | 7458 | 7 | 22.2 | Residential | No | Behind the Meter | Infinity Solar Systems | Orange Rockland Electric | Accepted | 2019-10-14 | 2019-10-16 | 2020-10-16 | ENPHASE | IQ7PLUS-72-X-US | Inverters | 290 |  | 60 |  |  | 0.97 |  | Other | MICROINVERTERS
Solar Registration Program | NJSRRE1543436928 | RUMSON | 7760 | 17 | 22.2 | Residential | No | Behind the Meter | SEA BRIGHT SOLAR, LLC | JCP&L | Accepted | 2019-11-22 | 2019-11-26 | 2020-11-26 | SUNPOWER | SPR-X22-370-AC | Solar Panels |  | 0.37 | 60 | 166 | 37 |  | Fixed | Ground | YARD
Solar Registration Program | NJSRRE1543436928 | RUMSON | 7760 | 17 | 22.2 | Residential | No | Behind the Meter | SEA BRIGHT SOLAR, LLC | JCP&L | Accepted | 2019-11-22 | 2019-11-26 | 2020-11-26 | SUNPOWER | SPR-X22-370-AC | Inverters | 320 |  | 60 |  |  | 0.96 |  | Outside | BACK OF GROUND ARRAY
Solar Registration Program | NJSRRE1543557367 | Linwood | 8221 | 19 | 22.24 | Residential | Yes | Behind the Meter | Ad Energy | AC Electric | Accepted | 2019-12-17 | 2019-12-20 | 2020-12-20 | SunPower | SPR-E20-327-E-AC | Solar Panels |  | 0.327 | 7 | 116 | 38 |  | Fixed | Roof
Solar Registration Program | NJSRRE1543557367 | Linwood | 8221 | 19 | 22.24 | Residential | Yes | Behind the Meter | Ad Energy | AC Electric | Accepted | 2019-12-17 | 2019-12-20 | 2020-12-20 | SunPower | SPR-E20-327-E-AC | Solar Panels |  | 0.327 | 7 | 206 | 25 |  | Fixed | Roof
Solar Registration Program | NJSRRE1543557367 | Linwood | 8221 | 19 | 22.24 | Residential | Yes | Behind the Meter | Ad Energy | AC Electric | Accepted | 2019-12-17 | 2019-12-20 | 2020-12-20 | SunPower | SPR-E20-327-E-AC | Solar Panels |  | 0.327 | 36 | 26 | 23 |  | Fixed | Roof
Solar Registration Program | NJSRRE1543557367 | Linwood | 8221 | 19 | 22.24 | Residential | Yes | Behind the Meter | Ad Energy | AC Electric | Accepted | 2019-12-17 | 2019-12-20 | 2020-12-20 | SunPower | SPR-E20-327-E-AC | Solar Panels |  | 0.327 | 5 | 26 | 23 |  | Fixed | Roof
Solar Registration Program | NJSRRE1543557367 | Linwood | 8221 | 19 | 22.24 | Residential | Yes | Behind the Meter | Ad Energy | AC Electric | Accepted | 2019-12-17 | 2019-12-20 | 2020-12-20 | SunPower | SPR-E20-327-E-AC | Solar Panels |  | 0.327 | 13 | 206 | 33 |  | Fixed | Roof
Solar Registration Program | NJSRRE1543557367 | Linwood | 8221 | 19 | 22.24 | Residential | Yes | Behind the Meter | Ad Energy | AC Electric | Accepted | 2019-12-17 | 2019-12-20 | 2020-12-20 | Enphase Energy | IQ7XS-96-ACM-US | Inverters | 315 |  | 68 |  |  | 0.975 |  | Outdoor | At each panel
Solar Registration Program | NJSRRE1540913421 | Franklin Lakes | 7417 | 7 | 22.32 | Residential | No | Behind the Meter | Ampericon | PSE&G | Accepted | 2019-05-01 | 2019-05-06 | 2020-05-06 | Solaria | PowerXT-360R-PD | Solar Panels |  | 0.36 | 32 | 209 | 25 |  | Fixed | Roof
Solar Registration Program | NJSRRE1540913421 | Franklin Lakes | 7417 | 7 | 22.32 | Residential | No | Behind the Meter | Ampericon | PSE&G | Accepted | 2019-05-01 | 2019-05-06 | 2020-05-06 | Solaria | PowerXT-360R-PD | Solar Panels |  | 0.36 | 16 | 29 | 25 |  | Fixed | Roof
Solar Registration Program | NJSRRE1540913421 | Franklin Lakes | 7417 | 7 | 22.32 | Residential | No | Behind the Meter | Ampericon | PSE&G | Accepted | 2019-05-01 | 2019-05-06 | 2020-05-06 | Solaria | PowerXT-360R-PD | Solar Panels |  | 0.36 | 14 | 119 | 25 |  | Fixed | Roof
Solar Registration Program | NJSRRE1540913421 | Franklin Lakes | 7417 | 7 | 22.32 | Residential | No | Behind the Meter | Ampericon | PSE&G | Accepted | 2019-05-01 | 2019-05-06 | 2020-05-06 | EnPhase | IQ7 | Inverters | 295 |  | 62 |  |  | 0.965 |  | Other | Roof
Solar Registration Program | NJSRRE1542377442 | Milford | 8848 | 4 | 22.32 | Residential | Yes | Behind the Meter | Solar Energy World | JCP&L | Accepted | 2019-09-10 | 2019-09-12 | 2020-09-12 | LONGi Green Energy Technology | LR6-60PE-310M | Solar Panels |  | 0.31 | 72 | 126 | 18 |  | Fixed | Roof
Solar Registration Program | NJSRRE1542377442 | Milford | 8848 | 4 | 22.32 | Residential | Yes | Behind the Meter | Solar Energy World | JCP&L | Accepted | 2019-09-10 | 2019-09-12 | 2020-09-12 | Solar Edge | SE7600H-USRGM | Inverters | 7600 |  | 1 |  |  | 0.98 |  | Outside | near meter
Solar Registration Program | NJSRRE1542377442 | Milford | 8848 | 4 | 22.32 | Residential | Yes | Behind the Meter | Solar Energy World | JCP&L | Accepted | 2019-09-10 | 2019-09-12 | 2020-09-12 | Solar Edge | SE3000H-USRGM | Inverters | 3000 |  | 1 |  |  | 0.977 |  | Outside | near meter
Solar Registration Program | NJSRRE1542839759 | Salem | 8079 | 16 | 22.32 | Residential | No | Behind the Meter | RCL Enterprises Inc. | AC Electric | Accepted | 2019-10-31 | 2019-11-04 | 2020-11-04 | Enphase | IQ7 | Inverters | 17280 |  | 72 |  |  | 0.96 |  | Outdoor | under panel
Solar Registration Program | NJSRRE1542839759 | Salem | 8079 | 16 | 22.32 | Residential | No | Behind the Meter | RCL Enterprises Inc. | AC Electric | Accepted | 2019-10-31 | 2019-11-04 | 2020-11-04 | Trina | TSM310DD05H | Solar Panels |  | 0.31 | 72 | 180 | 25 |  | Fixed | Ground
Solar Registration Program | NJSRRE1543505656 | Gibbstown | 8027 | 15 | 22.32 | Residential | No | Behind the Meter | Orbit Energy & Power, LLC | AC Electric | Accepted | 2019-12-10 | 2019-12-12 | 2020-12-12 | Trina Solar | TSM-DD05A.08(II) 310w | Solar Panels |  | 0.31 | 72 | 180 | 27 |  | Fixed | Roof
Solar Registration Program | NJSRRE1543505656 | Gibbstown | 8027 | 15 | 22.32 | Residential | No | Behind the Meter | Orbit Energy & Power, LLC | AC Electric | Accepted | 2019-12-10 | 2019-12-12 | 2020-12-12 | Enphase | IQ7-60-2-US | Inverters | 0.24 |  | 72 |  |  | 0.99 |  | Outside | Roof
Solar Registration Program | NJSRRE1543441774 | Springfield Township | 7081 | 10 | 22.33 | Residential | Yes | Behind the Meter | Sunrun Installation Services, Inc. | JCP&L | Accepted | 2019-11-25 | 2019-11-27 | 2020-11-27 | REC Solar | REC290TP2 BLK | Solar Panels |  | 0.29 | 9 | 312 | 27 |  | Fixed | Roof
Solar Registration Program | NJSRRE1543441774 | Springfield Township | 7081 | 10 | 22.33 | Residential | Yes | Behind the Meter | Sunrun Installation Services, Inc. | JCP&L | Accepted | 2019-11-25 | 2019-11-27 | 2020-11-27 | REC Solar | REC290TP2 BLK | Solar Panels |  | 0.29 | 11 | 132 | 27 |  | Fixed | Roof
Solar Registration Program | NJSRRE1543441774 | Springfield Township | 7081 | 10 | 22.33 | Residential | Yes | Behind the Meter | Sunrun Installation Services, Inc. | JCP&L | Accepted | 2019-11-25 | 2019-11-27 | 2020-11-27 | REC Solar | REC290TP2 BLK | Solar Panels |  | 0.29 | 24 | 41 | 18 |  | Fixed | Roof
Solar Registration Program | NJSRRE1543441774 | Springfield Township | 7081 | 10 | 22.33 | Residential | Yes | Behind the Meter | Sunrun Installation Services, Inc. | JCP&L | Accepted | 2019-11-25 | 2019-11-27 | 2020-11-27 | REC Solar | REC290TP2 BLK | Solar Panels |  | 0.29 | 33 | 221 | 18 |  | Fixed | Roof
Solar Registration Program | NJSRRE1543441774 | Springfield Township | 7081 | 10 | 22.33 | Residential | Yes | Behind the Meter | Sunrun Installation Services, Inc. | JCP&L | Accepted | 2019-11-25 | 2019-11-27 | 2020-11-27 | Enphase Energy | IQ7-60-x-US (240V) | Inverters | 240 |  | 77 |  |  | 0.96 |  | Outdoor | Rooftop
Solar Registration Program | NJSRRE1540908889 | Williamstown | 8094 | 15 | 22.37 | Residential | Yes | Behind the Meter | Pro Custom Solar dba Momentum Solar | AC Electric | Accepted | 2019-04-30 | 2019-05-02 | 2020-05-02 | HANWHA | Q.PEAK DUO BLK-G5 315 | Solar Panels |  | 0.315 | 19 | 86 | 15 |  | Fixed | Roof
Solar Registration Program | NJSRRE1540908889 | Williamstown | 8094 | 15 | 22.37 | Residential | Yes | Behind the Meter | Pro Custom Solar dba Momentum Solar | AC Electric | Accepted | 2019-04-30 | 2019-05-02 | 2020-05-02 | HANWHA | Q.PEAK DUO BLK-G5 315 | Solar Panels |  | 0.315 | 28 | 266 | 15 |  | Fixed | Roof
Solar Registration Program | NJSRRE1540908889 | Williamstown | 8094 | 15 | 22.37 | Residential | Yes | Behind the Meter | Pro Custom Solar dba Momentum Solar | AC Electric | Accepted | 2019-04-30 | 2019-05-02 | 2020-05-02 | HANWHA | Q.PEAK DUO BLK-G5 315 | Solar Panels |  | 0.315 | 8 | 175 | 15 |  | Fixed | Roof
Solar Registration Program | NJSRRE1540908889 | Williamstown | 8094 | 15 | 22.37 | Residential | Yes | Behind the Meter | Pro Custom Solar dba Momentum Solar | AC Electric | Accepted | 2019-04-30 | 2019-05-02 | 2020-05-02 | HANWHA | Q.PEAK DUO BLK-G5 315 | Solar Panels |  | 0.315 | 16 | 355 | 9 |  | Fixed | Roof
Solar Registration Program | NJSRRE1540908889 | Williamstown | 8094 | 15 | 22.37 | Residential | Yes | Behind the Meter | Pro Custom Solar dba Momentum Solar | AC Electric | Accepted | 2019-04-30 | 2019-05-02 | 2020-05-02 | ENPHASE | IQ7-60-2-US | Inverters | 250 |  | 71 |  |  | 0.97 |  | Outdoor | ROOF
Solar Registration Program | NJSRRE1541708859 | TRENTON | 8619 | 12 | 22.37 | Residential | Yes | Behind the Meter |  | PSE&G | Accepted | 2019-07-26 | 2019-07-31 | 2020-07-31 | HANWHA | Q.PEAK DUO BLK-G5 315 | Solar Panels |  | 0.315 | 38 | 230 | 18 |  | Fixed | Roof
Solar Registration Program | NJSRRE1541708859 | TRENTON | 8619 | 12 | 22.37 | Residential | Yes | Behind the Meter |  | PSE&G | Accepted | 2019-07-26 | 2019-07-31 | 2020-07-31 | HANWHA | Q.PEAK DUO BLK-G5 315 | Solar Panels |  | 0.315 | 33 | 50 | 16 |  | Fixed | Roof
Solar Registration Program | NJSRRE1541708859 | TRENTON | 8619 | 12 | 22.37 | Residential | Yes | Behind the Meter |  | PSE&G | Accepted | 2019-07-26 | 2019-07-31 | 2020-07-31 | ENPHASE ENERGY | IQ7-60-2-US | Inverters | 250 |  | 71 |  |  | 0.97 |  | Outdoor | Roof
Solar Registration Program | NJSRRE1542433947 | Morristown | 7960 | 3 | 22.37 | Residential | No | Behind the Meter | Maier Solar Engineering dba Solar Me | JCP&L | Accepted | 2019-09-25 | 2019-09-27 | 2020-09-27 | Hanwha | Q.Peak DUO G5 315W | Solar Panels |  | 0.315 | 10 | 266 | 30 |  | Fixed | Roof
Solar Registration Program | NJSRRE1542433947 | Morristown | 7960 | 3 | 22.37 | Residential | No | Behind the Meter | Maier Solar Engineering dba Solar Me | JCP&L | Accepted | 2019-09-25 | 2019-09-27 | 2020-09-27 | Hanwha | Q.Peak DUO G5 315W | Solar Panels |  | 0.315 | 32 | 119 | 20 |  | Fixed | Roof
Solar Registration Program | NJSRRE1542433947 | Morristown | 7960 | 3 | 22.37 | Residential | No | Behind the Meter | Maier Solar Engineering dba Solar Me | JCP&L | Accepted | 2019-09-25 | 2019-09-27 | 2020-09-27 | Hanwha | Q.Peak DUO G5 315W | Solar Panels |  | 0.315 | 9 | 299 | 20 |  | Fixed | Roof
Solar Registration Program | NJSRRE1542433947 | Morristown | 7960 | 3 | 22.37 | Residential | No | Behind the Meter | Maier Solar Engineering dba Solar Me | JCP&L | Accepted | 2019-09-25 | 2019-09-27 | 2020-09-27 | Hanwha | Q.Peak DUO G5 315W | Solar Panels |  | 0.315 | 5 | 5 | 20 |  | Fixed | Roof
Solar Registration Program | NJSRRE1542433947 | Morristown | 7960 | 3 | 22.37 | Residential | No | Behind the Meter | Maier Solar Engineering dba Solar Me | JCP&L | Accepted | 2019-09-25 | 2019-09-27 | 2020-09-27 | Hanwha | Q.Peak DUO G5 315W | Solar Panels |  | 0.315 | 15 | 86 | 30 |  | Fixed | Roof
Solar Registration Program | NJSRRE1542433947 | Morristown | 7960 | 3 | 22.37 | Residential | No | Behind the Meter | Maier Solar Engineering dba Solar Me | JCP&L | Accepted | 2019-09-25 | 2019-09-27 | 2020-09-27 | IQ7 | IQ7 240W | Inverters | 240 |  | 71 |  |  | 0.96 |  | Outdoor | Next to meter
Solar Registration Program | NJSRRE1543433928 | Lanoka Harbor | 8734 | 18 | 22.37 | Residential | Yes | Behind the Meter | Trinity Solar | JCP&L | Accepted | 2019-11-21 | 2019-11-25 | 2020-11-25 | HANWHA | Q.PEAK DUO BLK-G5 315 | Solar Panels |  | 0.315 | 7 | 232 | 34 |  | Fixed | Roof
Solar Registration Program | NJSRRE1543433928 | Lanoka Harbor | 8734 | 18 | 22.37 | Residential | Yes | Behind the Meter | Trinity Solar | JCP&L | Accepted | 2019-11-21 | 2019-11-25 | 2020-11-25 | HANWHA | Q.PEAK DUO BLK-G5 315 | Solar Panels |  | 0.315 | 3 | 142 | 45 |  | Fixed | Roof
Solar Registration Program | NJSRRE1543433928 | Lanoka Harbor | 8734 | 18 | 22.37 | Residential | Yes | Behind the Meter | Trinity Solar | JCP&L | Accepted | 2019-11-21 | 2019-11-25 | 2020-11-25 | HANWHA | Q.PEAK DUO BLK-G5 315 | Solar Panels |  | 0.315 | 31 | 52 | 34 |  | Fixed | Roof
Solar Registration Program | NJSRRE1543433928 | Lanoka Harbor | 8734 | 18 | 22.37 | Residential | Yes | Behind the Meter | Trinity Solar | JCP&L | Accepted | 2019-11-21 | 2019-11-25 | 2020-11-25 | HANWHA | Q.PEAK DUO BLK-G5 315 | Solar Panels |  | 0.315 | 30 | 232 | 34 |  | Fixed | Roof
Solar Registration Program | NJSRRE1543433928 | Lanoka Harbor | 8734 | 18 | 22.37 | Residential | Yes | Behind the Meter | Trinity Solar | JCP&L | Accepted | 2019-11-21 | 2019-11-25 | 2020-11-25 | Solar Edge | SE7600H-US000BNC4 | Inverters | 7600 |  | 1 |  |  | 0.97 |  | Outdoor | side of home
Solar Registration Program | NJSRRE1543433928 | Lanoka Harbor | 8734 | 18 | 22.37 | Residential | Yes | Behind the Meter | Trinity Solar | JCP&L | Accepted | 2019-11-21 | 2019-11-25 | 2020-11-25 | Solar Edge | SE10000H-US000BNC4 | Inverters | 10000 |  | 1 |  |  | 0.97 |  | Outdoor | side of home
Solar Registration Program | NJSRRE1543820038 | New Gretna | 8224 | 13 | 22.37 | Residential | Yes | Behind the Meter | Suntuity Solar LLC | AC Electric | Accepted | 2019-12-26 | 2019-12-31 | 2020-12-31 | Hanwha Q-Cells | Q.PEAK DUO BLK-G5 | Solar Panels |  | 0.315 | 16 | 243 | 23 |  | Fixed | Roof
Solar Registration Program | NJSRRE1543820038 | New Gretna | 8224 | 13 | 22.37 | Residential | Yes | Behind the Meter | Suntuity Solar LLC | AC Electric | Accepted | 2019-12-26 | 2019-12-31 | 2020-12-31 | Hanwha Q-Cells | Q.PEAK DUO BLK-G5 | Solar Panels |  | 0.315 | 17 | 63 | 23 |  | Fixed | Roof
Solar Registration Program | NJSRRE1543820038 | New Gretna | 8224 | 13 | 22.37 | Residential | Yes | Behind the Meter | Suntuity Solar LLC | AC Electric | Accepted | 2019-12-26 | 2019-12-31 | 2020-12-31 | Hanwha Q-Cells | Q.PEAK DUO BLK-G5 | Solar Panels |  | 0.315 | 14 | 333 | 23 |  | Fixed | Roof
Solar Registration Program | NJSRRE1543820038 | New Gretna | 8224 | 13 | 22.37 | Residential | Yes | Behind the Meter | Suntuity Solar LLC | AC Electric | Accepted | 2019-12-26 | 2019-12-31 | 2020-12-31 | Hanwha Q-Cells | Q.PEAK DUO BLK-G5 | Solar Panels |  | 0.315 | 24 | 153 | 23 |  | Fixed | Roof
Solar Registration Program | NJSRRE1543820038 | New Gretna | 8224 | 13 | 22.37 | Residential | Yes | Behind the Meter | Suntuity Solar LLC | AC Electric | Accepted | 2019-12-26 | 2019-12-31 | 2020-12-31 | Enphase Energy | IQ7-60-2-US | Inverters | 240 |  | 71 |  |  | 0.97 |  | Outdoor | Behind the PV Modules
Solar Registration Program | NJSRRE1543430532 | Forked River | 8731 | 18 | 22.4 | Residential | No | Behind the Meter | Morgan Associates and Consulting LLC | JCP&L | Accepted | 2019-11-21 | 2019-11-25 | 2020-11-25 | LG | 320 LG | Solar Panels |  | 0.32 | 70 | 162 | 14 |  | Fixed | Roof
Solar Registration Program | NJSRRE1543430532 | Forked River | 8731 | 18 | 22.4 | Residential | No | Behind the Meter | Morgan Associates and Consulting LLC | JCP&L | Accepted | 2019-11-21 | 2019-11-25 | 2020-11-25 | SolarEdge | 10KW | Inverters | 10000 |  | 2 |  |  | 0.99 |  | Outdoor | Side of house
Solar Registration Program | NJSRRE1543436826 | Egg Harbor Township | 8234 | 19 | 22.4 | Residential | No | Behind the Meter | Castle Energy, LLC | AC Electric | Accepted | 2019-11-22 | 2019-11-26 | 2020-11-26 | Hanwha Q-Cells | Q.Peak DUO-G5 320 | Solar Panels |  | 0.32 | 2 | 108 | 22 |  | Fixed | Roof
Solar Registration Program | NJSRRE1543436826 | Egg Harbor Township | 8234 | 19 | 22.4 | Residential | No | Behind the Meter | Castle Energy, LLC | AC Electric | Accepted | 2019-11-22 | 2019-11-26 | 2020-11-26 | Hanwha Q-Cells | Q.Peak DUO-G5 320 | Solar Panels |  | 0.32 | 24 | 107 | 20 |  | Fixed | Roof
Solar Registration Program | NJSRRE1543436826 | Egg Harbor Township | 8234 | 19 | 22.4 | Residential | No | Behind the Meter | Castle Energy, LLC | AC Electric | Accepted | 2019-11-22 | 2019-11-26 | 2020-11-26 | Hanwha Q-Cells | Q.Peak DUO-G5 320 | Solar Panels |  | 0.32 | 2 | 288 | 22 |  | Fixed | Roof
Solar Registration Program | NJSRRE1543436826 | Egg Harbor Township | 8234 | 19 | 22.4 | Residential | No | Behind the Meter | Castle Energy, LLC | AC Electric | Accepted | 2019-11-22 | 2019-11-26 | 2020-11-26 | Hanwha Q-Cells | Q.Peak DUO-G5 320 | Solar Panels |  | 0.32 | 19 | 287 | 20 |  | Fixed | Roof
Solar Registration Program | NJSRRE1543436826 | Egg Harbor Township | 8234 | 19 | 22.4 | Residential | No | Behind the Meter | Castle Energy, LLC | AC Electric | Accepted | 2019-11-22 | 2019-11-26 | 2020-11-26 | Hanwha Q-Cells | Q.Peak DUO-G5 320 | Solar Panels |  | 0.32 | 23 | 198 | 20 |  | Fixed | Roof
Solar Registration Program | NJSRRE1543436826 | Egg Harbor Township | 8234 | 19 | 22.4 | Residential | No | Behind the Meter | Castle Energy, LLC | AC Electric | Accepted | 2019-11-22 | 2019-11-26 | 2020-11-26 | Enphase Energy | IQ7-60-2-US | Inverters | 240 |  | 70 |  |  | 0.967 |  | Outside | on the rooftop under each solar panel
Solar Registration Program | NJSRRE1542605262 | Momentum | 7960 | 3 | 22.43 | Residential | Yes | Behind the Meter | Pro Custom Solar dba Momentum Solar | JCP&L | Accepted | 2019-10-25 | 2019-10-29 | 2020-10-29 | LG Electronics | LG 345N1C-V5 | Solar Panels |  | 0.345 | 17 | 199 | 8 |  | Fixed | Roof
Solar Registration Program | NJSRRE1542605262 | Momentum | 7960 | 3 | 22.43 | Residential | Yes | Behind the Meter | Pro Custom Solar dba Momentum Solar | JCP&L | Accepted | 2019-10-25 | 2019-10-29 | 2020-10-29 | LG Electronics | LG 345N1C-V5 | Solar Panels |  | 0.345 | 7 | 109 | 8 |  | Fixed | Roof
Solar Registration Program | NJSRRE1542605262 | Momentum | 7960 | 3 | 22.43 | Residential | Yes | Behind the Meter | Pro Custom Solar dba Momentum Solar | JCP&L | Accepted | 2019-10-25 | 2019-10-29 | 2020-10-29 | LG Electronics | LG 345N1C-V5 | Solar Panels |  | 0.345 | 15 | 289 | 8 |  | Fixed | Roof
Solar Registration Program | NJSRRE1542605262 | Momentum | 7960 | 3 | 22.43 | Residential | Yes | Behind the Meter | Pro Custom Solar dba Momentum Solar | JCP&L | Accepted | 2019-10-25 | 2019-10-29 | 2020-10-29 | LG Electronics | LG 345N1C-V5 | Solar Panels |  | 0.345 | 18 | 19 | 8 |  | Fixed | Roof
Solar Registration Program | NJSRRE1542605262 | Momentum | 7960 | 3 | 22.43 | Residential | Yes | Behind the Meter | Pro Custom Solar dba Momentum Solar | JCP&L | Accepted | 2019-10-25 | 2019-10-29 | 2020-10-29 | LG Electronics | LG 345N1C-V5 | Solar Panels |  | 0.345 | 8 | 19 | 8 |  | Fixed | Roof
Solar Registration Program | NJSRRE1542605262 | Momentum | 7960 | 3 | 22.43 | Residential | Yes | Behind the Meter | Pro Custom Solar dba Momentum Solar | JCP&L | Accepted | 2019-10-25 | 2019-10-29 | 2020-10-29 | Enphase Energy | IQ7PLUS-72-2-US | Inverters | 295 |  | 65 |  |  | 0.97 |  | Outdoor | Roof
Solar Registration Program | NJSRRE1541871885 | Whitehouse Station | 8889 | 4 | 22.45 | Residential | Yes | Behind the Meter | Pro Custom Solar dba Momentum Solar | JCP&L | Accepted | 2019-08-21 | 2019-08-26 | 2020-08-26 | LG ELECTRONICS | LG 335N1C-V5 | Solar Panels |  | 0.335 | 9 | 218 | 30 |  | Fixed | Roof
Solar Registration Program | NJSRRE1541871885 | Whitehouse Station | 8889 | 4 | 22.45 | Residential | Yes | Behind the Meter | Pro Custom Solar dba Momentum Solar | JCP&L | Accepted | 2019-08-21 | 2019-08-26 | 2020-08-26 | LG ELECTRONICS | LG 335N1C-V5 | Solar Panels |  | 0.335 | 11 | 128 | 30 |  | Fixed | Roof
Solar Registration Program | NJSRRE1541871885 | Whitehouse Station | 8889 | 4 | 22.45 | Residential | Yes | Behind the Meter | Pro Custom Solar dba Momentum Solar | JCP&L | Accepted | 2019-08-21 | 2019-08-26 | 2020-08-26 | LG ELECTRONICS | LG 335N1C-V5 | Solar Panels |  | 0.335 | 5 | 218 | 31 |  | Fixed | Roof
Solar Registration Program | NJSRRE1541871885 | Whitehouse Station | 8889 | 4 | 22.45 | Residential | Yes | Behind the Meter | Pro Custom Solar dba Momentum Solar | JCP&L | Accepted | 2019-08-21 | 2019-08-26 | 2020-08-26 | LG ELECTRONICS | LG 335N1C-V5 | Solar Panels |  | 0.335 | 4 | 128 | 30 |  | Fixed | Roof
Solar Registration Program | NJSRRE1541871885 | Whitehouse Station | 8889 | 4 | 22.45 | Residential | Yes | Behind the Meter | Pro Custom Solar dba Momentum Solar | JCP&L | Accepted | 2019-08-21 | 2019-08-26 | 2020-08-26 | LG ELECTRONICS | LG 335N1C-V5 | Solar Panels |  | 0.335 | 30 | 215 | 22 |  | Fixed | Roof
Solar Registration Program | NJSRRE1541871885 | Whitehouse Station | 8889 | 4 | 22.45 | Residential | Yes | Behind the Meter | Pro Custom Solar dba Momentum Solar | JCP&L | Accepted | 2019-08-21 | 2019-08-26 | 2020-08-26 | LG ELECTRONICS | LG 335N1C-V5 | Solar Panels |  | 0.335 | 8 | 216 | 20 |  | Fixed | Roof
Solar Registration Program | NJSRRE1541871885 | Whitehouse Station | 8889 | 4 | 22.45 | Residential | Yes | Behind the Meter | Pro Custom Solar dba Momentum Solar | JCP&L | Accepted | 2019-08-21 | 2019-08-26 | 2020-08-26 | Enphase Energy | IQ7-60-2-US | Inverters | 250 |  | 67 |  |  | 0.97 |  | Outdoor | Roof
Solar Registration Program | NJSRRE1542395251 | Lakewood | 8701 | 18 | 22.5 | Residential | Yes | Behind the Meter | Powerlutions | JCP&L | Accepted | 2019-09-13 | 2019-09-17 | 2020-09-17 | Trina | TSM-300 DD05A | Solar Panels |  | 0.3 | 11 | 207 | 35 |  | Fixed | Roof
Solar Registration Program | NJSRRE1542395251 | Lakewood | 8701 | 18 | 22.5 | Residential | Yes | Behind the Meter | Powerlutions | JCP&L | Accepted | 2019-09-13 | 2019-09-17 | 2020-09-17 | Trina | TSM-300 DD05A | Solar Panels |  | 0.3 | 2 | 207 | 35 |  | Fixed | Roof
Solar Registration Program | NJSRRE1542395251 | Lakewood | 8701 | 18 | 22.5 | Residential | Yes | Behind the Meter | Powerlutions | JCP&L | Accepted | 2019-09-13 | 2019-09-17 | 2020-09-17 | Trina | TSM-300 DD05A | Solar Panels |  | 0.3 | 5 | 117 | 35 |  | Fixed | Roof
Solar Registration Program | NJSRRE1542395251 | Lakewood | 8701 | 18 | 22.5 | Residential | Yes | Behind the Meter | Powerlutions | JCP&L | Accepted | 2019-09-13 | 2019-09-17 | 2020-09-17 | Trina | TSM-300 DD05A | Solar Panels |  | 0.3 | 15 | 117 | 35 |  | Fixed | Roof
Solar Registration Program | NJSRRE1542395251 | Lakewood | 8701 | 18 | 22.5 | Residential | Yes | Behind the Meter | Powerlutions | JCP&L | Accepted | 2019-09-13 | 2019-09-17 | 2020-09-17 | Trina | TSM-300 DD05A | Solar Panels |  | 0.3 | 42 | 117 | 35 |  | Fixed | Roof
Solar Registration Program | NJSRRE1542395251 | Lakewood | 8701 | 18 | 22.5 | Residential | Yes | Behind the Meter | Powerlutions | JCP&L | Accepted | 2019-09-13 | 2019-09-17 | 2020-09-17 | SolarEdge | SE10000-US | Inverters | 10 |  | 1 |  |  | 0.99 |  | Outdoor | Near Meter
Solar Registration Program | NJSRRE1542395251 | Lakewood | 8701 | 18 | 22.5 | Residential | Yes | Behind the Meter | Powerlutions | JCP&L | Accepted | 2019-09-13 | 2019-09-17 | 2020-09-17 | SolarEdge | SE 7600-US | Inverters | 7.6 |  | 1 |  |  | 0.99 |  | Outdoor | Near Meter
Solar Registration Program | NJSRRE1541637456 | Cedarbrook | 8081 | 14 | 22.56 | Residential | Yes | Behind the Meter | Vision Solar LLC | AC Electric | Accepted | 2019-07-12 | 2019-07-16 | 2020-07-16 | sunpower | e20-327-e-ac | Solar Panels |  | 0.327 | 18 | 334 | 18 |  | Fixed | Roof
Solar Registration Program | NJSRRE1541637456 | Cedarbrook | 8081 | 14 | 22.56 | Residential | Yes | Behind the Meter | Vision Solar LLC | AC Electric | Accepted | 2019-07-12 | 2019-07-16 | 2020-07-16 | sunpower | e20-327-e-ac | Solar Panels |  | 0.327 | 47 | 154 | 25 |  | Fixed | Roof
Solar Registration Program | NJSRRE1541637456 | Cedarbrook | 8081 | 14 | 22.56 | Residential | Yes | Behind the Meter | Vision Solar LLC | AC Electric | Accepted | 2019-07-12 | 2019-07-16 | 2020-07-16 | sunpower | e20-327-e-ac | Solar Panels |  | 0.327 | 4 | 244 | 25 |  | Fixed | Roof
Solar Registration Program | NJSRRE1541637456 | Cedarbrook | 8081 | 14 | 22.56 | Residential | Yes | Behind the Meter | Vision Solar LLC | AC Electric | Accepted | 2019-07-12 | 2019-07-16 | 2020-07-16 | sunpower | e20-327-e-ac | Inverters | 0.32 |  | 69 |  |  | 0.96 |  | Other | behind panels
Solar Registration Program | NJSRRE1540969449 | South Plainfield Boro | 7080 | 11 | 22.62 | Residential | Yes | Behind the Meter | Sunrun Installation Services, Inc. | PSE&G | Accepted | 2019-05-08 | 2019-05-10 | 2020-05-10 | REC Solar | REC290TP2 BLK | Solar Panels |  | 0.29 | 50 | 85 | 18 |  | Fixed | Roof
Solar Registration Program | NJSRRE1540969449 | South Plainfield Boro | 7080 | 11 | 22.62 | Residential | Yes | Behind the Meter | Sunrun Installation Services, Inc. | PSE&G | Accepted | 2019-05-08 | 2019-05-10 | 2020-05-10 | REC Solar | REC290TP2 BLK | Solar Panels |  | 0.29 | 28 | 265 | 18 |  | Fixed | Roof
Solar Registration Program | NJSRRE1540969449 | South Plainfield Boro | 7080 | 11 | 22.62 | Residential | Yes | Behind the Meter | Sunrun Installation Services, Inc. | PSE&G | Accepted | 2019-05-08 | 2019-05-10 | 2020-05-10 | SolarEdge Technologies | SE11400H-USRGM | Inverters | 11400 |  | 1 |  |  | 0.96 |  | Outdoor | Next To Meter
Solar Registration Program | NJSRRE1540969449 | South Plainfield Boro | 7080 | 11 | 22.62 | Residential | Yes | Behind the Meter | Sunrun Installation Services, Inc. | PSE&G | Accepted | 2019-05-08 | 2019-05-10 | 2020-05-10 | SolarEdge Technologies | SE7600H-USRGM | Inverters | 7600 |  | 1 |  |  | 0.96 |  | Outdoor | Next To Meter
Solar Registration Program | NJSRRE1543523923 | West End | 7740 | 17 | 22.62 | Residential | Yes | Behind the Meter | Sunrun Installation Services, Inc. | JCP&L | Accepted | 2019-12-12 | 2019-12-17 | 2020-12-17 | REC Solar | REC290TP2 BLK | Solar Panels |  | 0.29 | 7 | 272 | 19 |  | Fixed | Roof
Solar Registration Program | NJSRRE1543523923 | West End | 7740 | 17 | 22.62 | Residential | Yes | Behind the Meter | Sunrun Installation Services, Inc. | JCP&L | Accepted | 2019-12-12 | 2019-12-17 | 2020-12-17 | REC Solar | REC290TP2 BLK | Solar Panels |  | 0.29 | 23 | 91 | 18 |  | Fixed | Roof
Solar Registration Program | NJSRRE1543523923 | West End | 7740 | 17 | 22.62 | Residential | Yes | Behind the Meter | Sunrun Installation Services, Inc. | JCP&L | Accepted | 2019-12-12 | 2019-12-17 | 2020-12-17 | REC Solar | REC290TP2 BLK | Solar Panels |  | 0.29 | 20 | 91 | 18 |  | Fixed | Roof
Solar Registration Program | NJSRRE1543523923 | West End | 7740 | 17 | 22.62 | Residential | Yes | Behind the Meter | Sunrun Installation Services, Inc. | JCP&L | Accepted | 2019-12-12 | 2019-12-17 | 2020-12-17 | REC Solar | REC290TP2 BLK | Solar Panels |  | 0.29 | 10 | 91 | 18 |  | Fixed | Roof
Solar Registration Program | NJSRRE1543523923 | West End | 7740 | 17 | 22.62 | Residential | Yes | Behind the Meter | Sunrun Installation Services, Inc. | JCP&L | Accepted | 2019-12-12 | 2019-12-17 | 2020-12-17 | REC Solar | REC290TP2 BLK | Solar Panels |  | 0.29 | 9 | 1 | 18 |  | Fixed | Roof
Solar Registration Program | NJSRRE1543523923 | West End | 7740 | 17 | 22.62 | Residential | Yes | Behind the Meter | Sunrun Installation Services, Inc. | JCP&L | Accepted | 2019-12-12 | 2019-12-17 | 2020-12-17 | REC Solar | REC290TP2 BLK | Solar Panels |  | 0.29 | 9 | 181 | 18 |  | Fixed | Roof
Solar Registration Program | NJSRRE1543523923 | West End | 7740 | 17 | 22.62 | Residential | Yes | Behind the Meter | Sunrun Installation Services, Inc. | JCP&L | Accepted | 2019-12-12 | 2019-12-17 | 2020-12-17 | Delta Electronics | M4-TL-US | Inverters | 3840 |  | 1 |  |  | 0.96 |  | Outdoor | Next To Meter
Solar Registration Program | NJSRRE1543523923 | West End | 7740 | 17 | 22.62 | Residential | Yes | Behind the Meter | Sunrun Installation Services, Inc. | JCP&L | Accepted | 2019-12-12 | 2019-12-17 | 2020-12-17 | Delta Electronics | M10-TL-US | Inverters | 9600 |  | 2 |  |  | 0.96 |  | Outdoor | Next To Meter
Solar Registration Program | NJSRRE1541705366 | Phillipsburg | 8865 | 2 | 22.63 | Residential | Yes | Behind the Meter | Suntuity Solar LLC | JCP&L | Accepted | 2019-07-26 | 2019-07-31 | 2020-07-31 | Yingli Green Energy | YL310D-30b | Solar Panels |  | 0.31 | 19 | 234 | 18 |  | Fixed | Roof
Solar Registration Program | NJSRRE1541705366 | Phillipsburg | 8865 | 2 | 22.63 | Residential | Yes | Behind the Meter | Suntuity Solar LLC | JCP&L | Accepted | 2019-07-26 | 2019-07-31 | 2020-07-31 | Yingli Green Energy | YL310D-30b | Solar Panels |  | 0.31 | 13 | 234 | 18 |  | Fixed | Roof
Solar Registration Program | NJSRRE1541705366 | Phillipsburg | 8865 | 2 | 22.63 | Residential | Yes | Behind the Meter | Suntuity Solar LLC | JCP&L | Accepted | 2019-07-26 | 2019-07-31 | 2020-07-31 | Yingli Green Energy | YL310D-30b | Solar Panels |  | 0.31 | 2 | 144 | 18 |  | Fixed | Roof
Solar Registration Program | NJSRRE1541705366 | Phillipsburg | 8865 | 2 | 22.63 | Residential | Yes | Behind the Meter | Suntuity Solar LLC | JCP&L | Accepted | 2019-07-26 | 2019-07-31 | 2020-07-31 | Yingli Green Energy | YL310D-30b | Solar Panels |  | 0.31 | 11 | 144 | 23 |  | Fixed | Roof
Solar Registration Program | NJSRRE1541705366 | Phillipsburg | 8865 | 2 | 22.63 | Residential | Yes | Behind the Meter | Suntuity Solar LLC | JCP&L | Accepted | 2019-07-26 | 2019-07-31 | 2020-07-31 | Yingli Green Energy | YL310D-30b | Solar Panels |  | 0.31 | 28 | 54 | 18 |  | Fixed | Roof
Solar Registration Program | NJSRRE1541705366 | Phillipsburg | 8865 | 2 | 22.63 | Residential | Yes | Behind the Meter | Suntuity Solar LLC | JCP&L | Accepted | 2019-07-26 | 2019-07-31 | 2020-07-31 | Enphase Energy | IQ7-60-2-US | Inverters | 240 |  | 73 |  |  | 0.97 |  | Outdoor | Behind the PV Modules
Solar Registration Program | NJSRRE1541041334 | North Bergen | 7047 | 8 | 22.68 | Residential | Yes | Behind the Meter | Pro Custom Solar dba Momentum Solar | PSE&G | Accepted | 2019-05-24 | 2019-05-30 | 2020-05-30 | HANWHA | Q.PEAK DUO BLK-G5 315 | Solar Panels |  | 0.315 | 33 | 215 | 19 |  | Fixed | Roof
Solar Registration Program | NJSRRE1541041334 | North Bergen | 7047 | 8 | 22.68 | Residential | Yes | Behind the Meter | Pro Custom Solar dba Momentum Solar | PSE&G | Accepted | 2019-05-24 | 2019-05-30 | 2020-05-30 | HANWHA | Q.PEAK DUO BLK-G5 315 | Solar Panels |  | 0.315 | 6 | 125 | 18 |  | Fixed | Roof
Solar Registration Program | NJSRRE1541041334 | North Bergen | 7047 | 8 | 22.68 | Residential | Yes | Behind the Meter | Pro Custom Solar dba Momentum Solar | PSE&G | Accepted | 2019-05-24 | 2019-05-30 | 2020-05-30 | HANWHA | Q.PEAK DUO BLK-G5 315 | Solar Panels |  | 0.315 | 33 | 35 | 18 |  | Fixed | Roof
Solar Registration Program | NJSRRE1541041334 | North Bergen | 7047 | 8 | 22.68 | Residential | Yes | Behind the Meter | Pro Custom Solar dba Momentum Solar | PSE&G | Accepted | 2019-05-24 | 2019-05-30 | 2020-05-30 | ENPHASE | IQ6-60-2-USAC | Inverters | 240 |  | 72 |  |  | 0.97 |  | Outdoor | ROOF
Solar Registration Program | NJSRRE1541413430 | Andover | 7821 | 1 | 22.68 | Residential | Yes | Behind the Meter | Sunrun Installation Services, Inc. | JCP&L | Accepted | 2019-06-15 | 2019-06-19 | 2020-06-19 | LG Electronics | LG360Q1C-A5 | Solar Panels |  | 0.36 | 32 | 133 | 18 |  | Fixed | Roof
Solar Registration Program | NJSRRE1541413430 | Andover | 7821 | 1 | 22.68 | Residential | Yes | Behind the Meter | Sunrun Installation Services, Inc. | JCP&L | Accepted | 2019-06-15 | 2019-06-19 | 2020-06-19 | LG Electronics | LG360Q1C-A5 | Solar Panels |  | 0.36 | 25 | 313 | 18 |  | Fixed | Roof
Solar Registration Program | NJSRRE1541413430 | Andover | 7821 | 1 | 22.68 | Residential | Yes | Behind the Meter | Sunrun Installation Services, Inc. | JCP&L | Accepted | 2019-06-15 | 2019-06-19 | 2020-06-19 | LG Electronics | LG360Q1C-A5 | Solar Panels |  | 0.36 | 6 | 313 | 18 |  | Fixed | Roof
Solar Registration Program | NJSRRE1541413430 | Andover | 7821 | 1 | 22.68 | Residential | Yes | Behind the Meter | Sunrun Installation Services, Inc. | JCP&L | Accepted | 2019-06-15 | 2019-06-19 | 2020-06-19 | Ningbo Ginlong Technologies | Solis-1P3.6K-4G-US | Inverters | 3600 |  | 1 |  |  | 0.96 |  | Outdoor | Next To Meter
Solar Registration Program | NJSRRE1541413430 | Andover | 7821 | 1 | 22.68 | Residential | Yes | Behind the Meter | Sunrun Installation Services, Inc. | JCP&L | Accepted | 2019-06-15 | 2019-06-19 | 2020-06-19 | Ningbo Ginlong Technologies | Solis-1P10K-4G-US | Inverters | 10000 |  | 2 |  |  | 0.96 |  | Outdoor | Next To Meter
Solar Registration Program | NJSRRE1542427451 | MANVILLE BORO | 8835 | 5 | 22.68 | Residential | No | Behind the Meter | Tesla Energy Operations | PSE&G | Accepted | 2019-09-21 | 2019-09-24 | 2020-09-24 | Hanwha Q-Cells | Q.Peak DUO BLK-G5/SC315 | Solar Panels |  | 0.315 | 28 | 102 | 20 |  | Fixed | Roof | OUTSIDE
Solar Registration Program | NJSRRE1542427451 | MANVILLE BORO | 8835 | 5 | 22.68 | Residential | No | Behind the Meter | Tesla Energy Operations | PSE&G | Accepted | 2019-09-21 | 2019-09-24 | 2020-09-24 | Hanwha Q-Cells | Q.Peak DUO BLK-G5/SC315 | Solar Panels |  | 0.315 | 16 | 102 | 20 |  | Fixed | Roof | OUTDOOR
Solar Registration Program | NJSRRE1542427451 | MANVILLE BORO | 8835 | 5 | 22.68 | Residential | No | Behind the Meter | Tesla Energy Operations | PSE&G | Accepted | 2019-09-21 | 2019-09-24 | 2020-09-24 | Hanwha Q-Cell | Q.Peak DUO BLK-G5/SC315 | Solar Panels |  | 0.315 | 28 | 282 | 20 |  | Fixed | Roof | OUTSIDE
Solar Registration Program | NJSRRE1542427451 | MANVILLE BORO | 8835 | 5 | 22.68 | Residential | No | Behind the Meter | Tesla Energy Operations | PSE&G | Accepted | 2019-09-21 | 2019-09-24 | 2020-09-24 | SOLAREDGE | SE10000H-US000SNC2 | Inverters | 10000 |  | 2 |  |  | 0.98 |  | Outdoor | OUTDOOR
Solar Registration Program | NJSRRE1542427451 | MANVILLE BORO | 8835 | 5 | 22.68 | Residential | No | Behind the Meter | Tesla Energy Operations | PSE&G | Accepted | 2019-09-21 | 2019-09-24 | 2020-09-24 | Tesla | AC PowerWall | Electric Storage Battery |  |  | 2 |  |  |  | Lithium Ion |  | Outside
Solar Registration Program | NJSRRE1542448056 | Monroe Township | 8831 | 11 | 22.68 | Residential | No | Behind the Meter | Tesla Energy Operations Inc | JCP&L | Accepted | 2019-09-27 | 2019-10-01 | 2020-10-01 | Hanwha Q-Cells | # Q.Peak DUO BLK-G5/SC315 | Solar Panels |  | 0.315 | 8 | 56 | 40 |  | Fixed | Roof
Solar Registration Program | NJSRRE1542448056 | Monroe Township | 8831 | 11 | 22.68 | Residential | No | Behind the Meter | Tesla Energy Operations Inc | JCP&L | Accepted | 2019-09-27 | 2019-10-01 | 2020-10-01 | Hanwha Q-Cells | # Q.Peak DUO BLK-G5/SC315 | Solar Panels |  | 0.315 | 11 | 56 | 40 |  | Fixed | Roof
Solar Registration Program | NJSRRE1542448056 | Monroe Township | 8831 | 11 | 22.68 | Residential | No | Behind the Meter | Tesla Energy Operations Inc | JCP&L | Accepted | 2019-09-27 | 2019-10-01 | 2020-10-01 | Hanwha Q-Cells | # Q.Peak DUO BLK-G5/SC315 | Solar Panels |  | 0.315 | 8 | 236 | 40 |  | Fixed | Roof
Solar Registration Program | NJSRRE1542448056 | Monroe Township | 8831 | 11 | 22.68 | Residential | No | Behind the Meter | Tesla Energy Operations Inc | JCP&L | Accepted | 2019-09-27 | 2019-10-01 | 2020-10-01 | Hanway Q-Cells | # Q.Peak DUO BLK-G5/SC315 | Solar Panels |  | 0.315 | 11 | 146 | 30 |  | Fixed | Roof
Solar Registration Program | NJSRRE1542448056 | Monroe Township | 8831 | 11 | 22.68 | Residential | No | Behind the Meter | Tesla Energy Operations Inc | JCP&L | Accepted | 2019-09-27 | 2019-10-01 | 2020-10-01 | Hanwha Q-Cells | # Q.Peak DUO BLK-G5/SC315 | Solar Panels |  | 0.315 | 34 | 146 | 30 |  | Fixed | Roof
Solar Registration Program | NJSRRE1542448056 | Monroe Township | 8831 | 11 | 22.68 | Residential | No | Behind the Meter | Tesla Energy Operations Inc | JCP&L | Accepted | 2019-09-27 | 2019-10-01 | 2020-10-01 | SolarEdge | # SE7600H-US000SNC2 | Inverters | 7600 |  | 2 |  |  | 0.99 |  | Outdoor | Ourdoor
Solar Registration Program | NJSRRE1542448056 | Monroe Township | 8831 | 11 | 22.68 | Residential | No | Behind the Meter | Tesla Energy Operations Inc | JCP&L | Accepted | 2019-09-27 | 2019-10-01 | 2020-10-01 | SolarEdge | # SE3000H-US000SNC2 | Inverters | 3000 |  | 1 |  |  | 0.99 |  | Outdoor | Outdoor
Solar Registration Program | NJSRRE1542448056 | Monroe Township | 8831 | 11 | 22.68 | Residential | No | Behind the Meter | Tesla Energy Operations Inc | JCP&L | Accepted | 2019-09-27 | 2019-10-01 | 2020-10-01 | Tesla | AC Powerwall 2.0 | Electric Storage Battery |  |  | 2 |  |  |  | Lithium Ion |  | Indoors
Solar Registration Program | NJSRRE1542523639 | Trenton | 8618 | 12 | 22.68 | Residential | No | Behind the Meter | Suntuity Solar LLC | PSE&G | Accepted | 2019-10-10 | 2019-10-14 | 2020-10-14 | Yingli Green Energy | YL315D-30b | Solar Panels |  | 0.315 | 48 | 231 | 26 |  | Fixed | Roof
Solar Registration Program | NJSRRE1542523639 | Trenton | 8618 | 12 | 22.68 | Residential | No | Behind the Meter | Suntuity Solar LLC | PSE&G | Accepted | 2019-10-10 | 2019-10-14 | 2020-10-14 | Yingli Green Energy | YL315D-30b | Solar Panels |  | 0.315 | 12 | 231 | 29 |  | Fixed | Roof
Solar Registration Program | NJSRRE1542523639 | Trenton | 8618 | 12 | 22.68 | Residential | No | Behind the Meter | Suntuity Solar LLC | PSE&G | Accepted | 2019-10-10 | 2019-10-14 | 2020-10-14 | Yingli Green Energy | YL315D-30b | Solar Panels |  | 0.315 | 12 | 231 | 12 |  | Fixed | Roof
Solar Registration Program | NJSRRE1542523639 | Trenton | 8618 | 12 | 22.68 | Residential | No | Behind the Meter | Suntuity Solar LLC | PSE&G | Accepted | 2019-10-10 | 2019-10-14 | 2020-10-14 | Enphase Energy | IQ7-60-2-US | Inverters | 240 |  | 72 |  |  | 0.97 |  | Outdoor | Behind the PV Modules
Solar Registration Program | NJSRRE1542684369 | Kresson | 8053 | 13 | 22.75 | Residential | No | Behind the Meter | SunnyMac LLC | AC Electric | Accepted | 2019-10-28 | 2019-10-30 | 2020-10-30 | SunPower | SPR-X21-350 | Solar Panels |  | 0.35 | 17 | 144 | 45 |  | Fixed | Roof
Solar Registration Program | NJSRRE1542684369 | Kresson | 8053 | 13 | 22.75 | Residential | No | Behind the Meter | SunnyMac LLC | AC Electric | Accepted | 2019-10-28 | 2019-10-30 | 2020-10-30 | SunPower | SPR-X21-350 | Solar Panels |  | 0.35 | 5 | 174 | 46 |  | Fixed | Roof
Solar Registration Program | NJSRRE1542684369 | Kresson | 8053 | 13 | 22.75 | Residential | No | Behind the Meter | SunnyMac LLC | AC Electric | Accepted | 2019-10-28 | 2019-10-30 | 2020-10-30 | SunPower | SPR-X21-350 | Solar Panels |  | 0.35 | 6 | 234 | 45 |  | Fixed | Roof
Solar Registration Program | NJSRRE1542684369 | Kresson | 8053 | 13 | 22.75 | Residential | No | Behind the Meter | SunnyMac LLC | AC Electric | Accepted | 2019-10-28 | 2019-10-30 | 2020-10-30 | SunPower | SPR-X21-350 | Solar Panels |  | 0.35 | 5 | 264 | 37 |  | Fixed | Roof
Solar Registration Program | NJSRRE1542684369 | Kresson | 8053 | 13 | 22.75 | Residential | No | Behind the Meter | SunnyMac LLC | AC Electric | Accepted | 2019-10-28 | 2019-10-30 | 2020-10-30 | SunPower | SPR-X21-350 | Solar Panels |  | 0.35 | 30 | 84 | 37 |  | Fixed | Roof
Solar Registration Program | NJSRRE1542684369 | Kresson | 8053 | 13 | 22.75 | Residential | No | Behind the Meter | SunnyMac LLC | AC Electric | Accepted | 2019-10-28 | 2019-10-30 | 2020-10-30 | SunPower | SPR-X21-350 | Solar Panels |  | 0.35 | 2 | 174 | 42 |  | Fixed | Roof
Solar Registration Program | NJSRRE1542684369 | Kresson | 8053 | 13 | 22.75 | Residential | No | Behind the Meter | SunnyMac LLC | AC Electric | Accepted | 2019-10-28 | 2019-10-30 | 2020-10-30 | Enphase | IQ7XS-96-ACM-US | Inverters | 0.315 |  | 65 |  |  | 0.99 |  | Outdoor | roof
Solar Registration Program | NJSRRE1541851710 | Clifton City | 7013 | 6 | 22.77 | Residential | No | Behind the Meter | Sunrun Installation Services, Inc. | PSE&G | Accepted | 2019-08-16 | 2019-08-23 | 2020-08-23 | LG Electronics | LG330N1C-A5 | Solar Panels |  | 0.33 | 24 | 222 | 18 |  | Fixed | Roof
Solar Registration Program | NJSRRE1541851710 | Clifton City | 7013 | 6 | 22.77 | Residential | No | Behind the Meter | Sunrun Installation Services, Inc. | PSE&G | Accepted | 2019-08-16 | 2019-08-23 | 2020-08-23 | LG Electronics | LG330N1C-A5 | Solar Panels |  | 0.33 | 16 | 42 | 19 |  | Fixed | Roof
Solar Registration Program | NJSRRE1541851710 | Clifton City | 7013 | 6 | 22.77 | Residential | No | Behind the Meter | Sunrun Installation Services, Inc. | PSE&G | Accepted | 2019-08-16 | 2019-08-23 | 2020-08-23 | LG Electronics | LG330N1C-A5 | Solar Panels |  | 0.33 | 6 | 42 | 19 |  | Fixed | Roof
Solar Registration Program | NJSRRE1541851710 | Clifton City | 7013 | 6 | 22.77 | Residential | No | Behind the Meter | Sunrun Installation Services, Inc. | PSE&G | Accepted | 2019-08-16 | 2019-08-23 | 2020-08-23 | LG Electronics | LG330N1C-A5 | Solar Panels |  | 0.33 | 14 | 133 | 18 |  | Fixed | Roof
Solar Registration Program | NJSRRE1541851710 | Clifton City | 7013 | 6 | 22.77 | Residential | No | Behind the Meter | Sunrun Installation Services, Inc. | PSE&G | Accepted | 2019-08-16 | 2019-08-23 | 2020-08-23 | LG Electronics | LG330N1C-A5 | Solar Panels |  | 0.33 | 9 | 312 | 19 |  | Fixed | Roof
Solar Registration Program | NJSRRE1541851710 | Clifton City | 7013 | 6 | 22.77 | Residential | No | Behind the Meter | Sunrun Installation Services, Inc. | PSE&G | Accepted | 2019-08-16 | 2019-08-23 | 2020-08-23 | SolarEdge Technologies | SE10000H-USRGM | Inverters | 10000 |  | 1 |  |  | 0.96 |  | Outdoor | Next To Meter
Solar Registration Program | NJSRRE1541851710 | Clifton City | 7013 | 6 | 22.77 | Residential | No | Behind the Meter | Sunrun Installation Services, Inc. | PSE&G | Accepted | 2019-08-16 | 2019-08-23 | 2020-08-23 | SolarEdge Technologies | SE7600H-USRGM | Inverters | 7600 |  | 1 |  |  | 0.96 |  | Outdoor | Next To Meter
Solar Registration Program | NJSRRE1542476153 | West Berlin | 8091 | 14 | 22.77 | Residential | Yes | Behind the Meter | Pro Custom Solar dba Momentum Solar | AC Electric | Accepted | 2019-10-01 | 2019-10-03 | 2020-10-03 | LG ELECTRONICS | LG 345N1C-V5 | Solar Panels |  | 0.345 | 21 | 309 | 19 |  | Fixed | Roof
Solar Registration Program | NJSRRE1542476153 | West Berlin | 8091 | 14 | 22.77 | Residential | Yes | Behind the Meter | Pro Custom Solar dba Momentum Solar | AC Electric | Accepted | 2019-10-01 | 2019-10-03 | 2020-10-03 | LG ELECTRONICS | LG 345N1C-V5 | Solar Panels |  | 0.345 | 39 | 129 | 19 |  | Fixed | Roof
Solar Registration Program | NJSRRE1542476153 | West Berlin | 8091 | 14 | 22.77 | Residential | Yes | Behind the Meter | Pro Custom Solar dba Momentum Solar | AC Electric | Accepted | 2019-10-01 | 2019-10-03 | 2020-10-03 | LG ELECTRONICS | LG 345N1C-V5 | Solar Panels |  | 0.345 | 6 | 309 | 10 |  | Fixed | Roof
Solar Registration Program | NJSRRE1542476153 | West Berlin | 8091 | 14 | 22.77 | Residential | Yes | Behind the Meter | Pro Custom Solar dba Momentum Solar | AC Electric | Accepted | 2019-10-01 | 2019-10-03 | 2020-10-03 | Enphase Energy | IQ7-60-2-US | Inverters | 250 |  | 66 |  |  | 0.97 |  | Outdoor | Roof
Solar Registration Program | NJSRRE1542423104 | Warren | 7059 | 5 | 22.78 | Residential | Yes | Behind the Meter | Pro Custom Solar dba Momentum Solar | JCP&L | Accepted | 2019-09-19 | 2019-09-24 | 2020-09-24 | LG ELECTRONICS | LG 335N1C-V5 | Solar Panels |  | 0.335 | 40 | 84 | 30 |  | Fixed | Roof
Solar Registration Program | NJSRRE1542423104 | Warren | 7059 | 5 | 22.78 | Residential | Yes | Behind the Meter | Pro Custom Solar dba Momentum Solar | JCP&L | Accepted | 2019-09-19 | 2019-09-24 | 2020-09-24 | LG ELECTRONICS | LG 335N1C-V5 | Solar Panels |  | 0.335 | 4 | 176 | 38 |  | Fixed | Roof
Solar Registration Program | NJSRRE1542423104 | Warren | 7059 | 5 | 22.78 | Residential | Yes | Behind the Meter | Pro Custom Solar dba Momentum Solar | JCP&L | Accepted | 2019-09-19 | 2019-09-24 | 2020-09-24 | LG ELECTRONICS | LG 335N1C-V5 | Solar Panels |  | 0.335 | 24 | 264 | 30 |  | Fixed | Roof
Solar Registration Program | NJSRRE1542423104 | Warren | 7059 | 5 | 22.78 | Residential | Yes | Behind the Meter | Pro Custom Solar dba Momentum Solar | JCP&L | Accepted | 2019-09-19 | 2019-09-24 | 2020-09-24 | Enphase Energy | IQ7-60-2-US | Inverters | 250 |  | 68 |  |  | 0.97 |  | Outdoor | Roof
Solar Registration Program | NJSRRE1542428281 | PARKERTOWN | 8087 | 18 | 22.78 | Residential | No | Behind the Meter | Infinity Solar Systems | AC Electric | Accepted | 2019-09-23 | 2019-09-26 | 2020-09-26 | LG | LG-335-N1C-A5 | Solar Panels |  | 0.335 | 10 | 131 | 35 |  | Fixed | Roof
Solar Registration Program | NJSRRE1542428281 | PARKERTOWN | 8087 | 18 | 22.78 | Residential | No | Behind the Meter | Infinity Solar Systems | AC Electric | Accepted | 2019-09-23 | 2019-09-26 | 2020-09-26 | LG | LG-335-N1C-A5 | Solar Panels |  | 0.335 | 26 | 221 | 35 |  | Fixed | Roof
Solar Registration Program | NJSRRE1542428281 | PARKERTOWN | 8087 | 18 | 22.78 | Residential | No | Behind the Meter | Infinity Solar Systems | AC Electric | Accepted | 2019-09-23 | 2019-09-26 | 2020-09-26 | LG | LG-335-N1C-A5 | Solar Panels |  | 0.335 | 30 | 131 | 50 |  | Fixed | Roof
Solar Registration Program | NJSRRE1542428281 | PARKERTOWN | 8087 | 18 | 22.78 | Residential | No | Behind the Meter | Infinity Solar Systems | AC Electric | Accepted | 2019-09-23 | 2019-09-26 | 2020-09-26 | LG | LG-335-N1C-A5 | Solar Panels |  | 0.335 | 2 | 131 | 35 |  | Fixed | Roof
Solar Registration Program | NJSRRE1542428281 | PARKERTOWN | 8087 | 18 | 22.78 | Residential | No | Behind the Meter | Infinity Solar Systems | AC Electric | Accepted | 2019-09-23 | 2019-09-26 | 2020-09-26 | ENPHASE | IQ7-60-X-US | Inverters | 240 |  | 68 |  |  | 0.97 |  | Other | MICROINVERTERS
Solar Registration Program | NJSRRE1542425489 | Pleasantville | 8232 | 19 | 22.8 | Commercial | No | Behind the Meter | Helios Solar Energy LLC | AC Electric | Accepted | 2019-09-20 | 2019-09-24 | 2020-09-24 | Axitec | AC-380MH/144S | Solar Panels |  | 0.38 | 60 | 204 | 19 |  | Fixed | Roof
Solar Registration Program | NJSRRE1542425489 | Pleasantville | 8232 | 19 | 22.8 | Commercial | No | Behind the Meter | Helios Solar Energy LLC | AC Electric | Accepted | 2019-09-20 | 2019-09-24 | 2020-09-24 | Solaredge Technologies Inc. | SE6000H-US | Inverters | 6000 |  | 3 |  |  | 0.98 |  | Outdoor | SW exterior corner of building near utility meter
Solar Registration Program | NJSRRE1540849366 | Warren Twp | 7059 | 5 | 22.91 | Residential | Yes | Behind the Meter | Sunrun Installation Services, Inc. | PSE&G | Accepted | 2019-04-12 | 2019-04-15 | 2020-04-15 | REC Solar | REC290TP2 BLK | Solar Panels |  | 0.29 | 41 | 80 | 23 |  | Fixed | Roof
Solar Registration Program | NJSRRE1540849366 | Warren Twp | 7059 | 5 | 22.91 | Residential | Yes | Behind the Meter | Sunrun Installation Services, Inc. | PSE&G | Accepted | 2019-04-12 | 2019-04-15 | 2020-04-15 | REC Solar | REC290TP2 BLK | Solar Panels |  | 0.29 | 38 | 260 | 23 |  | Fixed | Roof
Solar Registration Program | NJSRRE1540849366 | Warren Twp | 7059 | 5 | 22.91 | Residential | Yes | Behind the Meter | Sunrun Installation Services, Inc. | PSE&G | Accepted | 2019-04-12 | 2019-04-15 | 2020-04-15 | SMA America | SB7.7-1SP-US-40 | Inverters | 7680 |  | 3 |  |  | 0.96 |  | Outdoor | Next To Meter
Solar Registration Program | NJSRRE1540873605 | Cape May Court House | 8210 | 21 | 22.94 | Residential | No | Behind the Meter | Suntuity Solar LLC | AC Electric | Accepted | 2019-04-23 | 2019-04-24 | 2020-04-24 | Yingli Green Energy | YL310D-30b | Solar Panels |  | 0.31 | 14 | 104 | 26 |  | Fixed | Roof
Solar Registration Program | NJSRRE1540873605 | Cape May Court House | 8210 | 21 | 22.94 | Residential | No | Behind the Meter | Suntuity Solar LLC | AC Electric | Accepted | 2019-04-23 | 2019-04-24 | 2020-04-24 | Yingli Green Energy | YL310D-30b | Solar Panels |  | 0.31 | 14 | 284 | 24 |  | Fixed | Roof
Solar Registration Program | NJSRRE1540873605 | Cape May Court House | 8210 | 21 | 22.94 | Residential | No | Behind the Meter | Suntuity Solar LLC | AC Electric | Accepted | 2019-04-23 | 2019-04-24 | 2020-04-24 | Yingli Green Energy | YL310D-30b | Solar Panels |  | 0.31 | 8 | 280 | 25 |  | Fixed | Roof
Solar Registration Program | NJSRRE1540873605 | Cape May Court House | 8210 | 21 | 22.94 | Residential | No | Behind the Meter | Suntuity Solar LLC | AC Electric | Accepted | 2019-04-23 | 2019-04-24 | 2020-04-24 | Yingli Green Energy | YL310D-30b | Solar Panels |  | 0.31 | 25 | 194 | 40 |  | Fixed | Roof
Solar Registration Program | NJSRRE1540873605 | Cape May Court House | 8210 | 21 | 22.94 | Residential | No | Behind the Meter | Suntuity Solar LLC | AC Electric | Accepted | 2019-04-23 | 2019-04-24 | 2020-04-24 | Yingli Green Energy | YL310D-30b | Solar Panels |  | 0.31 | 11 | 280 | 45 |  | Fixed | Pole
Solar Registration Program | NJSRRE1540873605 | Cape May Court House | 8210 | 21 | 22.94 | Residential | No | Behind the Meter | Suntuity Solar LLC | AC Electric | Accepted | 2019-04-23 | 2019-04-24 | 2020-04-24 | Yingli Green Energy | YL310D-30b | Solar Panels |  | 0.31 | 2 | 100 | 23 |  | Fixed | Roof
Solar Registration Program | NJSRRE1540873605 | Cape May Court House | 8210 | 21 | 22.94 | Residential | No | Behind the Meter | Suntuity Solar LLC | AC Electric | Accepted | 2019-04-23 | 2019-04-24 | 2020-04-24 | Enphase Energy | IQ7-60-2-US | Inverters | 240 |  | 74 |  |  | 0.97 |  | Outdoor | Behind the PV Modules
Solar Registration Program | NJSRRE1539706238 | Cedar Grove | 07009-1904 |  | 22.96 | Residential | No | Behind the Meter | Vanguard Energy Partners, LLC | PSE&G | Accepted | 2018-10-29 | 2018-10-31 | 2020-04-30 | Canadian Solar | CS1U-410MS (1000V) (410W) | Solar Panels |  | 0.41 | 56 | 198 | 18 |  | Fixed | Roof
Solar Registration Program | NJSRRE1539706238 | Cedar Grove | 07009-1904 |  | 22.96 | Residential | No | Behind the Meter | Vanguard Energy Partners, LLC | PSE&G | Accepted | 2018-10-29 | 2018-10-31 | 2020-04-30 | SolarEdge | SE9KUS | Inverters | 9000 |  | 2 |  |  | 0.98 |  | Outdoor | Near electrical service entrance
Solar Registration Program | NJSRRE1541897587 | Red Bank | 7710 | 17 | 23 | Residential | Yes | Behind the Meter | Vivint Solar Developer, LLC | JCP&L | Accepted | 2019-09-04 | 2019-09-05 | 2020-09-05 | HAnwha Solar | Q.PEAK BLK-G5 315 | Solar Panels |  | 0.315 | 17 | 152 | 30 |  | Fixed | Roof
Solar Registration Program | NJSRRE1541897587 | Red Bank | 7710 | 17 | 23 | Residential | Yes | Behind the Meter | Vivint Solar Developer, LLC | JCP&L | Accepted | 2019-09-04 | 2019-09-05 | 2020-09-05 | Hanwha Solar | Q.PEAK BLK-G5 315 | Solar Panels |  | 0.315 | 6 | 242 | 18 |  | Fixed | Roof
Solar Registration Program | NJSRRE1541897587 | Red Bank | 7710 | 17 | 23 | Residential | Yes | Behind the Meter | Vivint Solar Developer, LLC | JCP&L | Accepted | 2019-09-04 | 2019-09-05 | 2020-09-05 | Hanwha Solar | Q.PEAK BLK-G5 315 | Solar Panels |  | 0.315 | 16 | 332 | 31 |  | Fixed | Roof
Solar Registration Program | NJSRRE1541897587 | Red Bank | 7710 | 17 | 23 | Residential | Yes | Behind the Meter | Vivint Solar Developer, LLC | JCP&L | Accepted | 2019-09-04 | 2019-09-05 | 2020-09-05 | Hanwha Solar | Q.PEAK BLK-G5 315 | Solar Panels |  | 0.315 | 6 | 62 | 31 |  | Fixed | Roof
Solar Registration Program | NJSRRE1541897587 | Red Bank | 7710 | 17 | 23 | Residential | Yes | Behind the Meter | Vivint Solar Developer, LLC | JCP&L | Accepted | 2019-09-04 | 2019-09-05 | 2020-09-05 | Hanwha Solar | Q.PEAK BLK-G5 315 | Solar Panels |  | 0.315 | 9 | 332 | 21 |  | Fixed | Roof
Solar Registration Program | NJSRRE1541897587 | Red Bank | 7710 | 17 | 23 | Residential | Yes | Behind the Meter | Vivint Solar Developer, LLC | JCP&L | Accepted | 2019-09-04 | 2019-09-05 | 2020-09-05 | HAnwha SOlar | Q.PEAK BLK-G5 315 | Solar Panels |  | 0.315 | 8 | 332 | 31 |  | Fixed | Roof
Solar Registration Program | NJSRRE1541897587 | Red Bank | 7710 | 17 | 23 | Residential | Yes | Behind the Meter | Vivint Solar Developer, LLC | JCP&L | Accepted | 2019-09-04 | 2019-09-05 | 2020-09-05 | Hanwha Solar | Q.PEAK BLK-G5 315 | Solar Panels |  | 0.315 | 3 | 152 | 21 |  | Fixed | Roof
Solar Registration Program | NJSRRE1541897587 | Red Bank | 7710 | 17 | 23 | Residential | Yes | Behind the Meter | Vivint Solar Developer, LLC | JCP&L | Accepted | 2019-09-04 | 2019-09-05 | 2020-09-05 | Hanwha Solar | Q.PEAK BLK-G5 315 | Solar Panels |  | 0.315 | 8 | 62 | 18 |  | Fixed | Roof
Solar Registration Program | NJSRRE1541897587 | Red Bank | 7710 | 17 | 23 | Residential | Yes | Behind the Meter | Vivint Solar Developer, LLC | JCP&L | Accepted | 2019-09-04 | 2019-09-05 | 2020-09-05 | SolarEdge | SE7600H-US | Inverters | 7600 |  | 1 |  |  | 0.992 |  | Outdoor | Near The Utility Meter
Solar Registration Program | NJSRRE1541897587 | Red Bank | 7710 | 17 | 23 | Residential | Yes | Behind the Meter | Vivint Solar Developer, LLC | JCP&L | Accepted | 2019-09-04 | 2019-09-05 | 2020-09-05 | SolarEdge | SE7600H-US | Inverters | 7600 |  | 1 |  |  | 0.992 |  | Outdoor | Near The Utility Meter
Solar Registration Program | NJSRRE1543067774 | Gibbsboro | 8026 | 14 | 23 | Residential | Yes | Behind the Meter | Trinity Solar | AC Electric | Accepted | 2019-11-12 | 2019-11-14 | 2020-11-14 | HANWHA | Q.PEAK DUO BLK-G5 315 | Solar Panels |  | 0.315 | 7 | 140 | 18 |  | Fixed | Roof
Solar Registration Program | NJSRRE1543067774 | Gibbsboro | 8026 | 14 | 23 | Residential | Yes | Behind the Meter | Trinity Solar | AC Electric | Accepted | 2019-11-12 | 2019-11-14 | 2020-11-14 | HANWHA | Q.PEAK DUO BLK-G5 315 | Solar Panels |  | 0.315 | 4 | 320 | 18 |  | Fixed | Roof
Solar Registration Program | NJSRRE1543067774 | Gibbsboro | 8026 | 14 | 23 | Residential | Yes | Behind the Meter | Trinity Solar | AC Electric | Accepted | 2019-11-12 | 2019-11-14 | 2020-11-14 | HANWHA | Q.PEAK DUO BLK-G5 315 | Solar Panels |  | 0.315 | 4 | 140 | 18 |  | Fixed | Roof
Solar Registration Program | NJSRRE1543067774 | Gibbsboro | 8026 | 14 | 23 | Residential | Yes | Behind the Meter | Trinity Solar | AC Electric | Accepted | 2019-11-12 | 2019-11-14 | 2020-11-14 | HANWHA | Q.PEAK DUO BLK-G5 315 | Solar Panels |  | 0.315 | 4 | 140 | 18 |  | Fixed | Roof
Solar Registration Program | NJSRRE1543067774 | Gibbsboro | 8026 | 14 | 23 | Residential | Yes | Behind the Meter | Trinity Solar | AC Electric | Accepted | 2019-11-12 | 2019-11-14 | 2020-11-14 | HANWHA | Q.PEAK DUO BLK-G5 315 | Solar Panels |  | 0.315 | 21 | 144 | 23 |  | Fixed | Roof
Solar Registration Program | NJSRRE1543067774 | Gibbsboro | 8026 | 14 | 23 | Residential | Yes | Behind the Meter | Trinity Solar | AC Electric | Accepted | 2019-11-12 | 2019-11-14 | 2020-11-14 | HANWHA | Q.PEAK DUO BLK-G5 315 | Solar Panels |  | 0.315 | 4 | 320 | 9 |  | Fixed | Roof
Solar Registration Program | NJSRRE1543067774 | Gibbsboro | 8026 | 14 | 23 | Residential | Yes | Behind the Meter | Trinity Solar | AC Electric | Accepted | 2019-11-12 | 2019-11-14 | 2020-11-14 | HANWHA | Q.PEAK DUO BLK-G5 315 | Solar Panels |  | 0.315 | 2 | 140 | 18 |  | Fixed | Roof
Solar Registration Program | NJSRRE1543067774 | Gibbsboro | 8026 | 14 | 23 | Residential | Yes | Behind the Meter | Trinity Solar | AC Electric | Accepted | 2019-11-12 | 2019-11-14 | 2020-11-14 | HANWHA | Q.PEAK DUO BLK-G5 315 | Solar Panels |  | 0.315 | 2 | 320 | 18 |  | Fixed | Roof
Solar Registration Program | NJSRRE1543067774 | Gibbsboro | 8026 | 14 | 23 | Residential | Yes | Behind the Meter | Trinity Solar | AC Electric | Accepted | 2019-11-12 | 2019-11-14 | 2020-11-14 | HANWHA | Q.PEAK DUO BLK-G5 315 | Solar Panels |  | 0.315 | 7 | 320 | 18 |  | Fixed | Roof
Solar Registration Program | NJSRRE1543067774 | Gibbsboro | 8026 | 14 | 23 | Residential | Yes | Behind the Meter | Trinity Solar | AC Electric | Accepted | 2019-11-12 | 2019-11-14 | 2020-11-14 | HANWHA | Q.PEAK DUO BLK-G5 315 | Solar Panels |  | 0.315 | 7 | 50 | 9 |  | Fixed | Roof
Solar Registration Program | NJSRRE1543067774 | Gibbsboro | 8026 | 14 | 23 | Residential | Yes | Behind the Meter | Trinity Solar | AC Electric | Accepted | 2019-11-12 | 2019-11-14 | 2020-11-14 | HANWHA | Q.PEAK DUO BLK-G5 315 | Solar Panels |  | 0.315 | 7 | 230 | 9 |  | Fixed | Roof
Solar Registration Program | NJSRRE1543067774 | Gibbsboro | 8026 | 14 | 23 | Residential | Yes | Behind the Meter | Trinity Solar | AC Electric | Accepted | 2019-11-12 | 2019-11-14 | 2020-11-14 | HANWHA | Q.PEAK DUO BLK-G5 315 | Solar Panels |  | 0.315 | 4 | 140 | 9 |  | Fixed | Roof
Solar Registration Program | NJSRRE1543067774 | Gibbsboro | 8026 | 14 | 23 | Residential | Yes | Behind the Meter | Trinity Solar | AC Electric | Accepted | 2019-11-12 | 2019-11-14 | 2020-11-14 | SOLAR EDGE | SE11400H-US | Inverters | 11400 |  | 1 |  |  | 0.97 |  | Outside | SIDE
Solar Registration Program | NJSRRE1543067774 | Gibbsboro | 8026 | 14 | 23 | Residential | Yes | Behind the Meter | Trinity Solar | AC Electric | Accepted | 2019-11-12 | 2019-11-14 | 2020-11-14 | SOLAR EDGE | SE5000H-US | Inverters | 5000 |  | 1 |  |  | 0.97 |  | Outside | SIDE
Solar Registration Program | NJSRRE1543478198 | ROSELAND BORO | 7068 | 9 | 23 | Residential | No | Behind the Meter | Tesla Energy Operations Inc | PSE&G | Accepted | 2019-12-04 | 2019-12-06 | 2020-12-06 | Hanwha Q-Cells | Q.Peak DUO BLK-G5/SC315 | Solar Panels |  | 0.315 | 17 | 279 | 36 |  | Fixed | Roof
Solar Registration Program | NJSRRE1543478198 | ROSELAND BORO | 7068 | 9 | 23 | Residential | No | Behind the Meter | Tesla Energy Operations Inc | PSE&G | Accepted | 2019-12-04 | 2019-12-06 | 2020-12-06 | Hanwha Q-Cells | Q.Peak DUO BLK-G5/SC315 | Solar Panels |  | 0.315 | 32 | 189 | 36 |  | Fixed | Roof
Solar Registration Program | NJSRRE1543478198 | ROSELAND BORO | 7068 | 9 | 23 | Residential | No | Behind the Meter | Tesla Energy Operations Inc | PSE&G | Accepted | 2019-12-04 | 2019-12-06 | 2020-12-06 | Hanwha Q-Cells | Q.Peak DUO BLK-G5/SC315 | Solar Panels |  | 0.315 | 24 | 99 | 36 |  | Fixed | Roof
Solar Registration Program | NJSRRE1543478198 | ROSELAND BORO | 7068 | 9 | 23 | Residential | No | Behind the Meter | Tesla Energy Operations Inc | PSE&G | Accepted | 2019-12-04 | 2019-12-06 | 2020-12-06 | SOLAREDGE | SE10000H-US000SNC2 | Inverters | 10000 |  | 1 |  |  | 0.99 |  | Outdoor | Outdoor
Solar Registration Program | NJSRRE1543478198 | ROSELAND BORO | 7068 | 9 | 23 | Residential | No | Behind the Meter | Tesla Energy Operations Inc | PSE&G | Accepted | 2019-12-04 | 2019-12-06 | 2020-12-06 | SOLAREDGE | SE11400H-US000SNC2 | Inverters | 11400 |  | 1 |  |  | 0.99 |  | Outdoor | Outdoor
Solar Registration Program | NJSRRE1543505576 | Mickleton | 8056 | 15 | 23 | Residential | Yes | Behind the Meter | Vivint Solar Developer, LLC | AC Electric | Accepted | 2019-12-10 | 2019-12-12 | 2020-12-12 | HANWHA SOLAR | Q.PEAK BLK-G5 315 | Solar Panels |  | 0.315 | 3 | 26 | 31 |  | Fixed | Roof
Solar Registration Program | NJSRRE1543505576 | Mickleton | 8056 | 15 | 23 | Residential | Yes | Behind the Meter | Vivint Solar Developer, LLC | AC Electric | Accepted | 2019-12-10 | 2019-12-12 | 2020-12-12 | HANWHA SOLAR | Q.PEAK BLK-G5 315 | Solar Panels |  | 0.315 | 37 | 296 | 32 |  | Fixed | Roof
Solar Registration Program | NJSRRE1543505576 | Mickleton | 8056 | 15 | 23 | Residential | Yes | Behind the Meter | Vivint Solar Developer, LLC | AC Electric | Accepted | 2019-12-10 | 2019-12-12 | 2020-12-12 | HANWHA SOLAR | Q.PEAK BLK-G5 315 | Solar Panels |  | 0.315 | 3 | 206 | 31 |  | Fixed | Roof
Solar Registration Program | NJSRRE1543505576 | Mickleton | 8056 | 15 | 23 | Residential | Yes | Behind the Meter | Vivint Solar Developer, LLC | AC Electric | Accepted | 2019-12-10 | 2019-12-12 | 2020-12-12 | HANWHA SOLAR | Q.PEAK BLK-G5 315 | Solar Panels |  | 0.315 | 13 | 116 | 32 |  | Fixed | Roof
Solar Registration Program | NJSRRE1543505576 | Mickleton | 8056 | 15 | 23 | Residential | Yes | Behind the Meter | Vivint Solar Developer, LLC | AC Electric | Accepted | 2019-12-10 | 2019-12-12 | 2020-12-12 | HANWHA SOLAR | Q.PEAK BLK-G5 315 | Solar Panels |  | 0.315 | 17 | 116 | 32 |  | Fixed | Roof
Solar Registration Program | NJSRRE1543505576 | Mickleton | 8056 | 15 | 23 | Residential | Yes | Behind the Meter | Vivint Solar Developer, LLC | AC Electric | Accepted | 2019-12-10 | 2019-12-12 | 2020-12-12 | SOLAREDGE | SE7600H-US | Inverters | 7600 |  | 2 |  |  | 0.992 |  | Outdoor | Near the Utility Meter
Solar Registration Program | NJSRRE1541049571 | Franklinville | 8322 | 15 | 23.04 | Residential | Yes | Behind the Meter | Vision Solar LLC | AC Electric | As-Built Incomplete | 2019-05-29 | 2019-05-31 | 2020-05-31 | SUNPOWER | SPR-X22-360-E-AC | Solar Panels |  | 0.36 | 29 | 316 | 18 |  | Fixed | Roof
Solar Registration Program | NJSRRE1541049571 | Franklinville | 8322 | 15 | 23.04 | Residential | Yes | Behind the Meter | Vision Solar LLC | AC Electric | As-Built Incomplete | 2019-05-29 | 2019-05-31 | 2020-05-31 | SUNPOWER | SPR-X22-360-E-AC | Solar Panels |  | 0.36 | 25 | 136 | 18 |  | Fixed | Roof
Solar Registration Program | NJSRRE1541049571 | Franklinville | 8322 | 15 | 23.04 | Residential | Yes | Behind the Meter | Vision Solar LLC | AC Electric | As-Built Incomplete | 2019-05-29 | 2019-05-31 | 2020-05-31 | SUNPOWER | SPR-X22-360-E-AC | Solar Panels |  | 0.36 | 4 | 316 | 18 |  | Fixed | Roof
Solar Registration Program | NJSRRE1541049571 | Franklinville | 8322 | 15 | 23.04 | Residential | Yes | Behind the Meter | Vision Solar LLC | AC Electric | As-Built Incomplete | 2019-05-29 | 2019-05-31 | 2020-05-31 | SUNPOWER | SPR-X22-360-E-AC | Solar Panels |  | 0.36 | 6 | 136 | 18 |  | Fixed | Roof
Solar Registration Program | NJSRRE1541049571 | Franklinville | 8322 | 15 | 23.04 | Residential | Yes | Behind the Meter | Vision Solar LLC | AC Electric | As-Built Incomplete | 2019-05-29 | 2019-05-31 | 2020-05-31 | SUNPOWER | SPR-X22-360-E-AC | Inverters | 0.36 |  | 65 |  |  | 0.96 |  | Other | BEHIND PANELS
Solar Registration Program | NJSRRE1541110910 | Franklinville | 8322 | 15 | 23.04 | Residential | No | Behind the Meter | Green Power Energy | AC Electric | Accepted | 2019-06-05 | 2019-06-07 | 2020-06-07 | S-Energy | SN360M-10 | Solar Panels |  | 0.36 | 64 | 175 | 20 |  | Fixed | Roof
Solar Registration Program | NJSRRE1541110910 | Franklinville | 8322 | 15 | 23.04 | Residential | No | Behind the Meter | Green Power Energy | AC Electric | Accepted | 2019-06-05 | 2019-06-07 | 2020-06-07 | Solar Edge | SE11400H-US | Inverters | 11400 |  | 2 |  |  | 0.97 |  | Outside | next to meter
Solar Registration Program | NJSRRE1541880272 | Sparta | 7871 | 1 | 23.04 | Residential | No | Behind the Meter | Empire Solar Solutions, LLC | JCP&L | Accepted | 2019-08-23 | 2019-08-27 | 2020-08-27 | LG | LG320N1K-A5 | Solar Panels |  | 0.32 | 4 | 43 | 27 |  | Fixed | Roof
Solar Registration Program | NJSRRE1541880272 | Sparta | 7871 | 1 | 23.04 | Residential | No | Behind the Meter | Empire Solar Solutions, LLC | JCP&L | Accepted | 2019-08-23 | 2019-08-27 | 2020-08-27 | LG | LG320N1K-A5 | Solar Panels |  | 0.32 | 16 | 313 | 27 |  | Fixed | Roof
Solar Registration Program | NJSRRE1541880272 | Sparta | 7871 | 1 | 23.04 | Residential | No | Behind the Meter | Empire Solar Solutions, LLC | JCP&L | Accepted | 2019-08-23 | 2019-08-27 | 2020-08-27 | LG | LG320N1K-A5 | Solar Panels |  | 0.32 | 20 | 133 | 26 |  | Fixed | Roof
Solar Registration Program | NJSRRE1541880272 | Sparta | 7871 | 1 | 23.04 | Residential | No | Behind the Meter | Empire Solar Solutions, LLC | JCP&L | Accepted | 2019-08-23 | 2019-08-27 | 2020-08-27 | LG | LG320N1K-A5 | Solar Panels |  | 0.32 | 11 | 89 | 26 |  | Fixed | Roof
Solar Registration Program | NJSRRE1541880272 | Sparta | 7871 | 1 | 23.04 | Residential | No | Behind the Meter | Empire Solar Solutions, LLC | JCP&L | Accepted | 2019-08-23 | 2019-08-27 | 2020-08-27 | LG | LG320N1K-A5 | Solar Panels |  | 0.32 | 10 | 269 | 26 |  | Fixed | Roof
Solar Registration Program | NJSRRE1541880272 | Sparta | 7871 | 1 | 23.04 | Residential | No | Behind the Meter | Empire Solar Solutions, LLC | JCP&L | Accepted | 2019-08-23 | 2019-08-27 | 2020-08-27 | LG | LG320N1K-A5 | Solar Panels |  | 0.32 | 3 | 133 | 26 |  | Fixed | Roof
Solar Registration Program | NJSRRE1541880272 | Sparta | 7871 | 1 | 23.04 | Residential | No | Behind the Meter | Empire Solar Solutions, LLC | JCP&L | Accepted | 2019-08-23 | 2019-08-27 | 2020-08-27 | LG | LG320N1K-A5 | Solar Panels |  | 0.32 | 3 | 313 | 26 |  | Fixed | Roof
Solar Registration Program | NJSRRE1541880272 | Sparta | 7871 | 1 | 23.04 | Residential | No | Behind the Meter | Empire Solar Solutions, LLC | JCP&L | Accepted | 2019-08-23 | 2019-08-27 | 2020-08-27 | LG | LG320N1K-A5 | Solar Panels |  | 0.32 | 5 | 223 | 27 |  | Fixed | Roof
Solar Registration Program | NJSRRE1541880272 | Sparta | 7871 | 1 | 23.04 | Residential | No | Behind the Meter | Empire Solar Solutions, LLC | JCP&L | Accepted | 2019-08-23 | 2019-08-27 | 2020-08-27 | SolarEddge | SE76000H-US | Inverters | 0.76 |  | 1 |  |  | 0.98 |  | Outdoor | Next to utility meter.
Solar Registration Program | NJSRRE1541880272 | Sparta | 7871 | 1 | 23.04 | Residential | No | Behind the Meter | Empire Solar Solutions, LLC | JCP&L | Accepted | 2019-08-23 | 2019-08-27 | 2020-08-27 | SolarEdge | SE10000H-US | Inverters | 0.1 |  | 1 |  |  | 0.98 |  | Outdoor | Near utility meter
Solar Registration Program | NJSRRE1540304601 | Matawan | 7747 | 17 | 23.1 | Residential | No | Behind the Meter | Sunrun Installation Services, Inc. | JCP&L | Accepted | 2019-01-31 | 2019-01-31 | 2020-01-31 | LG Electronics | LG330N1C-A5 | Solar Panels |  | 0.33 | 70 | 184 | 30 |  | Fixed | Roof
Solar Registration Program | NJSRRE1540304601 | Matawan | 7747 | 17 | 23.1 | Residential | No | Behind the Meter | Sunrun Installation Services, Inc. | JCP&L | Accepted | 2019-01-31 | 2019-01-31 | 2020-01-31 | SMA America | SB7.0-1SP-US-40 | Inverters | 7000 |  | 1 |  |  | 0.96 |  | Outdoor | Next To Meter
Solar Registration Program | NJSRRE1540304601 | Matawan | 7747 | 17 | 23.1 | Residential | No | Behind the Meter | Sunrun Installation Services, Inc. | JCP&L | Accepted | 2019-01-31 | 2019-01-31 | 2020-01-31 | SMA America | SB7.7-1SP-US-40 | Inverters | 7680 |  | 2 |  |  | 0.96 |  | Outdoor | Next To Meter
Solar Registration Program | NJSRRE1541124950 | Sicklerville | 8081 | 14 | 23.1 | Residential | Yes | Behind the Meter | Castle Energy, LLC | AC Electric | Accepted | 2019-06-07 | 2019-06-12 | 2020-06-12 | Sunpower | SPR X21-350-BLK-E-AC | Solar Panels |  | 0.35 | 32 | 288 | 25 |  | Fixed | Roof
Solar Registration Program | NJSRRE1541124950 | Sicklerville | 8081 | 14 | 23.1 | Residential | Yes | Behind the Meter | Castle Energy, LLC | AC Electric | Accepted | 2019-06-07 | 2019-06-12 | 2020-06-12 | Sunpower | SPR X21-350-BLK-E-AC | Solar Panels |  | 0.35 | 5 | 199 | 25 |  | Fixed | Roof
Solar Registration Program | NJSRRE1541124950 | Sicklerville | 8081 | 14 | 23.1 | Residential | Yes | Behind the Meter | Castle Energy, LLC | AC Electric | Accepted | 2019-06-07 | 2019-06-12 | 2020-06-12 | Sunpower | SPR X21-350-BLK-E-AC | Solar Panels |  | 0.35 | 17 | 108 | 25 |  | Fixed | Roof
Solar Registration Program | NJSRRE1541124950 | Sicklerville | 8081 | 14 | 23.1 | Residential | Yes | Behind the Meter | Castle Energy, LLC | AC Electric | Accepted | 2019-06-07 | 2019-06-12 | 2020-06-12 | Sunpower | SPR X21-350-BLK-E-AC | Solar Panels |  | 0.35 | 12 | 108 | 25 |  | Fixed | Roof
Solar Registration Program | NJSRRE1541124950 | Sicklerville | 8081 | 14 | 23.1 | Residential | Yes | Behind the Meter | Castle Energy, LLC | AC Electric | Accepted | 2019-06-07 | 2019-06-12 | 2020-06-12 | Sunpower | TYPE E | Inverters | 320 |  | 66 |  |  | 0.975 |  | Outdoor | On rooftop underneath each solar module
Solar Registration Program | NJSRRE1542373192 | PASSAIC | 7055 | 6 | 23.1 | Residential | No | Behind the Meter | SEA BRIGHT SOLAR, LLC | PSE&G | Accepted | 2019-09-09 | 2019-09-12 | 2020-09-12 | SUNPOWER | SPR-X21-350-BLK-AC | Solar Panels |  | 0.35 | 45 | 216 | 22 |  | Fixed | Roof | SW
Solar Registration Program | NJSRRE1542373192 | PASSAIC | 7055 | 6 | 23.1 | Residential | No | Behind the Meter | SEA BRIGHT SOLAR, LLC | PSE&G | Accepted | 2019-09-09 | 2019-09-12 | 2020-09-12 | SUNPOWER | SPR-X21-350-BLK-AC | Solar Panels |  | 0.35 | 21 | 36 | 22 |  | Fixed | Roof | NE
Solar Registration Program | NJSRRE1542373192 | PASSAIC | 7055 | 6 | 23.1 | Residential | No | Behind the Meter | SEA BRIGHT SOLAR, LLC | PSE&G | Accepted | 2019-09-09 | 2019-09-12 | 2020-09-12 | SUNPOWER | SPR-X21-350-BLK-AC | Inverters | 320 |  | 66 |  |  | 0.96 |  | Outside | BENEATH ARRAY
Solar Registration Program | NJSRRE1542373192 | PASSAIC | 7055 | 6 | 23.1 | Residential | No | Behind the Meter | SEA BRIGHT SOLAR, LLC | PSE&G | Accepted | 2019-09-09 | 2019-09-12 | 2020-09-12 | TESLA | POWERWALL2 | Electric Storage Battery |  |  | 2 |  |  |  | Lithium Ion |  | INSIDE
Solar Registration Program | NJSRRE1542501324 | Absecon | 8201 | 19 | 23.1 | Non Profit | Yes | Behind the Meter | All Season Solar | AC Electric | Accepted | 2019-10-03 | 2019-10-08 | 2020-10-08 | Jinko | JKM300M-60 300W Back Sheet NOV 2017 | Solar Panels |  | 0.3 | 9 | 220 | 34 |  | Fixed | Roof
Solar Registration Program | NJSRRE1542501324 | Absecon | 8201 | 19 | 23.1 | Non Profit | Yes | Behind the Meter | All Season Solar | AC Electric | Accepted | 2019-10-03 | 2019-10-08 | 2020-10-08 | Jinko | JKM300M-60 300W Back Sheet NOV 2017 | Solar Panels |  | 0.3 | 8 | 220 | 34 |  | Fixed | Roof
Solar Registration Program | NJSRRE1542501324 | Absecon | 8201 | 19 | 23.1 | Non Profit | Yes | Behind the Meter | All Season Solar | AC Electric | Accepted | 2019-10-03 | 2019-10-08 | 2020-10-08 | Jinko | JKM300M-60 300W Back Sheet NOV 2017 | Solar Panels |  | 0.3 | 12 | 130 | 34 |  | Fixed | Roof
Solar Registration Program | NJSRRE1542501324 | Absecon | 8201 | 19 | 23.1 | Non Profit | Yes | Behind the Meter | All Season Solar | AC Electric | Accepted | 2019-10-03 | 2019-10-08 | 2020-10-08 | Jinko | JKM300M-60 300W Back Sheet NOV 2017 | Solar Panels |  | 0.3 | 48 | 220 | 14 |  | Fixed | Roof
Solar Registration Program | NJSRRE1542501324 | Absecon | 8201 | 19 | 23.1 | Non Profit | Yes | Behind the Meter | All Season Solar | AC Electric | Accepted | 2019-10-03 | 2019-10-08 | 2020-10-08 | Enphase | IQ7 | Inverters | 240 |  | 77 |  |  | 0.97 |  | Outdoor | Under Module
Solar Registration Program | NJSRRE1542568621 | Jackson Township | 8527 | 18 | 23.1 | Residential | No | Behind the Meter | Whitman Construction, LLC | JCP&L | Accepted | 2019-10-22 | 2019-10-23 | 2020-10-23 | Panasonic | VBHN330SA16 | Solar Panels |  | 0.33 | 61 | 127 | 19 |  | Fixed | Roof
Solar Registration Program | NJSRRE1542568621 | Jackson Township | 8527 | 18 | 23.1 | Residential | No | Behind the Meter | Whitman Construction, LLC | JCP&L | Accepted | 2019-10-22 | 2019-10-23 | 2020-10-23 | Panasonic | VBHN330SA16 | Solar Panels |  | 0.33 | 9 | 307 | 19 |  | Fixed | Roof
Solar Registration Program | NJSRRE1542568621 | Jackson Township | 8527 | 18 | 23.1 | Residential | No | Behind the Meter | Whitman Construction, LLC | JCP&L | Accepted | 2019-10-22 | 2019-10-23 | 2020-10-23 | Panasonic (built in Enphase) | N330E (IQ7X-96-2-US) | Inverters | 0.24 |  | 70 |  |  | 0.975 |  | Outside | roof
Solar Registration Program | NJSRRE1543586592 | clementon | 8021 | 14 | 23.1 | Commercial | Yes | Behind the Meter | Hytek Energy | AC Electric | Accepted | 2019-12-30 | 2019-12-30 | 2020-12-30 | axitec | axitec premiumhc 385w | Solar Panels |  | 0.385 | 60 | 145 | 10 |  | Fixed | Roof
Solar Registration Program | NJSRRE1543586592 | clementon | 8021 | 14 | 23.1 | Commercial | Yes | Behind the Meter | Hytek Energy | AC Electric | Accepted | 2019-12-30 | 2019-12-30 | 2020-12-30 | se10kw | solaredge hd | Inverters | 11550 |  | 2 |  |  | 0.98 |  | Outdoor | attached to building
Solar Registration Program | NJSRRE1543067592 | Warren | 7059 | 5 | 23.12 | Residential | Yes | Behind the Meter | Pro Custom Solar dba Momentum Solar | JCP&L | Accepted | 2019-11-12 | 2019-11-14 | 2020-11-14 | LG Electronics | LG 345N1C-V5 | Solar Panels |  | 0.345 | 12 | 58 | 39 |  | Fixed | Roof
Solar Registration Program | NJSRRE1543067592 | Warren | 7059 | 5 | 23.12 | Residential | Yes | Behind the Meter | Pro Custom Solar dba Momentum Solar | JCP&L | Accepted | 2019-11-12 | 2019-11-14 | 2020-11-14 | LG Electronics | LG 345N1C-V5 | Solar Panels |  | 0.345 | 6 | 238 | 39 |  | Fixed | Roof
Solar Registration Program | NJSRRE1543067592 | Warren | 7059 | 5 | 23.12 | Residential | Yes | Behind the Meter | Pro Custom Solar dba Momentum Solar | JCP&L | Accepted | 2019-11-12 | 2019-11-14 | 2020-11-14 | LG Electronics | LG 345N1C-V5 | Solar Panels |  | 0.345 | 7 | 58 | 39 |  | Fixed | Roof
Solar Registration Program | NJSRRE1543067592 | Warren | 7059 | 5 | 23.12 | Residential | Yes | Behind the Meter | Pro Custom Solar dba Momentum Solar | JCP&L | Accepted | 2019-11-12 | 2019-11-14 | 2020-11-14 | LG Electronics | LG 345N1C-V5 | Solar Panels |  | 0.345 | 6 | 328 | 32 |  | Fixed | Roof
Solar Registration Program | NJSRRE1543067592 | Warren | 7059 | 5 | 23.12 | Residential | Yes | Behind the Meter | Pro Custom Solar dba Momentum Solar | JCP&L | Accepted | 2019-11-12 | 2019-11-14 | 2020-11-14 | LG Electronics | LG 345N1C-V5 | Solar Panels |  | 0.345 | 10 | 58 | 39 |  | Fixed | Roof
Solar Registration Program | NJSRRE1543067592 | Warren | 7059 | 5 | 23.12 | Residential | Yes | Behind the Meter | Pro Custom Solar dba Momentum Solar | JCP&L | Accepted | 2019-11-12 | 2019-11-14 | 2020-11-14 | LG Electronics | LG 345N1C-V5 | Solar Panels |  | 0.345 | 10 | 238 | 39 |  | Fixed | Roof
Solar Registration Program | NJSRRE1543067592 | Warren | 7059 | 5 | 23.12 | Residential | Yes | Behind the Meter | Pro Custom Solar dba Momentum Solar | JCP&L | Accepted | 2019-11-12 | 2019-11-14 | 2020-11-14 | LG Electronics | LG 345N1C-V5 | Solar Panels |  | 0.345 | 11 | 238 | 39 |  | Fixed | Roof
Solar Registration Program | NJSRRE1543067592 | Warren | 7059 | 5 | 23.12 | Residential | Yes | Behind the Meter | Pro Custom Solar dba Momentum Solar | JCP&L | Accepted | 2019-11-12 | 2019-11-14 | 2020-11-14 | LG Electronics | LG 345N1C-V5 | Solar Panels |  | 0.345 | 5 | 238 | 39 |  | Fixed | Roof
Solar Registration Program | NJSRRE1543067592 | Warren | 7059 | 5 | 23.12 | Residential | Yes | Behind the Meter | Pro Custom Solar dba Momentum Solar | JCP&L | Accepted | 2019-11-12 | 2019-11-14 | 2020-11-14 | Enphase Energy | IQ7PLUS-72-2-US | Inverters | 295 |  | 67 |  |  | 0.97 |  | Outdoor | Roof
Solar Registration Program | NJSRRE1543481520 | Franklin NJ 08322 | 8322 | 15 | 23.2 | Residential | Yes | Behind the Meter | Seabright Solar | AC Electric | Accepted | 2019-12-23 | 2019-12-26 | 2020-12-26 | Sunpower | SPR-A-400 | Solar Panels |  | 0.4 | 24 | 153 | 37 |  | Fixed | Roof
Solar Registration Program | NJSRRE1543481520 | Franklin NJ 08322 | 8322 | 15 | 23.2 | Residential | Yes | Behind the Meter | Seabright Solar | AC Electric | Accepted | 2019-12-23 | 2019-12-26 | 2020-12-26 | Sunpower | SPR-A-400 | Solar Panels |  | 0.4 | 11 | 243 | 37 |  | Fixed | Roof
Solar Registration Program | NJSRRE1543481520 | Franklin NJ 08322 | 8322 | 15 | 23.2 | Residential | Yes | Behind the Meter | Seabright Solar | AC Electric | Accepted | 2019-12-23 | 2019-12-26 | 2020-12-26 | Sunpower | SPR-A-400 | Solar Panels |  | 0.4 | 6 | 63 | 37 |  | Fixed | Roof
Solar Registration Program | NJSRRE1543481520 | Franklin NJ 08322 | 8322 | 15 | 23.2 | Residential | Yes | Behind the Meter | Seabright Solar | AC Electric | Accepted | 2019-12-23 | 2019-12-26 | 2020-12-26 | Sunpower | SPR-A-400 | Solar Panels |  | 0.4 | 11 | 63 | 39 |  | Fixed | Roof
Solar Registration Program | NJSRRE1543481520 | Franklin NJ 08322 | 8322 | 15 | 23.2 | Residential | Yes | Behind the Meter | Seabright Solar | AC Electric | Accepted | 2019-12-23 | 2019-12-26 | 2020-12-26 | Sunpower | SPR-A-400 | Solar Panels |  | 0.4 | 6 | 152 | 37 |  | Fixed | Roof
Solar Registration Program | NJSRRE1543481520 | Franklin NJ 08322 | 8322 | 15 | 23.2 | Residential | Yes | Behind the Meter | Seabright Solar | AC Electric | Accepted | 2019-12-23 | 2019-12-26 | 2020-12-26 | Sunpower | SPR-A-400 | Inverters | 0.32 |  | 58 |  |  | 0.99 |  | Outside | Roof
Solar Registration Program | NJSRRE1543482547 | Lumberton | 8055 | 13 | 23.2 | Residential | No | Behind the Meter | Sunrun Installation Services, Inc. | PSE&G | Accepted | 2019-12-05 | 2019-12-10 | 2020-12-10 | REC Solar | REC290TP2 BLK | Solar Panels |  | 0.29 | 29 | 180 | 30 |  | Fixed | Roof
Solar Registration Program | NJSRRE1543482547 | Lumberton | 8055 | 13 | 23.2 | Residential | No | Behind the Meter | Sunrun Installation Services, Inc. | PSE&G | Accepted | 2019-12-05 | 2019-12-10 | 2020-12-10 | REC Solar | REC290TP2 BLK | Solar Panels |  | 0.29 | 34 | 180 | 30 |  | Fixed | Roof
Solar Registration Program | NJSRRE1543482547 | Lumberton | 8055 | 13 | 23.2 | Residential | No | Behind the Meter | Sunrun Installation Services, Inc. | PSE&G | Accepted | 2019-12-05 | 2019-12-10 | 2020-12-10 | REC Solar | REC290TP2 BLK | Solar Panels |  | 0.29 | 17 | 180 | 30 |  | Fixed | Roof
Solar Registration Program | NJSRRE1543482547 | Lumberton | 8055 | 13 | 23.2 | Residential | No | Behind the Meter | Sunrun Installation Services, Inc. | PSE&G | Accepted | 2019-12-05 | 2019-12-10 | 2020-12-10 | SolarEdge Technologies | SE11400H-USRGM | Inverters | 11400 |  | 1 |  |  | 0.96 |  | Outdoor | Next To Meter
Solar Registration Program | NJSRRE1543482547 | Lumberton | 8055 | 13 | 23.2 | Residential | No | Behind the Meter | Sunrun Installation Services, Inc. | PSE&G | Accepted | 2019-12-05 | 2019-12-10 | 2020-12-10 | SolarEdge Technologies | SE7600A-USS2RGM | Inverters | 7600 |  | 1 |  |  | 0.96 |  | Outdoor | Next To Meter
Solar Registration Program | NJSRRE1543482547 | Lumberton | 8055 | 13 | 23.2 | Residential | No | Behind the Meter | Sunrun Installation Services, Inc. | PSE&G | Accepted | 2019-12-05 | 2019-12-10 | 2020-12-10 | SolarEdge Technologies | SE6000H-USRGM | Inverters | 6000 |  | 1 |  |  | 0.96 |  | Outdoor | Next To Meter
Solar Registration Program | NJSRRE1543482547 | Lumberton | 8055 | 13 | 23.2 | Residential | No | Behind the Meter | Sunrun Installation Services, Inc. | PSE&G | Accepted | 2019-12-05 | 2019-12-10 | 2020-12-10 | LG Chem | RESU 10H SEG | Electric Storage Battery |  |  | 1 |  |  |  | Lithium Ion |  | outside
Solar Registration Program | NJSRRE1543417644 | Southampton Township | 8088 | 13 | 23.22 | Residential | Yes | Behind the Meter | Ad Energy | PSE&G | Accepted | 2019-11-18 | 2019-11-20 | 2020-11-20 | SunPower | SPR-E20-327-E-AC | Solar Panels |  | 0.327 | 19 | 255 | 20 |  | Fixed | Roof
Solar Registration Program | NJSRRE1543417644 | Southampton Township | 8088 | 13 | 23.22 | Residential | Yes | Behind the Meter | Ad Energy | PSE&G | Accepted | 2019-11-18 | 2019-11-20 | 2020-11-20 | SunPower | SPR-E20-327-E-AC | Solar Panels |  | 0.327 | 27 | 75 | 20 |  | Fixed | Roof
Solar Registration Program | NJSRRE1543417644 | Southampton Township | 8088 | 13 | 23.22 | Residential | Yes | Behind the Meter | Ad Energy | PSE&G | Accepted | 2019-11-18 | 2019-11-20 | 2020-11-20 | SunPower | SPR-E20-327-E-AC | Solar Panels |  | 0.327 | 25 | 165 | 20 |  | Fixed | Roof
Solar Registration Program | NJSRRE1543417644 | Southampton Township | 8088 | 13 | 23.22 | Residential | Yes | Behind the Meter | Ad Energy | PSE&G | Accepted | 2019-11-18 | 2019-11-20 | 2020-11-20 | Enphase Energy | IQ7XS-96-ACM-US | Inverters | 315 |  | 71 |  |  | 0.975 |  | Outdoor | At each panel
Solar Registration Program | NJSRRE1543417644 | Southampton Township | 8088 | 13 | 23.22 | Residential | Yes | Behind the Meter | Ad Energy | PSE&G | Accepted | 2019-11-18 | 2019-11-20 | 2020-11-20 | SunPower | PVS6 | Meters |  |  | 1 |  |  |  | Yes | Outdoor
Solar Registration Program | NJSRRE1543506000 | Rio Grande | 7242 |  | 23.25 | Residential | Yes | Behind the Meter | RCL Enterprises Inc. | AC Electric | Accepted | 2019-12-10 | 2019-12-13 | 2020-12-13 | trina | TSM-310DD05H.05 | Solar Panels |  | 0.31 | 45 | 118 | 27 |  | Fixed | Roof
Solar Registration Program | NJSRRE1543506000 | Rio Grande | 7242 |  | 23.25 | Residential | Yes | Behind the Meter | RCL Enterprises Inc. | AC Electric | Accepted | 2019-12-10 | 2019-12-13 | 2020-12-13 | trina | TSM-310DD05H.05 | Solar Panels |  | 0.31 | 30 | 298 | 27 |  | Fixed | Roof
Solar Registration Program | NJSRRE1543506000 | Rio Grande | 7242 |  | 23.25 | Residential | Yes | Behind the Meter | RCL Enterprises Inc. | AC Electric | Accepted | 2019-12-10 | 2019-12-13 | 2020-12-13 | enphase | iq7 | Inverters | 7200 |  | 30 |  |  | 0.96 |  | Outside | under panels
Solar Registration Program | NJSRRE1543506000 | Rio Grande | 7242 |  | 23.25 | Residential | Yes | Behind the Meter | RCL Enterprises Inc. | AC Electric | Accepted | 2019-12-10 | 2019-12-13 | 2020-12-13 | enphase | iq7 | Inverters | 10800 |  | 45 |  |  | 0.96 |  | Outside | under panels
Solar Registration Program | NJSRRE1543067788 | Pilesgrove | 8098 | 16 | 23.31 | Residential | No | Behind the Meter | Ampericon | New Construction | Accepted | 2019-11-12 | 2019-11-15 | 2020-11-15 | Silfab | 370 | Solar Panels |  | 0.37 | 17 | 285 | 25 |  | Fixed | Roof
Solar Registration Program | NJSRRE1543067788 | Pilesgrove | 8098 | 16 | 23.31 | Residential | No | Behind the Meter | Ampericon | New Construction | Accepted | 2019-11-12 | 2019-11-15 | 2020-11-15 | Silfab | 370 | Solar Panels |  | 0.37 | 36 | 105 | 25 |  | Fixed | Roof
Solar Registration Program | NJSRRE1543067788 | Pilesgrove | 8098 | 16 | 23.31 | Residential | No | Behind the Meter | Ampericon | New Construction | Accepted | 2019-11-12 | 2019-11-15 | 2020-11-15 | Silfab | 370 | Solar Panels |  | 0.37 | 10 | 195 | 25 |  | Fixed | Roof
Solar Registration Program | NJSRRE1543067788 | Pilesgrove | 8098 | 16 | 23.31 | Residential | No | Behind the Meter | Ampericon | New Construction | Accepted | 2019-11-12 | 2019-11-15 | 2020-11-15 | EnPhase | IQ7 | Inverters | 240 |  | 63 |  |  | 0.965 |  | Other | Roof
Solar Registration Program | NJSRRE1543473740 | Columbus | 8022 | 13 | 23.31 | Residential | Yes | Behind the Meter | Suntuity Solar LLC | PSE&G | Accepted | 2019-12-03 | 2019-12-05 | 2020-12-05 | Yingli Green Energy | YL315D-30b | Solar Panels |  | 0.315 | 18 | 97 | 30 |  | Fixed | Roof
Solar Registration Program | NJSRRE1543473740 | Columbus | 8022 | 13 | 23.31 | Residential | Yes | Behind the Meter | Suntuity Solar LLC | PSE&G | Accepted | 2019-12-03 | 2019-12-05 | 2020-12-05 | Yingli Green Energy | YL315D-30b | Solar Panels |  | 0.315 | 18 | 277 | 30 |  | Fixed | Roof
Solar Registration Program | NJSRRE1543473740 | Columbus | 8022 | 13 | 23.31 | Residential | Yes | Behind the Meter | Suntuity Solar LLC | PSE&G | Accepted | 2019-12-03 | 2019-12-05 | 2020-12-05 | Yingli Green Energy | YL315D-30b | Solar Panels |  | 0.315 | 3 | 187 | 20 |  | Fixed | Roof
Solar Registration Program | NJSRRE1543473740 | Columbus | 8022 | 13 | 23.31 | Residential | Yes | Behind the Meter | Suntuity Solar LLC | PSE&G | Accepted | 2019-12-03 | 2019-12-05 | 2020-12-05 | Yingli Green Energy | YL315D-30b | Solar Panels |  | 0.315 | 19 | 187 | 6 |  | Fixed | Roof
Solar Registration Program | NJSRRE1543473740 | Columbus | 8022 | 13 | 23.31 | Residential | Yes | Behind the Meter | Suntuity Solar LLC | PSE&G | Accepted | 2019-12-03 | 2019-12-05 | 2020-12-05 | Yingli Green Energy | YL315D-30b | Solar Panels |  | 0.315 | 6 | 187 | 13 |  | Fixed | Roof
Solar Registration Program | NJSRRE1543473740 | Columbus | 8022 | 13 | 23.31 | Residential | Yes | Behind the Meter | Suntuity Solar LLC | PSE&G | Accepted | 2019-12-03 | 2019-12-05 | 2020-12-05 | Yingli Green Energy | YL315D-30b | Solar Panels |  | 0.315 | 10 | 187 | 35 |  | Fixed | Roof
Solar Registration Program | NJSRRE1543473740 | Columbus | 8022 | 13 | 23.31 | Residential | Yes | Behind the Meter | Suntuity Solar LLC | PSE&G | Accepted | 2019-12-03 | 2019-12-05 | 2020-12-05 | Enphase Energy | IQ7-60-2-US | Inverters | 240 |  | 74 |  |  | 0.97 |  | Outdoor | Behind the PV Modules
Solar Registration Program | NJSRRE1539957882 | Holmdel | 7733 | 17 | 23.4 | Residential | No | Behind the Meter | Tesla Energy Operations, Inc. | JCP&L | Extension Incomplete | 2018-12-12 | 2018-12-17 | 2019-12-17 | Panasonic | SolarCity Standard SC325 | Solar Panels |  | 0.325 | 14 | 156 | 15 |  | Fixed | Roof
Solar Registration Program | NJSRRE1539957882 | Holmdel | 7733 | 17 | 23.4 | Residential | No | Behind the Meter | Tesla Energy Operations, Inc. | JCP&L | Extension Incomplete | 2018-12-12 | 2018-12-17 | 2019-12-17 | Panasonic | SolarCity Standard SC325 | Solar Panels |  | 0.325 | 20 | 336 | 26 |  | Fixed | Roof
Solar Registration Program | NJSRRE1539957882 | Holmdel | 7733 | 17 | 23.4 | Residential | No | Behind the Meter | Tesla Energy Operations, Inc. | JCP&L | Extension Incomplete | 2018-12-12 | 2018-12-17 | 2019-12-17 | Panasonic | SolarCity Standard SC325 | Solar Panels |  | 0.325 | 10 | 156 | 28 |  | Fixed | Roof
Solar Registration Program | NJSRRE1539957882 | Holmdel | 7733 | 17 | 23.4 | Residential | No | Behind the Meter | Tesla Energy Operations, Inc. | JCP&L | Extension Incomplete | 2018-12-12 | 2018-12-17 | 2019-12-17 | Panasonic | SolarCity Standard SC325 | Solar Panels |  | 0.325 | 12 | 156 | 27 |  | Fixed | Roof
Solar Registration Program | NJSRRE1539957882 | Holmdel | 7733 | 17 | 23.4 | Residential | No | Behind the Meter | Tesla Energy Operations, Inc. | JCP&L | Extension Incomplete | 2018-12-12 | 2018-12-17 | 2019-12-17 | Panasonic | SolarCity Standard SC325 | Solar Panels |  | 0.325 | 16 | 156 | 26 |  | Fixed | Roof
Solar Registration Program | NJSRRE1539957882 | Holmdel | 7733 | 17 | 23.4 | Residential | No | Behind the Meter | Tesla Energy Operations, Inc. | JCP&L | Extension Incomplete | 2018-12-12 | 2018-12-17 | 2019-12-17 | SolarEdge | SE11400A-USR00SNC2 | Inverters | 11400 |  | 1 |  |  | 0.975 |  | Outdoor | Outdoor
Solar Registration Program | NJSRRE1539957882 | Holmdel | 7733 | 17 | 23.4 | Residential | No | Behind the Meter | Tesla Energy Operations, Inc. | JCP&L | Extension Incomplete | 2018-12-12 | 2018-12-17 | 2019-12-17 | SolarEdge | SE7600H-US000SNC2 | Inverters | 7600 |  | 1 |  |  | 0.975 |  | Outdoor | Outdoor
Solar Registration Program | NJSRRE1539957882 | Holmdel | 7733 | 17 | 23.4 | Residential | No | Behind the Meter | Tesla Energy Operations, Inc. | JCP&L | Extension Incomplete | 2018-12-12 | 2018-12-17 | 2019-12-17 | Tesla | AC Powerwall 2.0 | Electric Storage Battery |  |  | 1 |  |  |  | Lithium Ion |  | Outside
Solar Registration Program | NJSRRE1540967267 | Monroe Township | 8831 | 11 | 23.4 | Residential | No | Behind the Meter | Palmetto Solar LLC | JCP&L | Accepted | 2019-05-10 | 2019-05-10 | 2020-05-10 | Silfab | SLA-M 300w | Solar Panels |  | 0.3 | 39 | 180 | 25 |  | Fixed | Ground
Solar Registration Program | NJSRRE1540967267 | Monroe Township | 8831 | 11 | 23.4 | Residential | No | Behind the Meter | Palmetto Solar LLC | JCP&L | Accepted | 2019-05-10 | 2019-05-10 | 2020-05-10 | Silfab | SLA-M 300w | Solar Panels |  | 0.3 | 39 | 180 | 25 |  | Fixed | Ground
Solar Registration Program | NJSRRE1540967267 | Monroe Township | 8831 | 11 | 23.4 | Residential | No | Behind the Meter | Palmetto Solar LLC | JCP&L | Accepted | 2019-05-10 | 2019-05-10 | 2020-05-10 | SolarEdge | SE10000H-US | Inverters | 10000 |  | 1 |  |  | 0.99 |  | Outside | NA
Solar Registration Program | NJSRRE1540967267 | Monroe Township | 8831 | 11 | 23.4 | Residential | No | Behind the Meter | Palmetto Solar LLC | JCP&L | Accepted | 2019-05-10 | 2019-05-10 | 2020-05-10 | SolarEdge | SE7600H-US | Inverters | 7600 |  | 1 |  |  | 0.99 |  | Outside | NA
Solar Registration Program | NJSRRE1542525092 | LACEY TOWNSHOP | 8734 | 18 | 23.4 | Residential | Yes | Behind the Meter | Sea Bright Solar, LLC | JCP&L | Accepted | 2019-10-10 | 2019-10-14 | 2020-10-14 | SUNPOWER | SPR-X22-360-E-AC | Solar Panels |  | 0.36 | 35 | 209 | 26 |  | Fixed | Roof | SW
Solar Registration Program | NJSRRE1542525092 | LACEY TOWNSHOP | 8734 | 18 | 23.4 | Residential | Yes | Behind the Meter | Sea Bright Solar, LLC | JCP&L | Accepted | 2019-10-10 | 2019-10-14 | 2020-10-14 | SUNPOWER | SPR-X22-360-E-AC | Solar Panels |  | 0.36 | 6 | 209 | 26 |  | Fixed | Roof | SW
Solar Registration Program | NJSRRE1542525092 | LACEY TOWNSHOP | 8734 | 18 | 23.4 | Residential | Yes | Behind the Meter | Sea Bright Solar, LLC | JCP&L | Accepted | 2019-10-10 | 2019-10-14 | 2020-10-14 | SUNPOWER | SPR-X22-360-E-AC | Solar Panels |  | 0.36 | 24 | 209 | 26 |  | Fixed | Roof | SW
Solar Registration Program | NJSRRE1542525092 | LACEY TOWNSHOP | 8734 | 18 | 23.4 | Residential | Yes | Behind the Meter | Sea Bright Solar, LLC | JCP&L | Accepted | 2019-10-10 | 2019-10-14 | 2020-10-14 | SUNPOWER | SPR-X22-360-E-AC | Inverters | 320 |  | 65 |  |  | 0.96 |  | Outside | BENEATH ARRAY
Solar Registration Program | NJSRRE1542548324 | Cherry Hill | 8003 | 14 | 23.4 | Residential | No | Behind the Meter | Sunny Corp | PSE&G | Accepted | 2019-10-16 | 2019-10-18 | 2020-10-18 | PANASONIC | VBHN325KA03 | Solar Panels |  | 0.325 | 28 | 124 | 20 |  | Fixed | Roof
Solar Registration Program | NJSRRE1542548324 | Cherry Hill | 8003 | 14 | 23.4 | Residential | No | Behind the Meter | Sunny Corp | PSE&G | Accepted | 2019-10-16 | 2019-10-18 | 2020-10-18 | PANASONIC | VBHN325KA03 | Solar Panels |  | 0.325 | 22 | 124 | 21 |  | Fixed | Roof
Solar Registration Program | NJSRRE1542548324 | Cherry Hill | 8003 | 14 | 23.4 | Residential | No | Behind the Meter | Sunny Corp | PSE&G | Accepted | 2019-10-16 | 2019-10-18 | 2020-10-18 | PANASONIC | VBHN325KA03 | Solar Panels |  | 0.325 | 22 | 304 | 22 |  | Fixed | Roof
Solar Registration Program | NJSRRE1542548324 | Cherry Hill | 8003 | 14 | 23.4 | Residential | No | Behind the Meter | Sunny Corp | PSE&G | Accepted | 2019-10-16 | 2019-10-18 | 2020-10-18 | SOLAREDGE | SE11400H-US | Inverters | 11400 |  | 1 |  |  | 0.992 |  | Outside | GARAGE
Solar Registration Program | NJSRRE1541791320 | Mount Laurel | 8054 | 13 | 23.43 | Residential | No | Behind the Meter | NJ Solar Power, LLC | PSE&G | Accepted | 2019-08-06 | 2019-08-09 | 2020-08-09 | Panasonic | VBHN330SA17 | Solar Panels |  | 0.33 | 12 | 124 | 45 |  | Fixed | Roof
Solar Registration Program | NJSRRE1541791320 | Mount Laurel | 8054 | 13 | 23.43 | Residential | No | Behind the Meter | NJ Solar Power, LLC | PSE&G | Accepted | 2019-08-06 | 2019-08-09 | 2020-08-09 | Panasonic | VBHN330SA17 | Solar Panels |  | 0.33 | 3 | 124 | 45 |  | Fixed | Roof
Solar Registration Program | NJSRRE1541791320 | Mount Laurel | 8054 | 13 | 23.43 | Residential | No | Behind the Meter | NJ Solar Power, LLC | PSE&G | Accepted | 2019-08-06 | 2019-08-09 | 2020-08-09 | Panasonic | VBHN330SA17 | Solar Panels |  | 0.33 | 35 | 214 | 45 |  | Fixed | Roof
Solar Registration Program | NJSRRE1541791320 | Mount Laurel | 8054 | 13 | 23.43 | Residential | No | Behind the Meter | NJ Solar Power, LLC | PSE&G | Accepted | 2019-08-06 | 2019-08-09 | 2020-08-09 | Panasonic | VBHN330SA17 | Solar Panels |  | 0.33 | 21 | 124 | 45 |  | Fixed | Roof
Solar Registration Program | NJSRRE1541791320 | Mount Laurel | 8054 | 13 | 23.43 | Residential | No | Behind the Meter | NJ Solar Power, LLC | PSE&G | Accepted | 2019-08-06 | 2019-08-09 | 2020-08-09 | SolarEdge | SE11400H-US | Inverters | 11400 |  | 1 |  |  | 0.99 |  | Indoor | garage
Solar Registration Program | NJSRRE1541791320 | Mount Laurel | 8054 | 13 | 23.43 | Residential | No | Behind the Meter | NJ Solar Power, LLC | PSE&G | Accepted | 2019-08-06 | 2019-08-09 | 2020-08-09 | SolarEdge | SE10000H-US | Inverters | 10000 |  | 1 |  |  | 0.99 |  | Indoor | garage
Solar Registration Program | NJSRRE1542513408 | Southampton Township | 8088 | 13 | 23.45 | Residential | No | Behind the Meter | Public Service Solar | AC Electric | Accepted | 2019-10-07 | 2019-10-10 | 2020-10-10 | LG | LG335N1K-V5 | Solar Panels |  | 0.335 | 70 | 201 | 36 |  | Fixed | Roof
Solar Registration Program | NJSRRE1542513408 | Southampton Township | 8088 | 13 | 23.45 | Residential | No | Behind the Meter | Public Service Solar | AC Electric | Accepted | 2019-10-07 | 2019-10-10 | 2020-10-10 | Enphase | IQ7+ | Inverters | 0.335 |  | 70 |  |  | 0.96 |  | Outside | Under Panel
Solar Registration Program | NJSRRE1542514954 | Hillsborough | 8844 | 5 | 23.45 | Residential | No | Behind the Meter | Public Service Solar | PSE&G | Accepted | 2019-10-08 | 2019-10-10 | 2020-10-10 | LG | LG335N1K-V5 | Solar Panels |  | 0.335 | 70 | 241 | 24 |  | Fixed | Roof
Solar Registration Program | NJSRRE1542514954 | Hillsborough | 8844 | 5 | 23.45 | Residential | No | Behind the Meter | Public Service Solar | PSE&G | Accepted | 2019-10-08 | 2019-10-10 | 2020-10-10 | Enphase | IQ7+ | Inverters | 0.335 |  | 70 |  |  | 0.96 |  | Outside | Under panels
Solar Registration Program | NJSRRE1542541553 | PARAMUS | 7652 | 7 | 23.45 | Residential | No | Behind the Meter | Infinity Solar Systems | PSE&G | Accepted | 2019-10-14 | 2019-10-16 | 2020-10-16 | LG | LG-335-N1C-A5 | Solar Panels |  | 0.335 | 9 | 0 | 15 |  | Fixed | Roof
Solar Registration Program | NJSRRE1542541553 | PARAMUS | 7652 | 7 | 23.45 | Residential | No | Behind the Meter | Infinity Solar Systems | PSE&G | Accepted | 2019-10-14 | 2019-10-16 | 2020-10-16 | LG | LG-335-N1C-A5 | Solar Panels |  | 0.335 | 24 | 90 | 25 |  | Fixed | Roof
Solar Registration Program | NJSRRE1542541553 | PARAMUS | 7652 | 7 | 23.45 | Residential | No | Behind the Meter | Infinity Solar Systems | PSE&G | Accepted | 2019-10-14 | 2019-10-16 | 2020-10-16 | LG | LG-335-N1C-A5 | Solar Panels |  | 0.335 | 15 | 270 | 25 |  | Fixed | Roof
Solar Registration Program | NJSRRE1542541553 | PARAMUS | 7652 | 7 | 23.45 | Residential | No | Behind the Meter | Infinity Solar Systems | PSE&G | Accepted | 2019-10-14 | 2019-10-16 | 2020-10-16 | LG | LG-335-N1C-A5 | Solar Panels |  | 0.335 | 6 | 180 | 42 |  | Fixed | Roof
Solar Registration Program | NJSRRE1542541553 | PARAMUS | 7652 | 7 | 23.45 | Residential | No | Behind the Meter | Infinity Solar Systems | PSE&G | Accepted | 2019-10-14 | 2019-10-16 | 2020-10-16 | LG | LG-335-N1C-A5 | Solar Panels |  | 0.335 | 3 | 180 | 25 |  | Fixed | Roof
Solar Registration Program | NJSRRE1542541553 | PARAMUS | 7652 | 7 | 23.45 | Residential | No | Behind the Meter | Infinity Solar Systems | PSE&G | Accepted | 2019-10-14 | 2019-10-16 | 2020-10-16 | LG | LG-335-N1C-A5 | Solar Panels |  | 0.335 | 13 | 180 | 25 |  | Fixed | Roof
Solar Registration Program | NJSRRE1542541553 | PARAMUS | 7652 | 7 | 23.45 | Residential | No | Behind the Meter | Infinity Solar Systems | PSE&G | Accepted | 2019-10-14 | 2019-10-16 | 2020-10-16 | ENPHASE | IQ7-60-X-US | Inverters | 240 |  | 70 |  |  | 0.97 |  | Other | MICROINVERTERS
Solar Registration Program | NJSRRE1542541644 | WALL | 7719 | 17 | 23.45 | Residential | No | Behind the Meter | Infinity Solar Systems | JCP&L | Accepted | 2019-10-14 | 2019-10-16 | 2020-10-16 | LG | LG-335-N1C-A5 | Solar Panels |  | 0.335 | 49 | 184 | 34 |  | Fixed | Roof
Solar Registration Program | NJSRRE1542541644 | WALL | 7719 | 17 | 23.45 | Residential | No | Behind the Meter | Infinity Solar Systems | JCP&L | Accepted | 2019-10-14 | 2019-10-16 | 2020-10-16 | LG | LG-335-N1C-A5 | Solar Panels |  | 0.335 | 21 | 184 | 34 |  | Fixed | Roof
Solar Registration Program | NJSRRE1542541644 | WALL | 7719 | 17 | 23.45 | Residential | No | Behind the Meter | Infinity Solar Systems | JCP&L | Accepted | 2019-10-14 | 2019-10-16 | 2020-10-16 | ENPHASE | IQ7-60-X-US | Inverters | 240 |  | 70 |  |  | 0.97 |  | Other | MICROINVERTERS
Solar Registration Program | NJSRRE1543478540 | Brick Township | 8723 | 18 | 23.46 | Residential | No | Behind the Meter | Pro Custom Solar dba Momentum Solar | JCP&L | Accepted | 2019-12-04 | 2019-12-09 | 2020-12-09 | LG Electronics | LG 345N1C-V5 | Solar Panels |  | 0.345 | 8 | 173 | 36 |  | Fixed | Roof
Solar Registration Program | NJSRRE1543478540 | Brick Township | 8723 | 18 | 23.46 | Residential | No | Behind the Meter | Pro Custom Solar dba Momentum Solar | JCP&L | Accepted | 2019-12-04 | 2019-12-09 | 2020-12-09 | LG Electronics | LG 345N1C-V5 | Solar Panels |  | 0.345 | 13 | 353 | 35 |  | Fixed | Roof
Solar Registration Program | NJSRRE1543478540 | Brick Township | 8723 | 18 | 23.46 | Residential | No | Behind the Meter | Pro Custom Solar dba Momentum Solar | JCP&L | Accepted | 2019-12-04 | 2019-12-09 | 2020-12-09 | LG Electronics | LG 345N1C-V5 | Solar Panels |  | 0.345 | 23 | 173 | 35 |  | Fixed | Roof
Solar Registration Program | NJSRRE1543478540 | Brick Township | 8723 | 18 | 23.46 | Residential | No | Behind the Meter | Pro Custom Solar dba Momentum Solar | JCP&L | Accepted | 2019-12-04 | 2019-12-09 | 2020-12-09 | LG Electronics | LG 345N1C-V5 | Solar Panels |  | 0.345 | 3 | 173 | 36 |  | Fixed | Roof
Solar Registration Program | NJSRRE1543478540 | Brick Township | 8723 | 18 | 23.46 | Residential | No | Behind the Meter | Pro Custom Solar dba Momentum Solar | JCP&L | Accepted | 2019-12-04 | 2019-12-09 | 2020-12-09 | LG Electronics | LG 345N1C-V5 | Solar Panels |  | 0.345 | 8 | 83 | 35 |  | Fixed | Roof
Solar Registration Program | NJSRRE1543478540 | Brick Township | 8723 | 18 | 23.46 | Residential | No | Behind the Meter | Pro Custom Solar dba Momentum Solar | JCP&L | Accepted | 2019-12-04 | 2019-12-09 | 2020-12-09 | LG Electronics | LG 345N1C-V5 | Solar Panels |  | 0.345 | 4 | 83 | 36 |  | Fixed | Roof
Solar Registration Program | NJSRRE1543478540 | Brick Township | 8723 | 18 | 23.46 | Residential | No | Behind the Meter | Pro Custom Solar dba Momentum Solar | JCP&L | Accepted | 2019-12-04 | 2019-12-09 | 2020-12-09 | LG Electronics | LG 345N1C-V5 | Solar Panels |  | 0.345 | 3 | 173 | 37 |  | Fixed | Roof
Solar Registration Program | NJSRRE1543478540 | Brick Township | 8723 | 18 | 23.46 | Residential | No | Behind the Meter | Pro Custom Solar dba Momentum Solar | JCP&L | Accepted | 2019-12-04 | 2019-12-09 | 2020-12-09 | LG Electronics | LG 345N1C-V5 | Solar Panels |  | 0.345 | 6 | 353 | 37 |  | Fixed | Roof
Solar Registration Program | NJSRRE1543478540 | Brick Township | 8723 | 18 | 23.46 | Residential | No | Behind the Meter | Pro Custom Solar dba Momentum Solar | JCP&L | Accepted | 2019-12-04 | 2019-12-09 | 2020-12-09 | Enphase Energy | IQ7PLUS-72-2-US | Inverters | 295 |  | 68 |  |  | 0.97 |  | Outdoor | Roof
Solar Registration Program | NJSRRE1540905003 | Penns Grove | 8069 | 16 | 23.56 | Commercial | Yes | Behind the Meter | Solar Renewable Energy, LLC | AC Electric | Accepted | 2019-05-15 | 2019-06-17 | 2020-06-17 | HT SAAE | HT 72 156M (380W) | Solar Panels |  | 0.38 | 62 | Landscape | 22 |  | Fixed | Roof
Solar Registration Program | NJSRRE1540905003 | Penns Grove | 8069 | 16 | 23.56 | Commercial | Yes | Behind the Meter | Solar Renewable Energy, LLC | AC Electric | Accepted | 2019-05-15 | 2019-06-17 | 2020-06-17 | Solar Edge | SE7600 | Inverters | 15200 |  | 2 |  |  | 0.996 |  | Outdoor | Roof
Solar Registration Program | NJSRRE1540905003 | Penns Grove | 8069 | 16 | 23.56 | Commercial | Yes | Behind the Meter | Solar Renewable Energy, LLC | AC Electric | Accepted | 2019-05-15 | 2019-06-17 | 2020-06-17 | Solar Edge | SE RWND 3D 480 MB | Meters |  |  | 1 |  |  |  |  | Outdoor
Solar Registration Program | NJSRRE1540457261 | Lakewood | 8701 | 18 | 23.63 | Residential | No | Behind the Meter | Powerlutions | JCP&L | Accepted | 2019-03-06 | 2019-03-08 | 2020-03-08 | Trina | TSM-375DEG14 | Solar Panels |  | 0.375 | 63 | 188 | 10 |  | Fixed | Roof
Solar Registration Program | NJSRRE1540457261 | Lakewood | 8701 | 18 | 23.63 | Residential | No | Behind the Meter | Powerlutions | JCP&L | Accepted | 2019-03-06 | 2019-03-08 | 2020-03-08 | Solar Edge | SE10000H-US | Inverters | 10 |  | 2 |  |  | 0.99 |  | Outdoor | near meter
Solar Registration Program | NJSRRE1543418108 | Green Brook | 8812 | 11 | 23.63 | Residential | Yes | Behind the Meter | Pro Custom Solar dba Momentum Solar | PSE&G | Accepted | 2019-11-18 | 2019-11-21 | 2020-11-21 | Hanwha | Q.Peak DUO BLK-G5 315 | Solar Panels |  | 0.315 | 16 | 166 | 30 |  | Fixed | Roof
Solar Registration Program | NJSRRE1543418108 | Green Brook | 8812 | 11 | 23.63 | Residential | Yes | Behind the Meter | Pro Custom Solar dba Momentum Solar | PSE&G | Accepted | 2019-11-18 | 2019-11-21 | 2020-11-21 | Hanwha | Q.Peak DUO BLK-G5 315 | Solar Panels |  | 0.315 | 26 | 256 | 33 |  | Fixed | Roof
Solar Registration Program | NJSRRE1543418108 | Green Brook | 8812 | 11 | 23.63 | Residential | Yes | Behind the Meter | Pro Custom Solar dba Momentum Solar | PSE&G | Accepted | 2019-11-18 | 2019-11-21 | 2020-11-21 | Hanwha | Q.Peak DUO BLK-G5 315 | Solar Panels |  | 0.315 | 23 | 76 | 33 |  | Fixed | Roof
Solar Registration Program | NJSRRE1543418108 | Green Brook | 8812 | 11 | 23.63 | Residential | Yes | Behind the Meter | Pro Custom Solar dba Momentum Solar | PSE&G | Accepted | 2019-11-18 | 2019-11-21 | 2020-11-21 | Hanwha | Q.Peak DUO BLK-G5 315 | Solar Panels |  | 0.315 | 10 | 346 | 30 |  | Fixed | Roof
Solar Registration Program | NJSRRE1543418108 | Green Brook | 8812 | 11 | 23.63 | Residential | Yes | Behind the Meter | Pro Custom Solar dba Momentum Solar | PSE&G | Accepted | 2019-11-18 | 2019-11-21 | 2020-11-21 | Enphase Energy | IQ6-60-2-US | Inverters | 240 |  | 75 |  |  | 0.97 |  | Outdoor | Roof
Solar Registration Program | NJSRRE1541891281 | Plainsboro | 8536 | 11 | 23.68 | Residential | No | Behind the Meter | Exact Solar | PSE&G | Accepted | 2019-08-28 | 2019-09-03 | 2020-09-03 | Panasonic | VBHN325SA17 | Solar Panels |  | 0.325 | 16 | 290 | 35 |  | Fixed | Roof
Solar Registration Program | NJSRRE1541891281 | Plainsboro | 8536 | 11 | 23.68 | Residential | No | Behind the Meter | Exact Solar | PSE&G | Accepted | 2019-08-28 | 2019-09-03 | 2020-09-03 | Panasonic | VBHN330SA17 | Solar Panels |  | 0.33 | 56 | 110 | 35 |  | Fixed | Roof
Solar Registration Program | NJSRRE1541891281 | Plainsboro | 8536 | 11 | 23.68 | Residential | No | Behind the Meter | Exact Solar | PSE&G | Accepted | 2019-08-28 | 2019-09-03 | 2020-09-03 | Enphase | IQ7X | Inverters | 315 |  | 72 |  |  | 0.97 |  | Outdoor | under panels
Solar Registration Program | NJSRRE1541800547 | Wall | 7719 | 17 | 23.7 | Residential | No | Behind the Meter | Ecological Systems LLC | JCP&L | Accepted | 2019-08-07 | 2019-08-12 | 2020-08-12 | Blue Sun | BSM3300M | Solar Panels |  | 0.3 | 79 | 270 | 25 |  | Fixed | Roof
Solar Registration Program | NJSRRE1541800547 | Wall | 7719 | 17 | 23.7 | Residential | No | Behind the Meter | Ecological Systems LLC | JCP&L | Accepted | 2019-08-07 | 2019-08-12 | 2020-08-12 | Fronius | 10.0-01 IG Plus Advanced | Inverters | 10000 |  | 2 |  |  | 0.962 |  | Outside | at meter
Solar Registration Program | NJSRRE1541800547 | Wall | 7719 | 17 | 23.7 | Residential | No | Behind the Meter | Ecological Systems LLC | JCP&L | Accepted | 2019-08-07 | 2019-08-12 | 2020-08-12 | solar log | CL200 | Meters |  |  | 1 |  |  |  |  | Outdoor
Solar Registration Program | NJSRRE1542687338 | Morristown | 7960 | 3 | 23.7 | Farm | No | Behind the Meter | Eznergy | JCP&L | Accepted | 2019-10-29 | 2019-10-31 | 2020-10-31 | Trina | TSM395 | Solar Panels |  | 0.395 | 60 | 180 | 10 |  | Fixed | Ground
Solar Registration Program | NJSRRE1542687338 | Morristown | 7960 | 3 | 23.7 | Farm | No | Behind the Meter | Eznergy | JCP&L | Accepted | 2019-10-29 | 2019-10-31 | 2020-10-31 | Solar Edge | SE14.4KUS | Inverters | 14400 |  | 3 |  |  | 0.98 |  | Outdoor | Side of Building near Meter
Solar Registration Program | NJSRRE1541031703 | Scotch Plains | 7076 | 10 | 23.73 | Residential | No | Behind the Meter | Green Power Energy | PSE&G | Accepted | 2019-05-22 | 2019-05-28 | 2020-05-28 | Panasonic | VBHN325KA03 | Solar Panels |  | 0.325 | 8 | 221 | 30 |  | Fixed | Roof
Solar Registration Program | NJSRRE1541031703 | Scotch Plains | 7076 | 10 | 23.73 | Residential | No | Behind the Meter | Green Power Energy | PSE&G | Accepted | 2019-05-22 | 2019-05-28 | 2020-05-28 | Panasonic | VBHN325KA03 | Solar Panels |  | 0.325 | 11 | 127 | 34 |  | Fixed | Roof
Solar Registration Program | NJSRRE1541031703 | Scotch Plains | 7076 | 10 | 23.73 | Residential | No | Behind the Meter | Green Power Energy | PSE&G | Accepted | 2019-05-22 | 2019-05-28 | 2020-05-28 | Panasonic | VBHN325KA03 | Solar Panels |  | 0.325 | 14 | 130 | 30 |  | Fixed | Roof
Solar Registration Program | NJSRRE1541031703 | Scotch Plains | 7076 | 10 | 23.73 | Residential | No | Behind the Meter | Green Power Energy | PSE&G | Accepted | 2019-05-22 | 2019-05-28 | 2020-05-28 | Panasonic | VBHN325KA03 | Solar Panels |  | 0.325 | 14 | 311 | 27 |  | Fixed | Roof
Solar Registration Program | NJSRRE1541031703 | Scotch Plains | 7076 | 10 | 23.73 | Residential | No | Behind the Meter | Green Power Energy | PSE&G | Accepted | 2019-05-22 | 2019-05-28 | 2020-05-28 | Panasonic | VBHN325KA03 | Solar Panels |  | 0.325 | 1 | 214 | 30 |  | Fixed | Roof
Solar Registration Program | NJSRRE1541031703 | Scotch Plains | 7076 | 10 | 23.73 | Residential | No | Behind the Meter | Green Power Energy | PSE&G | Accepted | 2019-05-22 | 2019-05-28 | 2020-05-28 | Panasonic | VBHN325KA03 | Solar Panels |  | 0.325 | 4 | 38 | 27 |  | Fixed | Roof
Solar Registration Program | NJSRRE1541031703 | Scotch Plains | 7076 | 10 | 23.73 | Residential | No | Behind the Meter | Green Power Energy | PSE&G | Accepted | 2019-05-22 | 2019-05-28 | 2020-05-28 | Panasonic | VBHN325KA03 | Solar Panels |  | 0.325 | 15 | 39 | 27 |  | Fixed | Roof
Solar Registration Program | NJSRRE1541031703 | Scotch Plains | 7076 | 10 | 23.73 | Residential | No | Behind the Meter | Green Power Energy | PSE&G | Accepted | 2019-05-22 | 2019-05-28 | 2020-05-28 | Panasonic | VBHN325KA03 | Solar Panels |  | 0.325 | 3 | 125 | 30 |  | Fixed | Roof
Solar Registration Program | NJSRRE1541031703 | Scotch Plains | 7076 | 10 | 23.73 | Residential | No | Behind the Meter | Green Power Energy | PSE&G | Accepted | 2019-05-22 | 2019-05-28 | 2020-05-28 | Panasonic | VBHN325KA03 | Solar Panels |  | 0.325 | 3 | 218 | 27 |  | Fixed | Roof
Solar Registration Program | NJSRRE1541031703 | Scotch Plains | 7076 | 10 | 23.73 | Residential | No | Behind the Meter | Green Power Energy | PSE&G | Accepted | 2019-05-22 | 2019-05-28 | 2020-05-28 | Solar Edge | SE11400H-US | Inverters | 11400 |  | 1 |  |  | 0.97 |  | Outside | next to meter
Solar Registration Program | NJSRRE1543570726 | Longport | 8403 | 19 | 23.73 | Residential | No | Behind the Meter | Solar States LLC | AC Electric | Accepted | 2019-12-19 | 2019-12-23 | 2020-12-23 | LG | LG365Q1c-A5 | Solar Panels |  | 0.365 | 65 | 315,225,45 | 3 |  | Double Axis | Roof
Solar Registration Program | NJSRRE1543570726 | Longport | 8403 | 19 | 23.73 | Residential | No | Behind the Meter | Solar States LLC | AC Electric | Accepted | 2019-12-19 | 2019-12-23 | 2020-12-23 | Enphase | Enphase IQ7Plus-72-2-US | Inverters | 18.85 |  | 65 |  |  | 0.98 |  | Outside | garage
Solar Registration Program | NJSRRE1540407943 | Germania | 8215 | 19 | 23.76 | Residential | No | Behind the Meter | NJ Solar Power, LLC | AC Electric | Accepted | 2019-02-28 | 2019-03-18 | 2020-03-18 | Panasonic | VBHN330SA17 | Solar Panels |  | 0.33 | 72 | 210 | 30 |  | Fixed | Roof
Solar Registration Program | NJSRRE1540407943 | Germania | 8215 | 19 | 23.76 | Residential | No | Behind the Meter | NJ Solar Power, LLC | AC Electric | Accepted | 2019-02-28 | 2019-03-18 | 2020-03-18 | SolarEdge | SE10000H-US | Inverters | 10000 |  | 1 |  |  | 0.99 |  | Indoor | garage
Solar Registration Program | NJSRRE1540407943 | Germania | 8215 | 19 | 23.76 | Residential | No | Behind the Meter | NJ Solar Power, LLC | AC Electric | Accepted | 2019-02-28 | 2019-03-18 | 2020-03-18 | SolarEdge | SE11400H-US | Inverters | 11400 |  | 1 |  |  | 0.99 |  | Indoor | basement
Solar Registration Program | NJSRRE1540485557 | Weymouth | 8830 | 11 | 23.76 | Residential | No | Behind the Meter | SunnyMac LLC | AC Electric | Accepted | 2019-03-27 | 2019-03-27 | 2020-03-27 | Sunpower | SPR-E20-330 | Solar Panels |  | 0.33 | 72 | 180 | 24 |  | Fixed | Ground
Solar Registration Program | NJSRRE1540485557 | Weymouth | 8830 | 11 | 23.76 | Residential | No | Behind the Meter | SunnyMac LLC | AC Electric | Accepted | 2019-03-27 | 2019-03-27 | 2020-03-27 | Solar Edge | SE1000A-US | Inverters | 0.32 |  | 72 |  |  | 0.99 |  | Outside | Ground Mount
Solar Registration Program | NJSRRE1540385452 | Montville | 7045 | 3 | 23.78 | Residential | Yes | Behind the Meter | Sunrun Installation Services, Inc. | JCP&L | Accepted | 2019-02-21 | 2019-02-25 | 2020-02-25 | REC Solar | REC290TP2 BLK | Solar Panels |  | 0.29 | 11 | 279 | 14 |  | Fixed | Roof
Solar Registration Program | NJSRRE1540385452 | Montville | 7045 | 3 | 23.78 | Residential | Yes | Behind the Meter | Sunrun Installation Services, Inc. | JCP&L | Accepted | 2019-02-21 | 2019-02-25 | 2020-02-25 | REC Solar | REC290TP2 BLK | Solar Panels |  | 0.29 | 16 | 99 | 14 |  | Fixed | Roof
Solar Registration Program | NJSRRE1540385452 | Montville | 7045 | 3 | 23.78 | Residential | Yes | Behind the Meter | Sunrun Installation Services, Inc. | JCP&L | Accepted | 2019-02-21 | 2019-02-25 | 2020-02-25 | REC Solar | REC290TP2 BLK | Solar Panels |  | 0.29 | 29 | 340 | 14 |  | Fixed | Roof
Solar Registration Program | NJSRRE1540385452 | Montville | 7045 | 3 | 23.78 | Residential | Yes | Behind the Meter | Sunrun Installation Services, Inc. | JCP&L | Accepted | 2019-02-21 | 2019-02-25 | 2020-02-25 | REC Solar | REC290TP2 BLK | Solar Panels |  | 0.29 | 26 | 160 | 14 |  | Fixed | Roof
Solar Registration Program | NJSRRE1540385452 | Montville | 7045 | 3 | 23.78 | Residential | Yes | Behind the Meter | Sunrun Installation Services, Inc. | JCP&L | Accepted | 2019-02-21 | 2019-02-25 | 2020-02-25 | SolarEdge Technologies | SE11400H-USRGM | Inverters | 11400 |  | 1 |  |  | 0.96 |  | Outdoor | Next To Meter
Solar Registration Program | NJSRRE1540385452 | Montville | 7045 | 3 | 23.78 | Residential | Yes | Behind the Meter | Sunrun Installation Services, Inc. | JCP&L | Accepted | 2019-02-21 | 2019-02-25 | 2020-02-25 | SolarEdge Technologies | SE10000H-USRGM | Inverters | 10000 |  | 1 |  |  | 0.96 |  | Outdoor | Next To Meter
Solar Registration Program | NJSRRE1539723142 | West Berlin | 8091 | 14 | 23.79 | Commercial | No | Behind the Meter | Solar On Earth | AC Electric | Accepted | 2018-11-02 | 2018-11-06 | 2020-05-06 | JA Solar | JAM6(K)-72-355/PR | Solar Panels |  | 0.355 | 67 | 150 | 5 |  | Fixed | Roof
Solar Registration Program | NJSRRE1539723142 | West Berlin | 8091 | 14 | 23.79 | Commercial | No | Behind the Meter | Solar On Earth | AC Electric | Accepted | 2018-11-02 | 2018-11-06 | 2020-05-06 | Solar Edge | SE9000US | Inverters | 9000 |  | 2 |  |  | 0.98 |  | Outdoor | next to meter
Solar Registration Program | NJSRRE1539962933 | Holland | 8848 | 4 | 23.8 | Residential | No | Behind the Meter | Green Power Energy | JCP&L | Accepted | 2018-12-13 | 2018-12-18 | 2020-06-18 | Silfab | SLG350M | Solar Panels |  | 0.35 | 68 | 180 | 35 |  | Fixed | Ground
Solar Registration Program | NJSRRE1539962933 | Holland | 8848 | 4 | 23.8 | Residential | No | Behind the Meter | Green Power Energy | JCP&L | Accepted | 2018-12-13 | 2018-12-18 | 2020-06-18 | SolarEdge | SE11400H-US | Inverters | 11400 |  | 2 |  |  | 0.97 |  | Outside | next to meter
Solar Registration Program | NJSRRE1541705435 | Brick | 8723 | 18 | 23.87 | Residential | Yes | Behind the Meter | GenRenew, LLC | JCP&L | Final As-Built Received | 2019-07-26 | 2019-07-31 | 2020-07-31 | sunpower | SPR-E20-327-E-AC | Solar Panels |  | 0.327 | 18 | 267 | 23 |  | Fixed | Roof
Solar Registration Program | NJSRRE1541705435 | Brick | 8723 | 18 | 23.87 | Residential | Yes | Behind the Meter | GenRenew, LLC | JCP&L | Final As-Built Received | 2019-07-26 | 2019-07-31 | 2020-07-31 | sunpower | SPR-E20-327-E-AC | Solar Panels |  | 0.327 | 16 | 267 | 23 |  | Fixed | Roof
Solar Registration Program | NJSRRE1541705435 | Brick | 8723 | 18 | 23.87 | Residential | Yes | Behind the Meter | GenRenew, LLC | JCP&L | Final As-Built Received | 2019-07-26 | 2019-07-31 | 2020-07-31 | SUNPOWER | SPR-E20-327-E-AC | Solar Panels |  | 0.327 | 25 | 87 | 13 |  | Fixed | Roof
Solar Registration Program | NJSRRE1541705435 | Brick | 8723 | 18 | 23.87 | Residential | Yes | Behind the Meter | GenRenew, LLC | JCP&L | Final As-Built Received | 2019-07-26 | 2019-07-31 | 2020-07-31 | SUNPOWER | SPR-E20-327-E-AC | Solar Panels |  | 0.327 | 4 | 87 | 23 |  | Fixed | Roof
Solar Registration Program | NJSRRE1541705435 | Brick | 8723 | 18 | 23.87 | Residential | Yes | Behind the Meter | GenRenew, LLC | JCP&L | Final As-Built Received | 2019-07-26 | 2019-07-31 | 2020-07-31 | SUNPOWER | SPR-E20-327-E-AC | Solar Panels |  | 0.327 | 10 | 87 | 23 |  | Fixed | Roof
Solar Registration Program | NJSRRE1541705435 | Brick | 8723 | 18 | 23.87 | Residential | Yes | Behind the Meter | GenRenew, LLC | JCP&L | Final As-Built Received | 2019-07-26 | 2019-07-31 | 2020-07-31 | SUNPOWER | MI-C-320-US208/240-10 | Inverters | 320 |  | 73 |  |  | 0.96 |  | Outdoor | MICROINVERTER LOCATED UNDER MODULE
Solar Registration Program | NJSRRE1541705435 | Brick | 8723 | 18 | 23.87 | Residential | Yes | Behind the Meter | GenRenew, LLC | JCP&L | Final As-Built Received | 2019-07-26 | 2019-07-31 | 2020-07-31 | sunpower | pvs6 | Meters |  |  | 1 |  |  |  | Yes | Outdoor
Solar Registration Program | NJSRRE1543463255 | Lakewood | 8701 | 18 | 23.87 | Residential | No | Behind the Meter | Powerlutions | JCP&L | Accepted | 2019-12-02 | 2019-12-04 | 2020-12-04 | Trina | TSM-310 DD05A | Solar Panels |  | 0.31 | 33 | 256 | 23 |  | Fixed | Roof
Solar Registration Program | NJSRRE1543463255 | Lakewood | 8701 | 18 | 23.87 | Residential | No | Behind the Meter | Powerlutions | JCP&L | Accepted | 2019-12-02 | 2019-12-04 | 2020-12-04 | Trina | TSM-310 DD05A | Solar Panels |  | 0.31 | 17 | 166 | 28 |  | Fixed | Roof
Solar Registration Program | NJSRRE1543463255 | Lakewood | 8701 | 18 | 23.87 | Residential | No | Behind the Meter | Powerlutions | JCP&L | Accepted | 2019-12-02 | 2019-12-04 | 2020-12-04 | Trina | TSM-310 DD05A | Solar Panels |  | 0.31 | 27 | 76 | 23 |  | Fixed | Roof
Solar Registration Program | NJSRRE1543463255 | Lakewood | 8701 | 18 | 23.87 | Residential | No | Behind the Meter | Powerlutions | JCP&L | Accepted | 2019-12-02 | 2019-12-04 | 2020-12-04 | Solar Edge | SE10000H-US | Inverters | 10 |  | 2 |  |  | 0.99 |  | Outdoor | near meter
Solar Registration Program | NJSRRE1542447159 | Medford | 8055 | 13 | 23.94 | Residential | Yes | Behind the Meter | Suntuity Solar LLC | AC Electric | Accepted | 2019-09-27 | 2019-10-01 | 2020-10-01 | Yingli Green Energy | YL315D-30b | Solar Panels |  | 0.315 | 18 | 59 | 21 |  | Fixed | Roof
Solar Registration Program | NJSRRE1542447159 | Medford | 8055 | 13 | 23.94 | Residential | Yes | Behind the Meter | Suntuity Solar LLC | AC Electric | Accepted | 2019-09-27 | 2019-10-01 | 2020-10-01 | Yingli Green Energy | YL315D-30b | Solar Panels |  | 0.315 | 10 | 59 | 21 |  | Fixed | Roof
Solar Registration Program | NJSRRE1542447159 | Medford | 8055 | 13 | 23.94 | Residential | Yes | Behind the Meter | Suntuity Solar LLC | AC Electric | Accepted | 2019-09-27 | 2019-10-01 | 2020-10-01 | Yingli Green Energy | YL315D-30b | Solar Panels |  | 0.315 | 21 | 239 | 22 |  | Fixed | Roof
Solar Registration Program | NJSRRE1542447159 | Medford | 8055 | 13 | 23.94 | Residential | Yes | Behind the Meter | Suntuity Solar LLC | AC Electric | Accepted | 2019-09-27 | 2019-10-01 | 2020-10-01 | Yingli Green Energy | YL315D-30b | Solar Panels |  | 0.315 | 27 | 239 | 21 |  | Fixed | Roof
Solar Registration Program | NJSRRE1542447159 | Medford | 8055 | 13 | 23.94 | Residential | Yes | Behind the Meter | Suntuity Solar LLC | AC Electric | Accepted | 2019-09-27 | 2019-10-01 | 2020-10-01 | Enphase Energy | IQ7-60-2-US | Inverters | 240 |  | 76 |  |  | 0.97 |  | Outdoor | Behind the PV Modules
Solar Registration Program | NJSRRE1541860204 | Forked River | 8731 | 18 | 24 | Commercial | No | Behind the Meter | CE Team Inc. | AC Electric | Accepted | 2019-08-20 | 2019-08-23 | 2020-08-23 | Trina | TSM-de14a | Solar Panels |  | 0.375 | 32 | 161 | 10 |  | Fixed | Roof
Solar Registration Program | NJSRRE1541860204 | Forked River | 8731 | 18 | 24 | Commercial | No | Behind the Meter | CE Team Inc. | AC Electric | Accepted | 2019-08-20 | 2019-08-23 | 2020-08-23 | Trina | tsm-de14a | Solar Panels |  | 0.375 | 32 | 251 | 10 |  | Fixed | Roof
Solar Registration Program | NJSRRE1541860204 | Forked River | 8731 | 18 | 24 | Commercial | No | Behind the Meter | CE Team Inc. | AC Electric | Accepted | 2019-08-20 | 2019-08-23 | 2020-08-23 | Solardge | SE9000US | Inverters | 18000 |  | 2 |  |  | 0.95 |  | Outside | North Wall
Solar Registration Program | NJSRRE1542589546 | Woodbine | 8270 | 21 | 24 | Residential | No | Behind the Meter | Castle Energy, LLC | AC Electric | Accepted | 2019-10-25 | 2019-10-29 | 2020-10-29 | Hanwha Q-Cells | Q.Peak DUO-G5 320 | Solar Panels |  | 0.32 | 44 | 103 | 30 |  | Fixed | Roof
Solar Registration Program | NJSRRE1542589546 | Woodbine | 8270 | 21 | 24 | Residential | No | Behind the Meter | Castle Energy, LLC | AC Electric | Accepted | 2019-10-25 | 2019-10-29 | 2020-10-29 | Hanwha Q-Cells | Q.Peak DUO-G5 320 | Solar Panels |  | 0.32 | 10 | 103 | 30 |  | Fixed | Roof
Solar Registration Program | NJSRRE1542589546 | Woodbine | 8270 | 21 | 24 | Residential | No | Behind the Meter | Castle Energy, LLC | AC Electric | Accepted | 2019-10-25 | 2019-10-29 | 2020-10-29 | Hanwha Q-Cells | Q.Peak DUO-G5 320 | Solar Panels |  | 0.32 | 21 | 283 | 30 |  | Fixed | Roof
Solar Registration Program | NJSRRE1542589546 | Woodbine | 8270 | 21 | 24 | Residential | No | Behind the Meter | Castle Energy, LLC | AC Electric | Accepted | 2019-10-25 | 2019-10-29 | 2020-10-29 | Enphase Energy | IQ7-60-2-US | Inverters | 240 |  | 75 |  |  | 0.967 |  | Outside | on the rooftop under each solar panel
Solar Registration Program | NJSRRE1543651810 | Sicklerville | 8081 | 14 | 24.05 | Residential | No | Behind the Meter | Sunny Corp | AC Electric | Accepted | 2019-12-23 | 2019-12-27 | 2020-12-27 | Panasonic | VBHN325KA03 | Solar Panels |  | 0.325 | 10 | 118 | 44 |  | Fixed | Roof
Solar Registration Program | NJSRRE1543651810 | Sicklerville | 8081 | 14 | 24.05 | Residential | No | Behind the Meter | Sunny Corp | AC Electric | Accepted | 2019-12-23 | 2019-12-27 | 2020-12-27 | Panasonic | VBHN325KA03 | Solar Panels |  | 0.325 | 18 | 208 | 34 |  | Fixed | Roof
Solar Registration Program | NJSRRE1543651810 | Sicklerville | 8081 | 14 | 24.05 | Residential | No | Behind the Meter | Sunny Corp | AC Electric | Accepted | 2019-12-23 | 2019-12-27 | 2020-12-27 | PANASONIC | VBHN325KA03 | Solar Panels |  | 0.325 | 4 | 298 | 44 |  | Fixed | Roof
Solar Registration Program | NJSRRE1543651810 | Sicklerville | 8081 | 14 | 24.05 | Residential | No | Behind the Meter | Sunny Corp | AC Electric | Accepted | 2019-12-23 | 2019-12-27 | 2020-12-27 | PANASONIC | VBHN325KA03 | Solar Panels |  | 0.325 | 4 | 118 | 44 |  | Fixed | Roof
Solar Registration Program | NJSRRE1543651810 | Sicklerville | 8081 | 14 | 24.05 | Residential | No | Behind the Meter | Sunny Corp | AC Electric | Accepted | 2019-12-23 | 2019-12-27 | 2020-12-27 | PANASONIC | VBHN325KA03 | Solar Panels |  | 0.325 | 22 | 28 | 32 |  | Fixed | Roof
Solar Registration Program | NJSRRE1543651810 | Sicklerville | 8081 | 14 | 24.05 | Residential | No | Behind the Meter | Sunny Corp | AC Electric | Accepted | 2019-12-23 | 2019-12-27 | 2020-12-27 | PANASONIC | VBHN325KA03 | Solar Panels |  | 0.325 | 4 | 118 | 34 |  | Fixed | Roof
Solar Registration Program | NJSRRE1543651810 | Sicklerville | 8081 | 14 | 24.05 | Residential | No | Behind the Meter | Sunny Corp | AC Electric | Accepted | 2019-12-23 | 2019-12-27 | 2020-12-27 | PANASONIC | VBHN325KA03 | Solar Panels |  | 0.325 | 4 | 118 | 34 |  | Fixed | Roof
Solar Registration Program | NJSRRE1543651810 | Sicklerville | 8081 | 14 | 24.05 | Residential | No | Behind the Meter | Sunny Corp | AC Electric | Accepted | 2019-12-23 | 2019-12-27 | 2020-12-27 | Panasonic | VBHN325KA03 | Solar Panels |  | 0.325 | 8 | 298 | 44 |  | Fixed | Roof
Solar Registration Program | NJSRRE1543651810 | Sicklerville | 8081 | 14 | 24.05 | Residential | No | Behind the Meter | Sunny Corp | AC Electric | Accepted | 2019-12-23 | 2019-12-27 | 2020-12-27 | ENPHASE | IQ7X | Inverters | 1.37 |  | 74 |  |  | 0.1 |  | Outdoor | ON ROOF
Solar Registration Program | NJSRRE1541696196 | Cream Ridge | 8514 | 17 | 24.07 | Residential | Yes | Behind the Meter | Sunrun Installation Services, Inc. | JCP&L | Accepted | 2019-07-23 | 2019-08-05 | 2020-08-05 | REC Solar | REC290TP2 BLK | Solar Panels |  | 0.29 | 83 | 227 | 30 |  | Fixed | Roof
Solar Registration Program | NJSRRE1541696196 | Cream Ridge | 8514 | 17 | 24.07 | Residential | Yes | Behind the Meter | Sunrun Installation Services, Inc. | JCP&L | Accepted | 2019-07-23 | 2019-08-05 | 2020-08-05 | Ginlong | Solis-1P7.6K-4G-US | Inverters | 7600 |  | 2 |  |  | 0.96 |  | Outdoor | Next to meter
Solar Registration Program | NJSRRE1541696196 | Cream Ridge | 8514 | 17 | 24.07 | Residential | Yes | Behind the Meter | Sunrun Installation Services, Inc. | JCP&L | Accepted | 2019-07-23 | 2019-08-05 | 2020-08-05 | Ningbo Ginlong Technologies | Solis-1P10K-4G-US | Inverters | 10000 |  | 1 |  |  | 0.96 |  | Outdoor | Next To Meter
Solar Registration Program | NJSRRE1541894818 | Newton | 7860 | 1 | 24.1 | Residential | Yes | Behind the Meter | 1st Light Energy Inc | JCP&L | Accepted | 2019-08-28 | 2019-09-03 | 2020-09-03 | Trina | TSM-305DD05A.05 | Solar Panels |  | 0.305 | 17 | 132 | 37 |  | Fixed | Roof
Solar Registration Program | NJSRRE1541894818 | Newton | 7860 | 1 | 24.1 | Residential | Yes | Behind the Meter | 1st Light Energy Inc | JCP&L | Accepted | 2019-08-28 | 2019-09-03 | 2020-09-03 | Trina | TSM-305DD05A.05 | Solar Panels |  | 0.305 | 27 | 312 | 23 |  | Fixed | Roof
Solar Registration Program | NJSRRE1541894818 | Newton | 7860 | 1 | 24.1 | Residential | Yes | Behind the Meter | 1st Light Energy Inc | JCP&L | Accepted | 2019-08-28 | 2019-09-03 | 2020-09-03 | Trina | TSM-305DD05A.05 | Solar Panels |  | 0.305 | 35 | 132 | 27 |  | Fixed | Roof
Solar Registration Program | NJSRRE1541894818 | Newton | 7860 | 1 | 24.1 | Residential | Yes | Behind the Meter | 1st Light Energy Inc | JCP&L | Accepted | 2019-08-28 | 2019-09-03 | 2020-09-03 | Solaredge | SE11400H-USRGM | Inverters | 11400 |  | 2 |  |  | 0.99 |  | Outside | within 10 feet of meter
Solar Registration Program | NJSRRE1541815104 | Howell | 7731 | 17 | 24.12 | Residential | No | Behind the Meter | Ecological Systems LLC | JCP&L | Accepted | 2019-08-12 | 2019-08-23 | 2020-08-23 | Sunpower | X22-360 | Solar Panels |  | 0.36 | 67 | 270 | 40 |  | Fixed | Roof
Solar Registration Program | NJSRRE1541815104 | Howell | 7731 | 17 | 24.12 | Residential | No | Behind the Meter | Ecological Systems LLC | JCP&L | Accepted | 2019-08-12 | 2019-08-23 | 2020-08-23 | Fronius | 10.0-01 | Inverters | 10000 |  | 2 |  |  | 0.962 |  | Outside | at meter
Solar Registration Program | NJSRRE1541815104 | Howell | 7731 | 17 | 24.12 | Residential | No | Behind the Meter | Ecological Systems LLC | JCP&L | Accepted | 2019-08-12 | 2019-08-23 | 2020-08-23 | Solar Log | CL200 | Meters |  |  | 1 |  |  |  |  | Outdoor
Solar Registration Program | NJSRRE1541887960 | Hammonton | 8037 | 19 | 24.12 | Residential | No | Behind the Meter | Bright Planet Solar | AC Electric | Accepted | 2019-08-27 | 2019-09-05 | 2020-09-05 | LG | 335N 1C -A5 | Solar Panels |  | 0.335 | 72 | 180 | 25 |  | Fixed | Roof
Solar Registration Program | NJSRRE1541887960 | Hammonton | 8037 | 19 | 24.12 | Residential | No | Behind the Meter | Bright Planet Solar | AC Electric | Accepted | 2019-08-27 | 2019-09-05 | 2020-09-05 | SolarEdge | SE10000H- USRGM | Inverters | 10000 |  | 1 |  |  | 0.98 |  | Outdoor | Next to Meter
Solar Registration Program | NJSRRE1541748976 | Sewell | 8080 | 15 | 24.14 | Residential | No | Behind the Meter | NJ Solar Power, LLC | AC Electric | Accepted | 2019-08-02 | 2019-08-07 | 2020-08-07 | Panasonic | VBHN340SA17 | Solar Panels |  | 0.34 | 8 | 161 | 34 |  | Fixed | Roof
Solar Registration Program | NJSRRE1541748976 | Sewell | 8080 | 15 | 24.14 | Residential | No | Behind the Meter | NJ Solar Power, LLC | AC Electric | Accepted | 2019-08-02 | 2019-08-07 | 2020-08-07 | panasonic | VBHN340SA17 | Solar Panels |  | 0.34 | 11 | 71 | 27 |  | Fixed | Roof
Solar Registration Program | NJSRRE1541748976 | Sewell | 8080 | 15 | 24.14 | Residential | No | Behind the Meter | NJ Solar Power, LLC | AC Electric | Accepted | 2019-08-02 | 2019-08-07 | 2020-08-07 | Panasonic | VBHN340SA17 | Solar Panels |  | 0.34 | 12 | 251 | 27 |  | Fixed | Roof
Solar Registration Program | NJSRRE1541748976 | Sewell | 8080 | 15 | 24.14 | Residential | No | Behind the Meter | NJ Solar Power, LLC | AC Electric | Accepted | 2019-08-02 | 2019-08-07 | 2020-08-07 | Panasonic | VBHN340SA17 | Solar Panels |  | 0.34 | 16 | 251 | 34 |  | Fixed | Roof
Solar Registration Program | NJSRRE1541748976 | Sewell | 8080 | 15 | 24.14 | Residential | No | Behind the Meter | NJ Solar Power, LLC | AC Electric | Accepted | 2019-08-02 | 2019-08-07 | 2020-08-07 | Panasonic | VBHN340SA17 | Solar Panels |  | 0.34 | 24 | 161 | 34 |  | Fixed | Roof
Solar Registration Program | NJSRRE1541748976 | Sewell | 8080 | 15 | 24.14 | Residential | No | Behind the Meter | NJ Solar Power, LLC | AC Electric | Accepted | 2019-08-02 | 2019-08-07 | 2020-08-07 | Solaredge | SE10000H-US | Inverters | 10000 |  | 1 |  |  | 0.99 |  | Outdoor | Next to Meter
Solar Registration Program | NJSRRE1541748976 | Sewell | 8080 | 15 | 24.14 | Residential | No | Behind the Meter | NJ Solar Power, LLC | AC Electric | Accepted | 2019-08-02 | 2019-08-07 | 2020-08-07 | SolarEdge | SE11400H-US | Inverters | 11400 |  | 1 |  |  | 0.99 |  | Outdoor | Next to Meter
Solar Registration Program | NJSRRE1541748976 | Sewell | 8080 | 15 | 24.14 | Residential | No | Behind the Meter | NJ Solar Power, LLC | AC Electric | Accepted | 2019-08-02 | 2019-08-07 | 2020-08-07 | SolarEdge | 1D-240C-A | Meters |  |  | 1 |  |  |  | Yes
Solar Registration Program | NJSRRE1541748976 | Sewell | 8080 | 15 | 24.14 | Residential | No | Behind the Meter | NJ Solar Power, LLC | AC Electric | Accepted | 2019-08-02 | 2019-08-07 | 2020-08-07 | SolarEdge | 1D-240C-A | Meters |  |  | 1 |  |  |  | Yes
Solar Registration Program | NJSRRE1542411911 | Hammonton | 8037 | 19 | 24.18 | Residential | Yes | Behind the Meter | All Season Solar | AC Electric | Final As-Built Received | 2019-09-17 | 2019-09-19 | 2020-09-19 | Trina | TSMDD05H.05(II) | Solar Panels |  | 0.31 | 30 | 187 | 22 |  | Fixed | Roof
Solar Registration Program | NJSRRE1542411911 | Hammonton | 8037 | 19 | 24.18 | Residential | Yes | Behind the Meter | All Season Solar | AC Electric | Final As-Built Received | 2019-09-17 | 2019-09-19 | 2020-09-19 | Trina | TSMDD05H.05(II) | Solar Panels |  | 0.31 | 48 | 180 | 25 |  | Fixed | Ground
Solar Registration Program | NJSRRE1542411911 | Hammonton | 8037 | 19 | 24.18 | Residential | Yes | Behind the Meter | All Season Solar | AC Electric | Final As-Built Received | 2019-09-17 | 2019-09-19 | 2020-09-19 | Enphase | IQ7 | Inverters | 240 |  | 78 |  |  | 0.97 |  | Outside | under Module
Solar Registration Program | NJSRRE1542411911 | Hammonton | 8037 | 19 | 24.18 | Residential | Yes | Behind the Meter | All Season Solar | AC Electric | Final As-Built Received | 2019-09-17 | 2019-09-19 | 2020-09-19 | Itron | OpenWay | Meters |  |  | 1 |  |  |  | Yes | Outdoor
Solar Registration Program | NJSRRE1541672618 | Jackson Township | 8527 | 18 | 24.2 | Residential | Yes | Behind the Meter | Ad Energy | JCP&L | Accepted | 2019-07-16 | 2019-07-18 | 2020-07-18 | SunPower | SPR-E20-327-E-AC | Solar Panels |  | 0.327 | 74 | 180 | 25 |  | Fixed | Ground
Solar Registration Program | NJSRRE1541672618 | Jackson Township | 8527 | 18 | 24.2 | Residential | Yes | Behind the Meter | Ad Energy | JCP&L | Accepted | 2019-07-16 | 2019-07-18 | 2020-07-18 | SunPower | SPR-E20-327-E-AC | Inverters | 315 |  | 74 |  |  | 0.975 |  | Outdoor | At each panel
Solar Registration Program | NJSRRE1543425726 | Jackson | 8527 | 18 | 24.2 | Residential | No | Behind the Meter | Kamtech Solar Solutions | JCP&L | Accepted | 2019-11-20 | 2019-11-25 | 2020-11-25 | Sunpower Corp | SPR-E20-327-E-AC | Solar Panels |  | 0.327 | 35 | 226 | 38 |  | Fixed | Roof
Solar Registration Program | NJSRRE1543425726 | Jackson | 8527 | 18 | 24.2 | Residential | No | Behind the Meter | Kamtech Solar Solutions | JCP&L | Accepted | 2019-11-20 | 2019-11-25 | 2020-11-25 | Sunpower Corp | SPR-E20-327-E-AC | Solar Panels |  | 0.327 | 39 | 226 | 38 |  | Fixed | Roof
Solar Registration Program | NJSRRE1543425726 | Jackson | 8527 | 18 | 24.2 | Residential | No | Behind the Meter | Kamtech Solar Solutions | JCP&L | Accepted | 2019-11-20 | 2019-11-25 | 2020-11-25 | Enphase Engergy Inc | IQ-7X | Inverters | 315 |  | 74 |  |  | 0.975 |  | Outside | Underneath Each Module
Solar Registration Program | NJSRRE1543040875 | Gloucester City | 8030 | 14 | 24.26 | Commercial | No | Behind the Meter | National Energy Partners LLC | PSE&G | Accepted | 2019-11-06 | 2019-11-08 | 2020-11-08 | Jinko Solar | JKM 385M-72-V (385W) | Solar Panels |  | 0.385 | 63 | 180 | 3 |  | Fixed | Roof
Solar Registration Program | NJSRRE1543040875 | Gloucester City | 8030 | 14 | 24.26 | Commercial | No | Behind the Meter | National Energy Partners LLC | PSE&G | Accepted | 2019-11-06 | 2019-11-08 | 2020-11-08 | SMA | Sunny Tripower 20000TL-US | Inverters | 20000 |  | 1 |  |  | 0.986 |  | Outdoor | Outdoor
Solar Registration Program | NJSRRE1543040875 | Gloucester City | 8030 | 14 | 24.26 | Commercial | No | Behind the Meter | National Energy Partners LLC | PSE&G | Accepted | 2019-11-06 | 2019-11-08 | 2020-11-08 | Also Energy - Vision Metering | Cat M1 | Meters |  |  | 1 |  |  |  | Yes
Solar Registration Program | NJSRRE1541862372 | Middletown | 7748 | 17 | 24.36 | Residential | Yes | Behind the Meter | Sunrun Installation Services, Inc. | JCP&L | Accepted | 2019-08-20 | 2019-08-26 | 2020-08-26 | REC Solar | REC290TP2 BLK | Solar Panels |  | 0.29 | 56 | 121 | 27 |  | Fixed | Roof
Solar Registration Program | NJSRRE1541862372 | Middletown | 7748 | 17 | 24.36 | Residential | Yes | Behind the Meter | Sunrun Installation Services, Inc. | JCP&L | Accepted | 2019-08-20 | 2019-08-26 | 2020-08-26 | REC Solar | REC290TP2 BLK | Solar Panels |  | 0.29 | 28 | 301 | 27 |  | Fixed | Roof
Solar Registration Program | NJSRRE1541862372 | Middletown | 7748 | 17 | 24.36 | Residential | Yes | Behind the Meter | Sunrun Installation Services, Inc. | JCP&L | Accepted | 2019-08-20 | 2019-08-26 | 2020-08-26 | SolarEdge Technologies | SE11400H-USRGM | Inverters | 11400 |  | 1 |  |  | 0.96 |  | Outdoor | Next To Meter
Solar Registration Program | NJSRRE1540994003 | Milford | 8848 | 4 | 24.38 | Residential | No | Behind the Meter | Green Power Energy | JCP&L | Final As-Built Received | 2019-05-16 | 2019-05-21 | 2020-05-21 | Hanwha | Q.PEAK DUO-G5 325 | Solar Panels |  | 0.325 | 39 | 173 | 18 |  | Fixed | Roof
Solar Registration Program | NJSRRE1540994003 | Milford | 8848 | 4 | 24.38 | Residential | No | Behind the Meter | Green Power Energy | JCP&L | Final As-Built Received | 2019-05-16 | 2019-05-21 | 2020-05-21 | Hanwha | Q.PEAK DUO-G5 325 | Solar Panels |  | 0.325 | 26 | 354 | 18 |  | Fixed | Roof
Solar Registration Program | NJSRRE1540994003 | Milford | 8848 | 4 | 24.38 | Residential | No | Behind the Meter | Green Power Energy | JCP&L | Final As-Built Received | 2019-05-16 | 2019-05-21 | 2020-05-21 | Hanwha | Q.PEAK DUO-G5 325 | Solar Panels |  | 0.325 | 10 | 172 | 18 |  | Fixed | Roof
Solar Registration Program | NJSRRE1540994003 | Milford | 8848 | 4 | 24.38 | Residential | No | Behind the Meter | Green Power Energy | JCP&L | Final As-Built Received | 2019-05-16 | 2019-05-21 | 2020-05-21 | Solar Edge | SE10000H-US | Inverters | 10000 |  | 2 |  |  | 0.97 |  | Outside | next to meter
Solar Registration Program | NJSRRE1540994003 | Milford | 8848 | 4 | 24.38 | Residential | No | Behind the Meter | Green Power Energy | JCP&L | Final As-Built Received | 2019-05-16 | 2019-05-21 | 2020-05-21 | Itron | CL200 | Meters |  |  | 1 |  |  |  | Yes | Outdoor
Solar Registration Program | NJSRRE1543446762 | Carneys Point | 8069 | 16 | 24.38 | Residential | No | Behind the Meter | RCL Enterprises Inc. | AC Electric | Accepted | 2019-11-26 | 2019-12-02 | 2020-12-02 | canadian solar | CSIH-325MS | Solar Panels |  | 0.325 | 69 | 106 | 24 |  | Fixed | Roof
Solar Registration Program | NJSRRE1543446762 | Carneys Point | 8069 | 16 | 24.38 | Residential | No | Behind the Meter | RCL Enterprises Inc. | AC Electric | Accepted | 2019-11-26 | 2019-12-02 | 2020-12-02 | candian solar | CSIH-325MS | Solar Panels |  | 0.325 | 6 | 196 | 24 |  | Fixed | Roof
Solar Registration Program | NJSRRE1543446762 | Carneys Point | 8069 | 16 | 24.38 | Residential | No | Behind the Meter | RCL Enterprises Inc. | AC Electric | Accepted | 2019-11-26 | 2019-12-02 | 2020-12-02 | enphase | iq7 | Inverters | 22425 |  | 69 |  |  | 0.96 |  | Outside | under panels
Solar Registration Program | NJSRRE1543446762 | Carneys Point | 8069 | 16 | 24.38 | Residential | No | Behind the Meter | RCL Enterprises Inc. | AC Electric | Accepted | 2019-11-26 | 2019-12-02 | 2020-12-02 | enphase | iq7 | Inverters | 1950 |  | 6 |  |  | 0.96 |  | Outside | under panels
Solar Registration Program | NJSRRE1542556286 | Norwood | 7648 | 7 | 24.46 | Residential | No | Behind the Meter | Geoscape Solar | Orange Rockland Electric | Accepted | 2019-10-18 | 2019-10-21 | 2020-10-21 | LG Electronics | LG335N1C-A5 | Solar Panels |  | 0.335 | 73 | 224 | 30 |  | Fixed | Roof
Solar Registration Program | NJSRRE1542556286 | Norwood | 7648 | 7 | 24.46 | Residential | No | Behind the Meter | Geoscape Solar | Orange Rockland Electric | Accepted | 2019-10-18 | 2019-10-21 | 2020-10-21 | SolarEdge | SE10000H-US | Inverters | 10000 |  | 2 |  |  | 0.98 |  | Outside | adj. to utility meter
Solar Registration Program | NJSRRE1540177601 | NORTH BERGEN | 7047 | 8 | 24.48 | Residential | No | Behind the Meter | Infinity Solar Systems | PSE&G | Accepted | 2019-01-02 | 2019-01-07 | 2020-01-07 | SUNPOWER | SPR-X22-360-D-AC | Solar Panels |  | 0.36 | 5 | 117 | 18 |  | Fixed | Roof
Solar Registration Program | NJSRRE1540177601 | NORTH BERGEN | 7047 | 8 | 24.48 | Residential | No | Behind the Meter | Infinity Solar Systems | PSE&G | Accepted | 2019-01-02 | 2019-01-07 | 2020-01-07 | SUNPOWER | SPR-X22-360-D-AC | Solar Panels |  | 0.36 | 28 | 27 | 18 |  | Fixed | Roof
Solar Registration Program | NJSRRE1540177601 | NORTH BERGEN | 7047 | 8 | 24.48 | Residential | No | Behind the Meter | Infinity Solar Systems | PSE&G | Accepted | 2019-01-02 | 2019-01-07 | 2020-01-07 | SUNPOWER | SPR-X22-360-D-AC | Solar Panels |  | 0.36 | 5 | 297 | 18 |  | Fixed | Roof
Solar Registration Program | NJSRRE1540177601 | NORTH BERGEN | 7047 | 8 | 24.48 | Residential | No | Behind the Meter | Infinity Solar Systems | PSE&G | Accepted | 2019-01-02 | 2019-01-07 | 2020-01-07 | SUNPOWER | SPR-X22-360-D-AC | Solar Panels |  | 0.36 | 30 | 207 | 18 |  | Fixed | Roof
Solar Registration Program | NJSRRE1540177601 | NORTH BERGEN | 7047 | 8 | 24.48 | Residential | No | Behind the Meter | Infinity Solar Systems | PSE&G | Accepted | 2019-01-02 | 2019-01-07 | 2020-01-07 | SUNPOWER | SPR-X22-360-D-AC | Inverters | 320 |  | 68 |  |  | 0.96 |  | Outside | MICROINVERTERS
Solar Registration Program | NJSRRE1540397490 | Montague Township | 7827 | 1 | 24.48 | Residential | Yes | Behind the Meter | Sunrun Installation Services, Inc. | JCP&L | Accepted | 2019-02-26 | 2019-02-28 | 2020-02-28 | LG Electronics | LG360Q1C-A5 | Solar Panels |  | 0.36 | 21 | 333 | 23 |  | Fixed | Roof
Solar Registration Program | NJSRRE1540397490 | Montague Township | 7827 | 1 | 24.48 | Residential | Yes | Behind the Meter | Sunrun Installation Services, Inc. | JCP&L | Accepted | 2019-02-26 | 2019-02-28 | 2020-02-28 | LG Electronics | LG360Q1C-A5 | Solar Panels |  | 0.36 | 29 | 65 | 23 |  | Fixed | Roof
Solar Registration Program | NJSRRE1540397490 | Montague Township | 7827 | 1 | 24.48 | Residential | Yes | Behind the Meter | Sunrun Installation Services, Inc. | JCP&L | Accepted | 2019-02-26 | 2019-02-28 | 2020-02-28 | LG Electronics | LG360Q1C-A5 | Solar Panels |  | 0.36 | 18 | 245 | 23 |  | Fixed | Roof
Solar Registration Program | NJSRRE1540397490 | Montague Township | 7827 | 1 | 24.48 | Residential | Yes | Behind the Meter | Sunrun Installation Services, Inc. | JCP&L | Accepted | 2019-02-26 | 2019-02-28 | 2020-02-28 | SolarEdge Technologies | SE11400H-USRGM | Inverters | 11400 |  | 1 |  |  | 0.96 |  | Outdoor | Next To Meter
Solar Registration Program | NJSRRE1540397490 | Montague Township | 7827 | 1 | 24.48 | Residential | Yes | Behind the Meter | Sunrun Installation Services, Inc. | JCP&L | Accepted | 2019-02-26 | 2019-02-28 | 2020-02-28 | SolarEdge Technologies | SE10000H-USRGM | Inverters | 10000 |  | 1 |  |  | 0.96 |  | Outdoor | Next To Meter
Solar Registration Program | NJSRRE1543477291 | Pennsville | 8070 | 16 | 24.48 | Commercial | No | Behind the Meter | Star Power Services LLC | AC Electric | Accepted | 2019-12-04 | 2019-12-06 | 2020-12-06 | Trina Solar | TSM-DD14A(II) 360 | Solar Panels |  | 0.36 | 68 | 175 | 5 |  | Fixed | Roof
Solar Registration Program | NJSRRE1543477291 | Pennsville | 8070 | 16 | 24.48 | Commercial | No | Behind the Meter | Star Power Services LLC | AC Electric | Accepted | 2019-12-04 | 2019-12-06 | 2020-12-06 | SolarEdge | SE9KUS | Inverters | 9 |  | 1 |  |  | 0.965 |  | Outdoor | meter
Solar Registration Program | NJSRRE1543477291 | Pennsville | 8070 | 16 | 24.48 | Commercial | No | Behind the Meter | Star Power Services LLC | AC Electric | Accepted | 2019-12-04 | 2019-12-06 | 2020-12-06 | SolarEdge | SE14.4KUS | Inverters | 14.4 |  | 1 |  |  | 0.97 |  | Outdoor | meter
Solar Registration Program | NJSRRE1541884590 | Edison Township | 8820 | 11 | 24.49 | Residential | No | Behind the Meter | Palmetto Solar LLC | PSE&G | Accepted | 2019-08-26 | 2019-08-29 | 2020-08-29 | Hanwha | 310W All Black Module | Solar Panels |  | 0.31 | 79 | 180 | 25 |  | Fixed | Roof
Solar Registration Program | NJSRRE1541884590 | Edison Township | 8820 | 11 | 24.49 | Residential | No | Behind the Meter | Palmetto Solar LLC | PSE&G | Accepted | 2019-08-26 | 2019-08-29 | 2020-08-29 | SolarEdge | SE10000A-US | Inverters | 10000 |  | 2 |  |  | 0.98 |  | Outside | side of the house
Solar Registration Program | NJSRRE1542687467 | Toms River | 8753 | 18 | 24.49 | Residential | Yes | Behind the Meter | All Season Solar | JCP&L | Accepted | 2019-10-29 | 2019-10-31 | 2020-10-31 | Trina | TSM DD05H.05II 310W AUG 2019 | Solar Panels |  | 0.31 | 23 | 107 | 27 |  | Fixed | Roof
Solar Registration Program | NJSRRE1542687467 | Toms River | 8753 | 18 | 24.49 | Residential | Yes | Behind the Meter | All Season Solar | JCP&L | Accepted | 2019-10-29 | 2019-10-31 | 2020-10-31 | Trina | TSM DD05H.05II 310W AUG 2019 | Solar Panels |  | 0.31 | 45 | 107 | 27 |  | Fixed | Roof
Solar Registration Program | NJSRRE1542687467 | Toms River | 8753 | 18 | 24.49 | Residential | Yes | Behind the Meter | All Season Solar | JCP&L | Accepted | 2019-10-29 | 2019-10-31 | 2020-10-31 | Trina | TSM DD05H.05II 310W AUG 2019 | Solar Panels |  | 0.31 | 8 | 107 | 27 |  | Fixed | Roof
Solar Registration Program | NJSRRE1542687467 | Toms River | 8753 | 18 | 24.49 | Residential | Yes | Behind the Meter | All Season Solar | JCP&L | Accepted | 2019-10-29 | 2019-10-31 | 2020-10-31 | Trina | TSM DD05H.05II 310W AUG 2019 | Solar Panels |  | 0.31 | 3 | 197 | 37 |  | Fixed | Roof
Solar Registration Program | NJSRRE1542687467 | Toms River | 8753 | 18 | 24.49 | Residential | Yes | Behind the Meter | All Season Solar | JCP&L | Accepted | 2019-10-29 | 2019-10-31 | 2020-10-31 | Enphase | IQ7 | Inverters | 240 |  | 79 |  |  | 0.97 |  | Outdoor | Under Module
Solar Registration Program | NJSRRE1543451862 | Wall Township | 7719 | 17 | 24.49 | Residential | Yes | Behind the Meter | Solar Energy World | JCP&L | Accepted | 2019-11-27 | 2019-12-03 | 2020-12-03 | LONGi Green Energy Technology | LR6-60HPB-310M | Solar Panels |  | 0.31 | 79 | 133 | 18 |  | Fixed | Roof
Solar Registration Program | NJSRRE1543451862 | Wall Township | 7719 | 17 | 24.49 | Residential | Yes | Behind the Meter | Solar Energy World | JCP&L | Accepted | 2019-11-27 | 2019-12-03 | 2020-12-03 | Enphase | IQ7-60-x-US | Inverters | 310 |  | 79 |  |  | 0.976 |  | Outdoor | near panels
Solar Registration Program | NJSRRE1543040961 | Manchester Township | 8759 | 18 | 24.5 | Residential | No | Behind the Meter | Pro Custom Solar dba Momentum Solar | JCP&L | Accepted | 2019-11-06 | 2019-11-08 | 2020-11-08 | LG ELECTRONICS | LG 345N1C-V5 | Solar Panels |  | 0.345 | 38 | 233 | 23 |  | Fixed | Roof
Solar Registration Program | NJSRRE1543040961 | Manchester Township | 8759 | 18 | 24.5 | Residential | No | Behind the Meter | Pro Custom Solar dba Momentum Solar | JCP&L | Accepted | 2019-11-06 | 2019-11-08 | 2020-11-08 | LG ELECTRONICS | LG 345N1C-V5 | Solar Panels |  | 0.345 | 3 | 142 | 25 |  | Fixed | Roof
Solar Registration Program | NJSRRE1543040961 | Manchester Township | 8759 | 18 | 24.5 | Residential | No | Behind the Meter | Pro Custom Solar dba Momentum Solar | JCP&L | Accepted | 2019-11-06 | 2019-11-08 | 2020-11-08 | LG ELECTRONICS | LG 345N1C-V5 | Solar Panels |  | 0.345 | 24 | 53 | 23 |  | Fixed | Roof
Solar Registration Program | NJSRRE1543040961 | Manchester Township | 8759 | 18 | 24.5 | Residential | No | Behind the Meter | Pro Custom Solar dba Momentum Solar | JCP&L | Accepted | 2019-11-06 | 2019-11-08 | 2020-11-08 | LG ELECTRONICS | LG 345N1C-V5 | Solar Panels |  | 0.345 | 6 | 142 | 13 |  | Fixed | Roof
Solar Registration Program | NJSRRE1543040961 | Manchester Township | 8759 | 18 | 24.5 | Residential | No | Behind the Meter | Pro Custom Solar dba Momentum Solar | JCP&L | Accepted | 2019-11-06 | 2019-11-08 | 2020-11-08 | Enphase Energy | IQ7Plus-72-2-US | Inverters | 295 |  | 71 |  |  | 0.97 |  | Outdoor | Roof
Solar Registration Program | NJSRRE1540333647 | Middletown | 7748 | 17 | 24.57 | Residential | Yes | Behind the Meter | Suntuity Solar LLC | JCP&L | Accepted | 2019-02-05 | 2019-02-07 | 2020-02-07 | Hanwha Solar | Q-Cells 315 Mono | Solar Panels |  | 0.315 | 27 | 160 | 20 |  | Fixed | Roof
Solar Registration Program | NJSRRE1540333647 | Middletown | 7748 | 17 | 24.57 | Residential | Yes | Behind the Meter | Suntuity Solar LLC | JCP&L | Accepted | 2019-02-05 | 2019-02-07 | 2020-02-07 | Hanwha Solar | Q-Cells 315 Mono | Solar Panels |  | 0.315 | 28 | 160 | 24 |  | Fixed | Roof
Solar Registration Program | NJSRRE1540333647 | Middletown | 7748 | 17 | 24.57 | Residential | Yes | Behind the Meter | Suntuity Solar LLC | JCP&L | Accepted | 2019-02-05 | 2019-02-07 | 2020-02-07 | Hanwha Solar | Q-Cells 315 Mono | Solar Panels |  | 0.315 | 7 | 250 | 34 |  | Fixed | Roof
Solar Registration Program | NJSRRE1540333647 | Middletown | 7748 | 17 | 24.57 | Residential | Yes | Behind the Meter | Suntuity Solar LLC | JCP&L | Accepted | 2019-02-05 | 2019-02-07 | 2020-02-07 | Hanwha Solar | Q-Cells 315 Mono | Solar Panels |  | 0.315 | 16 | 70 | 34 |  | Fixed | Roof
Solar Registration Program | NJSRRE1540333647 | Middletown | 7748 | 17 | 24.57 | Residential | Yes | Behind the Meter | Suntuity Solar LLC | JCP&L | Accepted | 2019-02-05 | 2019-02-07 | 2020-02-07 | SolarEdge | SE11400H-US | Inverters | 11400 |  | 1 |  |  | 0.99 |  | Outdoor | Besides the meter
Solar Registration Program | NJSRRE1540333647 | Middletown | 7748 | 17 | 24.57 | Residential | Yes | Behind the Meter | Suntuity Solar LLC | JCP&L | Accepted | 2019-02-05 | 2019-02-07 | 2020-02-07 | SolarEdge | SE10000H-US | Inverters | 10000 |  | 1 |  |  | 0.99 |  | Outdoor | Besides the meter
Solar Registration Program | NJSRRE1540864267 | Egg Harbor Township | 8234 | 19 | 24.57 | Residential | No | Behind the Meter | Green Power Energy | AC Electric | Accepted | 2019-04-18 | 2019-04-22 | 2020-04-22 | Hanwha | Q.PEAK DUO-G5 315 | Solar Panels |  | 0.315 | 22 | 208 | 27 |  | Fixed | Roof
Solar Registration Program | NJSRRE1540864267 | Egg Harbor Township | 8234 | 19 | 24.57 | Residential | No | Behind the Meter | Green Power Energy | AC Electric | Accepted | 2019-04-18 | 2019-04-22 | 2020-04-22 | Hanwha | Q.PEAK DUO-G5 315 | Solar Panels |  | 0.315 | 35 | 29 | 27 |  | Fixed | Roof
Solar Registration Program | NJSRRE1540864267 | Egg Harbor Township | 8234 | 19 | 24.57 | Residential | No | Behind the Meter | Green Power Energy | AC Electric | Accepted | 2019-04-18 | 2019-04-22 | 2020-04-22 | Hanwha | Q.PEAK DUO-G5 315 | Solar Panels |  | 0.315 | 3 | 117 | 34 |  | Fixed | Roof
Solar Registration Program | NJSRRE1540864267 | Egg Harbor Township | 8234 | 19 | 24.57 | Residential | No | Behind the Meter | Green Power Energy | AC Electric | Accepted | 2019-04-18 | 2019-04-22 | 2020-04-22 | Hanwha | Q.PEAK DUO-G5 315 | Solar Panels |  | 0.315 | 15 | 120 | 30 |  | Fixed | Roof
Solar Registration Program | NJSRRE1540864267 | Egg Harbor Township | 8234 | 19 | 24.57 | Residential | No | Behind the Meter | Green Power Energy | AC Electric | Accepted | 2019-04-18 | 2019-04-22 | 2020-04-22 | Hanwha | Q.PEAK DUO-G5 315 | Solar Panels |  | 0.315 | 3 | 297 | 34 |  | Fixed | Roof
Solar Registration Program | NJSRRE1540864267 | Egg Harbor Township | 8234 | 19 | 24.57 | Residential | No | Behind the Meter | Green Power Energy | AC Electric | Accepted | 2019-04-18 | 2019-04-22 | 2020-04-22 | Solar Edge | SE11400H-US | Inverters | 11400 |  | 2 |  |  | 0.97 |  | Outside | next to meter
Solar Registration Program | NJSRRE1542685000 | Hillsborough | 8844 | 5 | 24.57 | Residential | No | Behind the Meter | Pro Custom Solar dba Momentum Solar | JCP&L | Accepted | 2019-10-28 | 2019-10-30 | 2020-10-30 | HANWHA | Q.PEAK DUO BLK-G5 315 | Solar Panels |  | 0.315 | 78 | 210 | 20 |  | Fixed | Ground
Solar Registration Program | NJSRRE1542685000 | Hillsborough | 8844 | 5 | 24.57 | Residential | No | Behind the Meter | Pro Custom Solar dba Momentum Solar | JCP&L | Accepted | 2019-10-28 | 2019-10-30 | 2020-10-30 | Enphase Energy | IQ7-60-2-US | Inverters | 250 |  | 78 |  |  | 0.97 |  | Outdoor | Ground
Solar Registration Program | NJSRRE1543065566 | Princeton | 8540 | 12 | 24.57 | Residential | Yes | Behind the Meter | Pro Custom Solar dba Momentum Solar | PSE&G | Accepted | 2019-11-11 | 2019-11-13 | 2020-11-13 | Hanwha | Q.Peak DUO BLK-G5 315 | Solar Panels |  | 0.315 | 10 | 117 | 35 |  | Fixed | Roof
Solar Registration Program | NJSRRE1543065566 | Princeton | 8540 | 12 | 24.57 | Residential | Yes | Behind the Meter | Pro Custom Solar dba Momentum Solar | PSE&G | Accepted | 2019-11-11 | 2019-11-13 | 2020-11-13 | Hanwha | Q.Peak DUO BLK-G5 315 | Solar Panels |  | 0.315 | 21 | 117 | 29 |  | Fixed | Roof
Solar Registration Program | NJSRRE1543065566 | Princeton | 8540 | 12 | 24.57 | Residential | Yes | Behind the Meter | Pro Custom Solar dba Momentum Solar | PSE&G | Accepted | 2019-11-11 | 2019-11-13 | 2020-11-13 | Hanwha | Q.Peak DUO BLK-G5 315 | Solar Panels |  | 0.315 | 10 | 117 | 35 |  | Fixed | Roof
Solar Registration Program | NJSRRE1543065566 | Princeton | 8540 | 12 | 24.57 | Residential | Yes | Behind the Meter | Pro Custom Solar dba Momentum Solar | PSE&G | Accepted | 2019-11-11 | 2019-11-13 | 2020-11-13 | Hanwha | Q.Peak DUO BLK-G5 315 | Solar Panels |  | 0.315 | 7 | 297 | 35 |  | Fixed | Roof
Solar Registration Program | NJSRRE1543065566 | Princeton | 8540 | 12 | 24.57 | Residential | Yes | Behind the Meter | Pro Custom Solar dba Momentum Solar | PSE&G | Accepted | 2019-11-11 | 2019-11-13 | 2020-11-13 | Hanwha | Q.Peak DUO BLK-G5 315 | Solar Panels |  | 0.315 | 20 | 297 | 30 |  | Fixed | Roof
Solar Registration Program | NJSRRE1543065566 | Princeton | 8540 | 12 | 24.57 | Residential | Yes | Behind the Meter | Pro Custom Solar dba Momentum Solar | PSE&G | Accepted | 2019-11-11 | 2019-11-13 | 2020-11-13 | Hanwha | Q.Peak DUO BLK-G5 315 | Solar Panels |  | 0.315 | 10 | 297 | 35 |  | Fixed | Roof
Solar Registration Program | NJSRRE1543065566 | Princeton | 8540 | 12 | 24.57 | Residential | Yes | Behind the Meter | Pro Custom Solar dba Momentum Solar | PSE&G | Accepted | 2019-11-11 | 2019-11-13 | 2020-11-13 | Enphase Energy | IQ6-60-2-US | Inverters | 240 |  | 78 |  |  | 0.97 |  | Outdoor | Roof
Solar Registration Program | NJSRRE1543478043 | Germania | 8215 | 19 | 24.57 | Residential | No | Behind the Meter | All Season Solar | AC Electric | Accepted | 2019-12-04 | 2019-12-06 | 2020-12-06 | Certain Teed | CT315HC11-04 | Solar Panels |  | 0.315 | 78 | 180 | 25 |  | Fixed | Ground
Solar Registration Program | NJSRRE1543478043 | Germania | 8215 | 19 | 24.57 | Residential | No | Behind the Meter | All Season Solar | AC Electric | Accepted | 2019-12-04 | 2019-12-06 | 2020-12-06 | Enphase | IQ7 | Inverters | 240 |  | 78 |  |  | 0.97 |  | Outdoor | Under Module
Solar Registration Program | NJSRRE1542501309 | Westwood | 7676 | 7 | 24.59 | Residential | No | Behind the Meter | SunPower Capital | PSE&G | Accepted | 2019-10-03 | 2019-10-08 | 2020-10-08 | sunpower | e20-327-e-ac | Solar Panels |  | 0.32 | 38 | 71 | 40 |  | Fixed | Roof
Solar Registration Program | NJSRRE1542501309 | Westwood | 7676 | 7 | 24.59 | Residential | No | Behind the Meter | SunPower Capital | PSE&G | Accepted | 2019-10-03 | 2019-10-08 | 2020-10-08 | sunpower | e20-327-e-ac | Solar Panels |  | 0.327 | 22 | 71 | 40 |  | Fixed | Roof
Solar Registration Program | NJSRRE1542501309 | Westwood | 7676 | 7 | 24.59 | Residential | No | Behind the Meter | SunPower Capital | PSE&G | Accepted | 2019-10-03 | 2019-10-08 | 2020-10-08 | SUNPOWER | E20-327-E-AC | Solar Panels |  | 0.327 | 16 | 251 | 40 |  | Fixed | Roof
Solar Registration Program | NJSRRE1540349475 | Holmdel | 7733 | 17 | 24.65 | Residential | No | Behind the Meter | Sunrun Installation Services, Inc. | JCP&L | Accepted | 2019-02-08 | 2019-02-13 | 2020-02-13 | REC Solar | REC290TP2 BLK | Solar Panels |  | 0.29 | 21 | 273 | 52 |  | Fixed | Roof
Solar Registration Program | NJSRRE1540349475 | Holmdel | 7733 | 17 | 24.65 | Residential | No | Behind the Meter | Sunrun Installation Services, Inc. | JCP&L | Accepted | 2019-02-08 | 2019-02-13 | 2020-02-13 | REC Solar | REC290TP2 BLK | Solar Panels |  | 0.29 | 11 | 2 | 37 |  | Fixed | Roof
Solar Registration Program | NJSRRE1540349475 | Holmdel | 7733 | 17 | 24.65 | Residential | No | Behind the Meter | Sunrun Installation Services, Inc. | JCP&L | Accepted | 2019-02-08 | 2019-02-13 | 2020-02-13 | REC Solar | REC290TP2 BLK | Solar Panels |  | 0.29 | 28 | 93 | 37 |  | Fixed | Roof
Solar Registration Program | NJSRRE1540349475 | Holmdel | 7733 | 17 | 24.65 | Residential | No | Behind the Meter | Sunrun Installation Services, Inc. | JCP&L | Accepted | 2019-02-08 | 2019-02-13 | 2020-02-13 | REC Solar | REC290TP2 BLK | Solar Panels |  | 0.29 | 25 | 274 | 37 |  | Fixed | Roof
Solar Registration Program | NJSRRE1540349475 | Holmdel | 7733 | 17 | 24.65 | Residential | No | Behind the Meter | Sunrun Installation Services, Inc. | JCP&L | Accepted | 2019-02-08 | 2019-02-13 | 2020-02-13 | SolarEdge Technologies | SE11400H-USRGM | Inverters | 11400 |  | 1 |  |  | 0.96 |  | Outdoor | Next To Meter
Solar Registration Program | NJSRRE1540349475 | Holmdel | 7733 | 17 | 24.65 | Residential | No | Behind the Meter | Sunrun Installation Services, Inc. | JCP&L | Accepted | 2019-02-08 | 2019-02-13 | 2020-02-13 | SolarEdge Technologies | SE10000H-USRGM | Inverters | 10000 |  | 1 |  |  | 0.96 |  | Outdoor | Next To Meter
Solar Registration Program | NJSRRE1540380799 | Monroe Township | 8831 | 11 | 24.65 | Residential | No | Behind the Meter | Sunrun Installation Services, Inc. | JCP&L | Accepted | 2019-02-20 | 2019-02-22 | 2020-02-22 | REC Solar | REC290TP2 BLK | Solar Panels |  | 0.29 | 3 | 278 | 45 |  | Fixed | Roof
Solar Registration Program | NJSRRE1540380799 | Monroe Township | 8831 | 11 | 24.65 | Residential | No | Behind the Meter | Sunrun Installation Services, Inc. | JCP&L | Accepted | 2019-02-20 | 2019-02-22 | 2020-02-22 | REC Solar | REC290TP2 BLK | Solar Panels |  | 0.29 | 11 | 99 | 30 |  | Fixed | Roof
Solar Registration Program | NJSRRE1540380799 | Monroe Township | 8831 | 11 | 24.65 | Residential | No | Behind the Meter | Sunrun Installation Services, Inc. | JCP&L | Accepted | 2019-02-20 | 2019-02-22 | 2020-02-22 | REC Solar | REC290TP2 BLK | Solar Panels |  | 0.29 | 1 | 322 | 45 |  | Fixed | Roof
Solar Registration Program | NJSRRE1540380799 | Monroe Township | 8831 | 11 | 24.65 | Residential | No | Behind the Meter | Sunrun Installation Services, Inc. | JCP&L | Accepted | 2019-02-20 | 2019-02-22 | 2020-02-22 | REC Solar | REC290TP2 BLK | Solar Panels |  | 0.29 | 48 | 189 | 30 |  | Fixed | Roof
Solar Registration Program | NJSRRE1540380799 | Monroe Township | 8831 | 11 | 24.65 | Residential | No | Behind the Meter | Sunrun Installation Services, Inc. | JCP&L | Accepted | 2019-02-20 | 2019-02-22 | 2020-02-22 | REC Solar | REC290TP2 BLK | Solar Panels |  | 0.29 | 22 | 98 | 45 |  | Fixed | Roof
Solar Registration Program | NJSRRE1540380799 | Monroe Township | 8831 | 11 | 24.65 | Residential | No | Behind the Meter | Sunrun Installation Services, Inc. | JCP&L | Accepted | 2019-02-20 | 2019-02-22 | 2020-02-22 | SolarEdge Technologies | SE11400H-USRGM | Inverters | 11400 |  | 1 |  |  | 0.96 |  | Outdoor | Next To Meter
Solar Registration Program | NJSRRE1540380799 | Monroe Township | 8831 | 11 | 24.65 | Residential | No | Behind the Meter | Sunrun Installation Services, Inc. | JCP&L | Accepted | 2019-02-20 | 2019-02-22 | 2020-02-22 | SolarEdge Technologies | SE10000H-USRGM | Inverters | 10000 |  | 1 |  |  | 0.96 |  | Outdoor | Next To Meter
Solar Registration Program | NJSRRE1542790783 | New Egypt | 8533 | 18 | 24.75 | Residential | No | Behind the Meter | Impact Solar LLC | JCP&L | Accepted | 2019-10-30 | 2019-11-01 | 2020-11-01 | canadian | CSH1-330 | Solar Panels |  | 0.33 | 15 | 168 | 23 |  | Fixed | Roof
Solar Registration Program | NJSRRE1542790783 | New Egypt | 8533 | 18 | 24.75 | Residential | No | Behind the Meter | Impact Solar LLC | JCP&L | Accepted | 2019-10-30 | 2019-11-01 | 2020-11-01 | canadian | CSH1-330 | Solar Panels |  | 0.33 | 26 | 261 | 19 |  | Fixed | Roof
Solar Registration Program | NJSRRE1542790783 | New Egypt | 8533 | 18 | 24.75 | Residential | No | Behind the Meter | Impact Solar LLC | JCP&L | Accepted | 2019-10-30 | 2019-11-01 | 2020-11-01 | solaredge | SE11400H-US | Inverters | 11400 |  | 2 |  |  | 0.96 |  | Indoor | garage
Solar Registration Program | NJSRRE1542790783 | New Egypt | 8533 | 18 | 24.75 | Residential | No | Behind the Meter | Impact Solar LLC | JCP&L | Accepted | 2019-10-30 | 2019-11-01 | 2020-11-01 | canadian | CSH1-330 | Solar Panels |  | 0.33 | 28 | 168 | 23 |  | Fixed | Roof
Solar Registration Program | NJSRRE1542790783 | New Egypt | 8533 | 18 | 24.75 | Residential | No | Behind the Meter | Impact Solar LLC | JCP&L | Accepted | 2019-10-30 | 2019-11-01 | 2020-11-01 | canadian | CSH1-330 | Solar Panels |  | 0.33 | 6 | 168 | 23 |  | Fixed | Roof
Solar Registration Program | NJSRRE1542790783 | New Egypt | 8533 | 18 | 24.75 | Residential | No | Behind the Meter | Impact Solar LLC | JCP&L | Accepted | 2019-10-30 | 2019-11-01 | 2020-11-01 | solaredge | solaredge direct | Meters |  |  | 2 |  |  |  | Yes | Indoor
Solar Registration Program | NJSRRE1543046514 | Watchung | 7069 | 5 | 24.75 | Residential | No | Behind the Meter | Maier Solar Engineering dba Solar Me | PSE&G | Accepted | 2019-11-07 | 2019-11-13 | 2020-11-13 | Canadian | CS1H-330MS | Solar Panels |  | 0.33 | 26 | 207 | 35 |  | Fixed | Roof
Solar Registration Program | NJSRRE1543046514 | Watchung | 7069 | 5 | 24.75 | Residential | No | Behind the Meter | Maier Solar Engineering dba Solar Me | PSE&G | Accepted | 2019-11-07 | 2019-11-13 | 2020-11-13 | Canadian | CS1H-330MS | Solar Panels |  | 0.33 | 11 | 117 | 35 |  | Fixed | Roof
Solar Registration Program | NJSRRE1543046514 | Watchung | 7069 | 5 | 24.75 | Residential | No | Behind the Meter | Maier Solar Engineering dba Solar Me | PSE&G | Accepted | 2019-11-07 | 2019-11-13 | 2020-11-13 | Canadian | CS1H-330MS | Solar Panels |  | 0.33 | 24 | 297 | 20 |  | Fixed | Roof
Solar Registration Program | NJSRRE1543046514 | Watchung | 7069 | 5 | 24.75 | Residential | No | Behind the Meter | Maier Solar Engineering dba Solar Me | PSE&G | Accepted | 2019-11-07 | 2019-11-13 | 2020-11-13 | Canadian | CS1H-330MS | Solar Panels |  | 0.33 | 14 | 27 | 35 |  | Fixed | Roof
Solar Registration Program | NJSRRE1543046514 | Watchung | 7069 | 5 | 24.75 | Residential | No | Behind the Meter | Maier Solar Engineering dba Solar Me | PSE&G | Accepted | 2019-11-07 | 2019-11-13 | 2020-11-13 | Enphase | IQ7 | Inverters | 240 |  | 75 |  |  | 0.96 |  | Outdoor | Next to meter
Solar Registration Program | NJSRRE1543552980 | Bloomsbury | 8804 | 4 | 24.75 | Residential | No | Behind the Meter | Tafrow Electric | JCP&L | Accepted | 2019-12-16 | 2019-12-19 | 2020-12-19 | LG | NEON ACE | Solar Panels |  | 0.33 | 75 | 180 | 20 |  | Fixed | Ground
Solar Registration Program | NJSRRE1543552980 | Bloomsbury | 8804 | 4 | 24.75 | Residential | No | Behind the Meter | Tafrow Electric | JCP&L | Accepted | 2019-12-16 | 2019-12-19 | 2020-12-19 | Enphase | iq6+ | Inverters | 280 |  | 75 |  |  | 0.97 |  | Outdoor | affixed to module
Solar Registration Program | NJSRRE1543552980 | Bloomsbury | 8804 | 4 | 24.75 | Residential | No | Behind the Meter | Tafrow Electric | JCP&L | Accepted | 2019-12-16 | 2019-12-19 | 2020-12-19 | enphase | ENVOY S | Meters |  |  | 1 |  |  |  | Yes | Outdoor
Solar Registration Program | NJSRRE1542428987 | Egg Harbor City | 8215 | 19 | 24.79 | Residential | Yes | Behind the Meter | Pro Custom Solar dba Momentum Solar | AC Electric | Accepted | 2019-09-23 | 2019-09-25 | 2020-09-25 | LG ELECTRONICS | LG 335N1C-V5 | Solar Panels |  | 0.335 | 8 | 132 | 29 |  | Fixed | Roof
Solar Registration Program | NJSRRE1542428987 | Egg Harbor City | 8215 | 19 | 24.79 | Residential | Yes | Behind the Meter | Pro Custom Solar dba Momentum Solar | AC Electric | Accepted | 2019-09-23 | 2019-09-25 | 2020-09-25 | LG ELECTRONICS | LG 335N1C-V5 | Solar Panels |  | 0.335 | 28 | 223 | 45 |  | Fixed | Roof
Solar Registration Program | NJSRRE1542428987 | Egg Harbor City | 8215 | 19 | 24.79 | Residential | Yes | Behind the Meter | Pro Custom Solar dba Momentum Solar | AC Electric | Accepted | 2019-09-23 | 2019-09-25 | 2020-09-25 | LG ELECTRONICS | LG 335N1C-V5 | Solar Panels |  | 0.335 | 25 | 132 | 48 |  | Fixed | Roof
Solar Registration Program | NJSRRE1542428987 | Egg Harbor City | 8215 | 19 | 24.79 | Residential | Yes | Behind the Meter | Pro Custom Solar dba Momentum Solar | AC Electric | Accepted | 2019-09-23 | 2019-09-25 | 2020-09-25 | LG ELECTRONICS | LG 335N1C-V5 | Solar Panels |  | 0.335 | 8 | 132 | 34 |  | Fixed | Roof
Solar Registration Program | NJSRRE1542428987 | Egg Harbor City | 8215 | 19 | 24.79 | Residential | Yes | Behind the Meter | Pro Custom Solar dba Momentum Solar | AC Electric | Accepted | 2019-09-23 | 2019-09-25 | 2020-09-25 | LG ELECTRONICS | LG 335N1C-V5 | Solar Panels |  | 0.335 | 5 | 132 | 21 |  | Fixed | Roof
Solar Registration Program | NJSRRE1542428987 | Egg Harbor City | 8215 | 19 | 24.79 | Residential | Yes | Behind the Meter | Pro Custom Solar dba Momentum Solar | AC Electric | Accepted | 2019-09-23 | 2019-09-25 | 2020-09-25 | Enphase Energy | IQ7-60-2-US | Inverters | 250 |  | 74 |  |  | 0.97 |  | Outdoor | Roof
Solar Registration Program | NJSRRE1542680136 | Pitman | 8071 | 15 | 24.8 | Residential | No | Behind the Meter | Advanced Renewable Solutions | AC Electric | Accepted | 2019-10-26 | 2019-10-29 | 2020-10-29 | TRINA SOLAR | TSM-310DD05A.05 | Solar Panels |  | 0.31 | 80 | 162, 342 | 20 |  | Fixed | Roof
Solar Registration Program | NJSRRE1542680136 | Pitman | 8071 | 15 | 24.8 | Residential | No | Behind the Meter | Advanced Renewable Solutions | AC Electric | Accepted | 2019-10-26 | 2019-10-29 | 2020-10-29 | SOLAR EDGE | SE7600H-US000N-NC2 | Inverters | 7600 |  | 1 |  |  | 0.992 |  | Outdoor | Waal mounted, adjacent to Utility Meter and Disconnect
Solar Registration Program | NJSRRE1542680136 | Pitman | 8071 | 15 | 24.8 | Residential | No | Behind the Meter | Advanced Renewable Solutions | AC Electric | Accepted | 2019-10-26 | 2019-10-29 | 2020-10-29 | SOLAR EDGE | SE10000H-US000N-NC2 | Inverters | 10000 |  | 1 |  |  | 0.992 |  | Outdoor | Wall mounted, adjacent to Utility Meter and Disconnect
Solar Registration Program | NJSRRE1543065405 | Holmdel | 7733 | 17 | 24.84 | Residential | No | Behind the Meter | Pro Custom Solar dba Momentum Solar | JCP&L | Accepted | 2019-11-11 | 2019-11-13 | 2020-11-13 | LG ELECTRONICS | LG 345N1C-V5 | Solar Panels |  | 0.345 | 38 | 223 | 27 |  | Fixed | Roof
Solar Registration Program | NJSRRE1543065405 | Holmdel | 7733 | 17 | 24.84 | Residential | No | Behind the Meter | Pro Custom Solar dba Momentum Solar | JCP&L | Accepted | 2019-11-11 | 2019-11-13 | 2020-11-13 | LG ELECTRONICS | LG 345N1C-V5 | Solar Panels |  | 0.345 | 7 | 133 | 33 |  | Fixed | Roof
Solar Registration Program | NJSRRE1543065405 | Holmdel | 7733 | 17 | 24.84 | Residential | No | Behind the Meter | Pro Custom Solar dba Momentum Solar | JCP&L | Accepted | 2019-11-11 | 2019-11-13 | 2020-11-13 | LG ELECTRONICS | LG 345N1C-V5 | Solar Panels |  | 0.345 | 14 | 133 | 33 |  | Fixed | Roof
Solar Registration Program | NJSRRE1543065405 | Holmdel | 7733 | 17 | 24.84 | Residential | No | Behind the Meter | Pro Custom Solar dba Momentum Solar | JCP&L | Accepted | 2019-11-11 | 2019-11-13 | 2020-11-13 | LG ELECTRONICS | LG 345N1C-V5 | Solar Panels |  | 0.345 | 13 | 223 | 14 |  | Fixed | Roof
Solar Registration Program | NJSRRE1543065405 | Holmdel | 7733 | 17 | 24.84 | Residential | No | Behind the Meter | Pro Custom Solar dba Momentum Solar | JCP&L | Accepted | 2019-11-11 | 2019-11-13 | 2020-11-13 | Enphase Energy | IQ7Plus-72-2-US | Inverters | 295 |  | 72 |  |  | 0.97 |  | Outdoor | Roof
Solar Registration Program | NJSRRE1540251065 | Brotmanville | 8302 | 20 | 24.85 | Residential | Yes | Behind the Meter | Sunrun Installation Services, Inc. | AC Electric | Accepted | 2019-01-16 | 2019-01-21 | 2020-01-21 | LG Electronics | LG350Q1C-A5 | Solar Panels |  | 0.35 | 20 | 27 | 23 |  | Fixed | Roof
Solar Registration Program | NJSRRE1540251065 | Brotmanville | 8302 | 20 | 24.85 | Residential | Yes | Behind the Meter | Sunrun Installation Services, Inc. | AC Electric | Accepted | 2019-01-16 | 2019-01-21 | 2020-01-21 | LG Electronics | LG350Q1C-A5 | Solar Panels |  | 0.35 | 26 | 207 | 23 |  | Fixed | Roof
Solar Registration Program | NJSRRE1540251065 | Brotmanville | 8302 | 20 | 24.85 | Residential | Yes | Behind the Meter | Sunrun Installation Services, Inc. | AC Electric | Accepted | 2019-01-16 | 2019-01-21 | 2020-01-21 | LG Electronics | LG350Q1C-A5 | Solar Panels |  | 0.35 | 14 | 297 | 18 |  | Fixed | Roof
Solar Registration Program | NJSRRE1540251065 | Brotmanville | 8302 | 20 | 24.85 | Residential | Yes | Behind the Meter | Sunrun Installation Services, Inc. | AC Electric | Accepted | 2019-01-16 | 2019-01-21 | 2020-01-21 | LG Electronics | LG350Q1C-A5 | Solar Panels |  | 0.35 | 11 | 117 | 18 |  | Fixed | Roof
Solar Registration Program | NJSRRE1540251065 | Brotmanville | 8302 | 20 | 24.85 | Residential | Yes | Behind the Meter | Sunrun Installation Services, Inc. | AC Electric | Accepted | 2019-01-16 | 2019-01-21 | 2020-01-21 | SolarEdge Technologies | SE10000H-USRGM | Inverters | 10000 |  | 1 |  |  | 0.96 |  | Outdoor | Next To Meter
Solar Registration Program | NJSRRE1540251065 | Brotmanville | 8302 | 20 | 24.85 | Residential | Yes | Behind the Meter | Sunrun Installation Services, Inc. | AC Electric | Accepted | 2019-01-16 | 2019-01-21 | 2020-01-21 | SolarEdge Technologies | SE11400H-USRGM | Inverters | 11400 |  | 1 |  |  | 0.96 |  | Outdoor | Next To Meter
Solar Registration Program | NJSRRE1543443040 | Princeton | 8540 | 12 | 25.03 | Residential | No | Behind the Meter | Green power Energy | PSE&G | Accepted | 2019-11-25 | 2019-11-27 | 2020-11-27 | Panasonic | VBHN325KA03 | Solar Panels |  | 0.325 | 8 | 192 | 30 |  | Fixed | Roof
Solar Registration Program | NJSRRE1543443040 | Princeton | 8540 | 12 | 25.03 | Residential | No | Behind the Meter | Green power Energy | PSE&G | Accepted | 2019-11-25 | 2019-11-27 | 2020-11-27 | Panasonic | VBHN325KA03 | Solar Panels |  | 0.325 | 16 | 191 | 30 |  | Fixed | Roof
Solar Registration Program | NJSRRE1543443040 | Princeton | 8540 | 12 | 25.03 | Residential | No | Behind the Meter | Green power Energy | PSE&G | Accepted | 2019-11-25 | 2019-11-27 | 2020-11-27 | Panasonic | VBHN325KA03 | Solar Panels |  | 0.325 | 8 | 12 | 30 |  | Fixed | Roof
Solar Registration Program | NJSRRE1543443040 | Princeton | 8540 | 12 | 25.03 | Residential | No | Behind the Meter | Green power Energy | PSE&G | Accepted | 2019-11-25 | 2019-11-27 | 2020-11-27 | Panasonic | VBHN325KA03 | Solar Panels |  | 0.325 | 6 | 191 | 30 |  | Fixed | Roof
Solar Registration Program | NJSRRE1543443040 | Princeton | 8540 | 12 | 25.03 | Residential | No | Behind the Meter | Green power Energy | PSE&G | Accepted | 2019-11-25 | 2019-11-27 | 2020-11-27 | Panasonic | VBHN325KA03 | Solar Panels |  | 0.325 | 21 | 282 | 30 |  | Fixed | Roof
Solar Registration Program | NJSRRE1543443040 | Princeton | 8540 | 12 | 25.03 | Residential | No | Behind the Meter | Green power Energy | PSE&G | Accepted | 2019-11-25 | 2019-11-27 | 2020-11-27 | Panasonic | VBHN325KA03 | Solar Panels |  | 0.325 | 11 | 101 | 30 |  | Fixed | Roof
Solar Registration Program | NJSRRE1543443040 | Princeton | 8540 | 12 | 25.03 | Residential | No | Behind the Meter | Green power Energy | PSE&G | Accepted | 2019-11-25 | 2019-11-27 | 2020-11-27 | Panasonic | VBHN325KA03 | Solar Panels |  | 0.325 | 7 | 103 | 30 |  | Fixed | Roof
Solar Registration Program | NJSRRE1543443040 | Princeton | 8540 | 12 | 25.03 | Residential | No | Behind the Meter | Green power Energy | PSE&G | Accepted | 2019-11-25 | 2019-11-27 | 2020-11-27 | SolarEdge | SE7600H-US | Inverters | 7600 |  | 3 |  |  | 0.97 |  | Outside | Next to meter
Solar Registration Program | NJSRRE1541814659 | EDISON TWP | 8820 | 11 | 25.08 | Residential | Yes | Behind the Meter | Tesla Energy Operations Inc | PSE&G | Accepted | 2019-08-11 | 2019-08-23 | 2020-08-23 | SolarCity Standard | SC330 | Solar Panels |  | 0.33 | 9 | 208 | 32 |  | Fixed | Roof
Solar Registration Program | NJSRRE1541814659 | EDISON TWP | 8820 | 11 | 25.08 | Residential | Yes | Behind the Meter | Tesla Energy Operations Inc | PSE&G | Accepted | 2019-08-11 | 2019-08-23 | 2020-08-23 | SolarCity Standard | SC330 | Solar Panels |  | 0.33 | 5 | 208 | 32 |  | Fixed | Roof
Solar Registration Program | NJSRRE1541814659 | EDISON TWP | 8820 | 11 | 25.08 | Residential | Yes | Behind the Meter | Tesla Energy Operations Inc | PSE&G | Accepted | 2019-08-11 | 2019-08-23 | 2020-08-23 | SolarCity Standard | SC330 | Solar Panels |  | 0.33 | 23 | 118 | 11 |  | Fixed | Roof
Solar Registration Program | NJSRRE1541814659 | EDISON TWP | 8820 | 11 | 25.08 | Residential | Yes | Behind the Meter | Tesla Energy Operations Inc | PSE&G | Accepted | 2019-08-11 | 2019-08-23 | 2020-08-23 | SolarCity Standard | v | Solar Panels |  | 0.33 | 15 | 208 | 32 |  | Fixed | Roof
Solar Registration Program | NJSRRE1541814659 | EDISON TWP | 8820 | 11 | 25.08 | Residential | Yes | Behind the Meter | Tesla Energy Operations Inc | PSE&G | Accepted | 2019-08-11 | 2019-08-23 | 2020-08-23 | SolarCity Standard | SC330 | Solar Panels |  | 0.33 | 24 | 298 | 32 |  | Fixed | Roof
Solar Registration Program | NJSRRE1541814659 | EDISON TWP | 8820 | 11 | 25.08 | Residential | Yes | Behind the Meter | Tesla Energy Operations Inc | PSE&G | Accepted | 2019-08-11 | 2019-08-23 | 2020-08-23 | SOLAREDGE | SE11400H-US000SNC2 | Inverters | 11400 |  | 2 |  |  | 0.975 |  | Outside | Outside
Solar Registration Program | NJSRRE1542642311 | Brigantine | 8203 | 19 | 25.11 | Residential | Yes | Behind the Meter | 1st Light Energy Inc | AC Electric | Accepted | 2019-10-25 | 2019-10-29 | 2020-10-29 | Longi | LR6-60HPB-310M | Solar Panels |  | 0.31 | 42 | 82 | 23 |  | Fixed | Roof
Solar Registration Program | NJSRRE1542642311 | Brigantine | 8203 | 19 | 25.11 | Residential | Yes | Behind the Meter | 1st Light Energy Inc | AC Electric | Accepted | 2019-10-25 | 2019-10-29 | 2020-10-29 | Longi | LR6-60HPB-310M | Solar Panels |  | 0.31 | 39 | 262 | 23 |  | Fixed | Roof
Solar Registration Program | NJSRRE1542642311 | Brigantine | 8203 | 19 | 25.11 | Residential | Yes | Behind the Meter | 1st Light Energy Inc | AC Electric | Accepted | 2019-10-25 | 2019-10-29 | 2020-10-29 | SolarEdge | SE10000H-USRGM (240V) | Inverters | 20000 |  | 2 |  |  | 0.99 |  | Outside | within 10 feet of meter
Solar Registration Program | NJSRRE1543061250 | Morganville | 7751 | 17 | 25.11 | Residential | Yes | Behind the Meter | Solar Energy World | JCP&L | Accepted | 2019-11-08 | 2019-11-13 | 2020-11-13 | LONGi Green Energy Technology | LR6-60PE-310M | Solar Panels |  | 0.31 | 81 | 164 | 33 |  | Fixed | Roof
Solar Registration Program | NJSRRE1543061250 | Morganville | 7751 | 17 | 25.11 | Residential | Yes | Behind the Meter | Solar Energy World | JCP&L | Accepted | 2019-11-08 | 2019-11-13 | 2020-11-13 | Solar Edge | SE10000H-USRGM | Inverters | 10000 |  | 2 |  |  | 0.98 |  | Outside | near meter
Solar Registration Program | NJSRRE1543661234 | Newton | 7860 | 1 | 25.11 | Residential | No | Behind the Meter | 1st Light Energy Inc | JCP&L | Accepted | 2019-12-23 | 2019-12-30 | 2020-12-30 | Longi | LR6-60HPB-310M | Solar Panels |  | 0.31 | 26 | 271 | 55 |  | Fixed | Roof
Solar Registration Program | NJSRRE1543661234 | Newton | 7860 | 1 | 25.11 | Residential | No | Behind the Meter | 1st Light Energy Inc | JCP&L | Accepted | 2019-12-23 | 2019-12-30 | 2020-12-30 | Longi | LR6-60HPB-310M | Solar Panels |  | 0.31 | 39 | 181 | 45 |  | Fixed | Roof
Solar Registration Program | NJSRRE1543661234 | Newton | 7860 | 1 | 25.11 | Residential | No | Behind the Meter | 1st Light Energy Inc | JCP&L | Accepted | 2019-12-23 | 2019-12-30 | 2020-12-30 | Longi | LR6-60HPB-310M | Solar Panels |  | 0.31 | 10 | 90 | 51 |  | Fixed | Roof
Solar Registration Program | NJSRRE1543661234 | Newton | 7860 | 1 | 25.11 | Residential | No | Behind the Meter | 1st Light Energy Inc | JCP&L | Accepted | 2019-12-23 | 2019-12-30 | 2020-12-30 | Longi | LR6-60HPB-310M | Solar Panels |  | 0.31 | 6 | 271 | 30 |  | Fixed | Roof
Solar Registration Program | NJSRRE1543661234 | Newton | 7860 | 1 | 25.11 | Residential | No | Behind the Meter | 1st Light Energy Inc | JCP&L | Accepted | 2019-12-23 | 2019-12-30 | 2020-12-30 | SMA | SB 5.0-1SP-US-41 (240V) | Inverters | 20000 |  | 4 |  |  | 0.97 |  | Outside | within 10 feet of meter
Solar Registration Program | NJSRRE1541066938 | Sicklerville | 8081 | 14 | 25.18 | Residential | Yes | Behind the Meter | GenRenew, LLC | AC Electric | Accepted | 2019-06-03 | 2019-06-06 | 2020-06-06 | sunpower | SPR-E20-327-E-AC | Solar Panels |  | 0.327 | 23 | 142 | 34 |  | Fixed | Roof
Solar Registration Program | NJSRRE1541066938 | Sicklerville | 8081 | 14 | 25.18 | Residential | Yes | Behind the Meter | GenRenew, LLC | AC Electric | Accepted | 2019-06-03 | 2019-06-06 | 2020-06-06 | sunpower | SPR-E20-327-E-AC | Solar Panels |  | 0.327 | 2 | 232 | 45 |  | Fixed | Roof
Solar Registration Program | NJSRRE1541066938 | Sicklerville | 8081 | 14 | 25.18 | Residential | Yes | Behind the Meter | GenRenew, LLC | AC Electric | Accepted | 2019-06-03 | 2019-06-06 | 2020-06-06 | sunpower | SPR-E20-327-E-AC | Solar Panels |  | 0.327 | 11 | 232 | 45 |  | Fixed | Roof
Solar Registration Program | NJSRRE1541066938 | Sicklerville | 8081 | 14 | 25.18 | Residential | Yes | Behind the Meter | GenRenew, LLC | AC Electric | Accepted | 2019-06-03 | 2019-06-06 | 2020-06-06 | sunpower | SPR-E20-327-E-AC | Solar Panels |  | 0.327 | 21 | 322 | 34 |  | Fixed | Roof
Solar Registration Program | NJSRRE1541066938 | Sicklerville | 8081 | 14 | 25.18 | Residential | Yes | Behind the Meter | GenRenew, LLC | AC Electric | Accepted | 2019-06-03 | 2019-06-06 | 2020-06-06 | sunpower | SPR-E20-327-E-AC | Solar Panels |  | 0.327 | 16 | 322 | 20 |  | Fixed | Roof
Solar Registration Program | NJSRRE1541066938 | Sicklerville | 8081 | 14 | 25.18 | Residential | Yes | Behind the Meter | GenRenew, LLC | AC Electric | Accepted | 2019-06-03 | 2019-06-06 | 2020-06-06 | sunpower | SPR-E20-327-E-AC | Solar Panels |  | 0.327 | 4 | 232 | 45 |  | Fixed | Roof
Solar Registration Program | NJSRRE1541066938 | Sicklerville | 8081 | 14 | 25.18 | Residential | Yes | Behind the Meter | GenRenew, LLC | AC Electric | Accepted | 2019-06-03 | 2019-06-06 | 2020-06-06 | sunpower | MI-C-320-US208/240-10 | Inverters | 320 |  | 77 |  |  | 0.96 |  | Outdoor | microinverter located under module
Solar Registration Program | NJSRRE1543497807 | Moorestown | 8057 | 13 | 25.18 | Residential | No | Behind the Meter | Seabright Solar | PSE&G | Accepted | 2019-12-06 | 2019-12-10 | 2020-12-10 | Sunpower | SPR-E20-327 | Solar Panels |  | 0.327 | 27 | 124 | 45 |  | Fixed | Roof
Solar Registration Program | NJSRRE1543497807 | Moorestown | 8057 | 13 | 25.18 | Residential | No | Behind the Meter | Seabright Solar | PSE&G | Accepted | 2019-12-06 | 2019-12-10 | 2020-12-10 | Sunpower | SPR-E20-327 | Solar Panels |  | 0.327 | 50 | 214 | 30 |  | Fixed | Roof
Solar Registration Program | NJSRRE1543497807 | Moorestown | 8057 | 13 | 25.18 | Residential | No | Behind the Meter | Seabright Solar | PSE&G | Accepted | 2019-12-06 | 2019-12-10 | 2020-12-10 | Sunpower | SPR-E20-327 | Inverters | 0.32 |  | 77 |  |  | 0.99 |  | Outside | Roof
Solar Registration Program | NJSRRE1540219921 | Old Bridge | 8857 | 11 | 25.2 | Residential | Yes | Behind the Meter | GenRenew, LLC | JCP&L | Accepted | 2019-01-09 | 2019-01-11 | 2020-01-11 | sunpower | SPR-X22-360-D-AC | Solar Panels |  | 0.36 | 24 | 264 | 25 |  | Fixed | Roof
Solar Registration Program | NJSRRE1540219921 | Old Bridge | 8857 | 11 | 25.2 | Residential | Yes | Behind the Meter | GenRenew, LLC | JCP&L | Accepted | 2019-01-09 | 2019-01-11 | 2020-01-11 | sunpower | SPR-X22-360-D-AC | Solar Panels |  | 0.36 | 25 | 84 | 10 |  | Fixed | Roof
Solar Registration Program | NJSRRE1540219921 | Old Bridge | 8857 | 11 | 25.2 | Residential | Yes | Behind the Meter | GenRenew, LLC | JCP&L | Accepted | 2019-01-09 | 2019-01-11 | 2020-01-11 | sunpower | SPR-X22-360-D-AC | Solar Panels |  | 0.36 | 21 | 84 | 25 |  | Fixed | Roof
Solar Registration Program | NJSRRE1540219921 | Old Bridge | 8857 | 11 | 25.2 | Residential | Yes | Behind the Meter | GenRenew, LLC | JCP&L | Accepted | 2019-01-09 | 2019-01-11 | 2020-01-11 | sunpower | MI-C-320-US208/240-10 | Inverters | 320 |  | 70 |  |  | 0.96 |  | Outdoor | microinverter located under module
Solar Registration Program | NJSRRE1542515191 | Salem | 8079 | 16 | 25.2 | Residential | Yes | Behind the Meter | RCL Enterprises Inc. | AC Electric | Accepted | 2019-10-08 | 2019-10-10 | 2020-10-10 | Jinko | JKM-300M | Solar Panels |  | 0.3 | 84 | 171 | 20 |  | Fixed | Ground
Solar Registration Program | NJSRRE1542515191 | Salem | 8079 | 16 | 25.2 | Residential | Yes | Behind the Meter | RCL Enterprises Inc. | AC Electric | Accepted | 2019-10-08 | 2019-10-10 | 2020-10-10 | Enphase | IQ7 | Inverters | 20160 |  | 84 |  |  | 0.96 |  | Outside | under panels
Solar Registration Program | NJSRRE1542431215 | Oaklyn | 8107 | 14 | 25.28 | Commercial | No | Behind the Meter | Geoscape Solar | PSE&G | Accepted | 2019-09-24 | 2019-09-26 | 2020-09-26 | SunPower | SPR-P19-395-COM | Solar Panels |  | 0.395 | 64 | 237 | 30 |  | Fixed | Roof
Solar Registration Program | NJSRRE1542431215 | Oaklyn | 8107 | 14 | 25.28 | Commercial | No | Behind the Meter | Geoscape Solar | PSE&G | Accepted | 2019-09-24 | 2019-09-26 | 2020-09-26 | SolarEdge | SE20k-US | Inverters | 20000 |  | 1 |  |  | 0.98 |  | Outside | Adj. to utility meter
Solar Registration Program | NJSRRE1540846868 | Ringwood | 7456 | 6 | 25.35 | Residential | No | Behind the Meter | Green Power Energy | Orange Rockland Electric | Final As-Built Received | 2019-04-11 | 2019-04-12 | 2020-04-12 | Panasonic | VBHN325KA03 | Solar Panels |  | 0.325 | 2 | 197 | 27 |  | Fixed | Roof
Solar Registration Program | NJSRRE1540846868 | Ringwood | 7456 | 6 | 25.35 | Residential | No | Behind the Meter | Green Power Energy | Orange Rockland Electric | Final As-Built Received | 2019-04-11 | 2019-04-12 | 2020-04-12 | Panasonics | VBHN325KA03 | Solar Panels |  | 0.325 | 12 | 198 | 30 |  | Fixed | Roof
Solar Registration Program | NJSRRE1540846868 | Ringwood | 7456 | 6 | 25.35 | Residential | No | Behind the Meter | Green Power Energy | Orange Rockland Electric | Final As-Built Received | 2019-04-11 | 2019-04-12 | 2020-04-12 | Panasonic | VBHN325KA03 | Solar Panels |  | 0.325 | 38 | 199 | 34 |  | Fixed | Roof
Solar Registration Program | NJSRRE1540846868 | Ringwood | 7456 | 6 | 25.35 | Residential | No | Behind the Meter | Green Power Energy | Orange Rockland Electric | Final As-Built Received | 2019-04-11 | 2019-04-12 | 2020-04-12 | Panasonic | VBHN325KA03 | Solar Panels |  | 0.325 | 26 | 19 | 23 |  | Fixed | Roof
Solar Registration Program | NJSRRE1540846868 | Ringwood | 7456 | 6 | 25.35 | Residential | No | Behind the Meter | Green Power Energy | Orange Rockland Electric | Final As-Built Received | 2019-04-11 | 2019-04-12 | 2020-04-12 | Solar Edge | SE10000H-US | Inverters | 10000 |  | 3 |  |  | 0.97 |  | Outside | next to meter
Solar Registration Program | NJSRRE1540846868 | Ringwood | 7456 | 6 | 25.35 | Residential | No | Behind the Meter | Green Power Energy | Orange Rockland Electric | Final As-Built Received | 2019-04-11 | 2019-04-12 | 2020-04-12 | Hialeah | CL200 | Meters |  |  | 1 |  |  |  | Yes | Outdoor
Solar Registration Program | NJSRRE1541481854 | Franklin Lakes | 7417 | 7 | 25.41 | Residential | Yes | Behind the Meter | Sunrun Installation Services, Inc. | Orange Rockland Electric | Accepted | 2019-06-25 | 2019-06-28 | 2020-06-28 | LG Electronics | LG330N1C-A5 | Solar Panels |  | 0.33 | 17 | 348 | 30 |  | Fixed | Roof
Solar Registration Program | NJSRRE1541481854 | Franklin Lakes | 7417 | 7 | 25.41 | Residential | Yes | Behind the Meter | Sunrun Installation Services, Inc. | Orange Rockland Electric | Accepted | 2019-06-25 | 2019-06-28 | 2020-06-28 | LG Electronics | LG330N1C-A5 | Solar Panels |  | 0.33 | 13 | 77 | 30 |  | Fixed | Roof
Solar Registration Program | NJSRRE1541481854 | Franklin Lakes | 7417 | 7 | 25.41 | Residential | Yes | Behind the Meter | Sunrun Installation Services, Inc. | Orange Rockland Electric | Accepted | 2019-06-25 | 2019-06-28 | 2020-06-28 | LG Electronics | LG330N1C-A5 | Solar Panels |  | 0.33 | 18 | 167 | 18 |  | Fixed | Roof
Solar Registration Program | NJSRRE1541481854 | Franklin Lakes | 7417 | 7 | 25.41 | Residential | Yes | Behind the Meter | Sunrun Installation Services, Inc. | Orange Rockland Electric | Accepted | 2019-06-25 | 2019-06-28 | 2020-06-28 | LG Electronics | LG330N1C-A5 | Solar Panels |  | 0.33 | 20 | 167 | 30 |  | Fixed | Roof
Solar Registration Program | NJSRRE1541481854 | Franklin Lakes | 7417 | 7 | 25.41 | Residential | Yes | Behind the Meter | Sunrun Installation Services, Inc. | Orange Rockland Electric | Accepted | 2019-06-25 | 2019-06-28 | 2020-06-28 | LG Electronics | LG330N1C-A5 | Solar Panels |  | 0.33 | 9 | 257 | 30 |  | Fixed | Roof
Solar Registration Program | NJSRRE1541481854 | Franklin Lakes | 7417 | 7 | 25.41 | Residential | Yes | Behind the Meter | Sunrun Installation Services, Inc. | Orange Rockland Electric | Accepted | 2019-06-25 | 2019-06-28 | 2020-06-28 | SolarEdge Technologies | SE11400H-USRGM | Inverters | 11400 |  | 1 |  |  | 0.96 |  | Outdoor | Next To Meter
Solar Registration Program | NJSRRE1541481854 | Franklin Lakes | 7417 | 7 | 25.41 | Residential | Yes | Behind the Meter | Sunrun Installation Services, Inc. | Orange Rockland Electric | Accepted | 2019-06-25 | 2019-06-28 | 2020-06-28 | SolarEdge Technologies | SE10000H-USRGM | Inverters | 10000 |  | 1 |  |  | 0.96 |  | Outdoor | Next To Meter
Solar Registration Program | NJSRRE1542575024 | Far Hills | 7931 | 5 | 25.51 | Residential | No | Behind the Meter | Seabright Solar | JCP&L | Accepted | 2019-11-07 | 2019-11-07 | 2020-11-07 | Sunpower | SPR-E20-327 | Solar Panels |  | 0.327 | 78 | 180 | 80 |  | Fixed | Ground
Solar Registration Program | NJSRRE1542575024 | Far Hills | 7931 | 5 | 25.51 | Residential | No | Behind the Meter | Seabright Solar | JCP&L | Accepted | 2019-11-07 | 2019-11-07 | 2020-11-07 | Sunpower | SPR-E20-327 | Inverters | 0.32 |  | 78 |  |  | 0.99 |  | Outside | Ground
Solar Registration Program | NJSRRE1541793592 | Hopewell Twp Mer | 8540 | 12 | 25.52 | Residential | No | Behind the Meter | Sunrun Installation Services, Inc. | PSE&G | Accepted | 2019-08-06 | 2019-08-09 | 2020-08-09 | REC Solar | REC290TP2 BLK | Solar Panels |  | 0.29 | 88 | 180 | 30 |  | Fixed | Roof
Solar Registration Program | NJSRRE1541793592 | Hopewell Twp Mer | 8540 | 12 | 25.52 | Residential | No | Behind the Meter | Sunrun Installation Services, Inc. | PSE&G | Accepted | 2019-08-06 | 2019-08-09 | 2020-08-09 | Ningbo Ginlong Technologies | Solis-1P4.6K-4G-US | Inverters | 4600 |  | 1 |  |  | 0.96 |  | Outdoor | Next To Meter
Solar Registration Program | NJSRRE1541793592 | Hopewell Twp Mer | 8540 | 12 | 25.52 | Residential | No | Behind the Meter | Sunrun Installation Services, Inc. | PSE&G | Accepted | 2019-08-06 | 2019-08-09 | 2020-08-09 | Ningbo Ginlong Technologies | Solis-1P10K-4G-US | Inverters | 10000 |  | 2 |  |  | 0.96 |  | Outdoor | Next To Meter
Solar Registration Program | NJSRRE1540719241 | Newfield | 8344 | 15 | 25.56 | Residential | No | Behind the Meter | Ad Energy | AC Electric | Accepted | 2019-03-25 | 2019-05-06 | 2020-05-06 | SunPower | SPR-X22-360-D-AC | Solar Panels |  | 0.36 | 19 | 172 | 26 |  | Fixed | Roof
Solar Registration Program | NJSRRE1540719241 | Newfield | 8344 | 15 | 25.56 | Residential | No | Behind the Meter | Ad Energy | AC Electric | Accepted | 2019-03-25 | 2019-05-06 | 2020-05-06 | SunPower | SPR-X22-360-D-AC | Solar Panels |  | 0.36 | 52 | 172 | 3 |  | Fixed | Roof
Solar Registration Program | NJSRRE1540719241 | Newfield | 8344 | 15 | 25.56 | Residential | No | Behind the Meter | Ad Energy | AC Electric | Accepted | 2019-03-25 | 2019-05-06 | 2020-05-06 | SunPower | SPR-X22-360-D-AC | Inverters | 320 |  | 71 |  |  | 0.96 |  | Outdoor | At each panel
Solar Registration Program | NJSRRE1540719241 | Newfield | 8344 | 15 | 25.56 | Residential | No | Behind the Meter | Ad Energy | AC Electric | Accepted | 2019-03-25 | 2019-05-06 | 2020-05-06 | SunPower | PVS5x | Meters |  |  | 1 |  |  |  | Yes | Outdoor
Solar Registration Program | NJSRRE1543041638 | TOMS RIVER | 8753 | 18 | 25.56 | Residential | Yes | Behind the Meter | Sea Bright Solar, LLC | JCP&L | Accepted | 2019-11-06 | 2019-11-15 | 2020-11-15 | SUNPOWER | SPR-X22-360-E-AC | Solar Panels |  | 0.36 | 12 | 87 | 24 |  | Fixed | Roof | EAST
Solar Registration Program | NJSRRE1543041638 | TOMS RIVER | 8753 | 18 | 25.56 | Residential | Yes | Behind the Meter | Sea Bright Solar, LLC | JCP&L | Accepted | 2019-11-06 | 2019-11-15 | 2020-11-15 | SUNPOWER | SPR-X22-360-E-AC | Solar Panels |  | 0.36 | 3 | 87 | 24 |  | Fixed | Roof | EAST
Solar Registration Program | NJSRRE1543041638 | TOMS RIVER | 8753 | 18 | 25.56 | Residential | Yes | Behind the Meter | Sea Bright Solar, LLC | JCP&L | Accepted | 2019-11-06 | 2019-11-15 | 2020-11-15 | SUNPOWER | SPR-X22-360-E-AC | Solar Panels |  | 0.36 | 4 | 357 | 22 |  | Fixed | Roof | NW
Solar Registration Program | NJSRRE1543041638 | TOMS RIVER | 8753 | 18 | 25.56 | Residential | Yes | Behind the Meter | Sea Bright Solar, LLC | JCP&L | Accepted | 2019-11-06 | 2019-11-15 | 2020-11-15 | SUNPOWER | SPR-X22-360-E-AC | Solar Panels |  | 0.36 | 8 | 180 | 0 |  | Fixed | Ground | PERGOLA
Solar Registration Program | NJSRRE1543041638 | TOMS RIVER | 8753 | 18 | 25.56 | Residential | Yes | Behind the Meter | Sea Bright Solar, LLC | JCP&L | Accepted | 2019-11-06 | 2019-11-15 | 2020-11-15 | SUNPOWER | SPR-X22-360-E-AC | Solar Panels |  | 0.36 | 14 | 267 | 26 |  | Fixed | Roof | WEST
Solar Registration Program | NJSRRE1543041638 | TOMS RIVER | 8753 | 18 | 25.56 | Residential | Yes | Behind the Meter | Sea Bright Solar, LLC | JCP&L | Accepted | 2019-11-06 | 2019-11-15 | 2020-11-15 | SUNPOWER | SPR-X22-360-E-AC | Inverters | 320 |  | 71 |  |  | 0.96 |  | Outside | BENEATH ARRAY
Solar Registration Program | NJSRRE1543041638 | TOMS RIVER | 8753 | 18 | 25.56 | Residential | Yes | Behind the Meter | Sea Bright Solar, LLC | JCP&L | Accepted | 2019-11-06 | 2019-11-15 | 2020-11-15 | SUNPOWER | SPR-X22-360-E-AC | Solar Panels |  | 0.36 | 11 | 177 | 22 |  | Fixed | Roof | SOUTH
Solar Registration Program | NJSRRE1543041638 | TOMS RIVER | 8753 | 18 | 25.56 | Residential | Yes | Behind the Meter | Sea Bright Solar, LLC | JCP&L | Accepted | 2019-11-06 | 2019-11-15 | 2020-11-15 | SUNPOWER | SPR-X22-360-E-AC | Solar Panels |  | 0.36 | 11 | 267 | 24 |  | Fixed | Roof | WEST
Solar Registration Program | NJSRRE1543041638 | TOMS RIVER | 8753 | 18 | 25.56 | Residential | Yes | Behind the Meter | Sea Bright Solar, LLC | JCP&L | Accepted | 2019-11-06 | 2019-11-15 | 2020-11-15 | SUNPOWER | SPR-X22-360-E-AC | Solar Panels |  | 0.36 | 8 | 87 | 26 |  | Fixed | Roof | EAST
Solar Registration Program | NJSRRE1541805489 | TURNERSVILLE | 8012 | 14 | 25.6 | Commercial | No | Behind the Meter | SAFARI ENERGY LLC | AC Electric | Accepted | 2019-08-08 | 2019-08-23 | 2020-08-23 | LG | LG400 | Solar Panels |  | 0.4 | 64 | 181 | 5 |  | Fixed | Roof
Solar Registration Program | NJSRRE1541805489 | TURNERSVILLE | 8012 | 14 | 25.6 | Commercial | No | Behind the Meter | SAFARI ENERGY LLC | AC Electric | Accepted | 2019-08-08 | 2019-08-23 | 2020-08-23 | SOLAREDGE | SE20KUS | Inverters | 20000 |  | 1 |  |  | 0.98 |  | Outdoor | NA
Solar Registration Program | NJSRRE1541480767 | Sicklerville | 8081 | 14 | 25.62 | Residential | Yes | Behind the Meter | Solar Energy World | AC Electric | Accepted | 2019-06-25 | 2019-06-27 | 2020-06-27 | LONGi Green Energy Technology | LR6-60PB-305M | Solar Panels |  | 0.305 | 84 | 186 | 30 |  | Fixed | Ground
Solar Registration Program | NJSRRE1541480767 | Sicklerville | 8081 | 14 | 25.62 | Residential | Yes | Behind the Meter | Solar Energy World | AC Electric | Accepted | 2019-06-25 | 2019-06-27 | 2020-06-27 | Solar Edge | SE100000H-USRGM | Inverters | 10000 |  | 2 |  |  | 0.98 |  | Outside | near meter
Solar Registration Program | NJSRRE1542428872 | Washington | 7882 | 2 | 25.68 | Residential | No | Behind the Meter |  | JCP&L | Accepted | 2019-09-23 | 2019-09-25 | 2020-09-25 | Panasonic | VBHN325KA03 | Solar Panels |  | 0.325 | 34 | 157 | 27 |  | Fixed | Roof
Solar Registration Program | NJSRRE1542428872 | Washington | 7882 | 2 | 25.68 | Residential | No | Behind the Meter |  | JCP&L | Accepted | 2019-09-23 | 2019-09-25 | 2020-09-25 | Panasonic | VBHN325KA03 | Solar Panels |  | 0.325 | 45 | 156 | 30 |  | Fixed | Roof
Solar Registration Program | NJSRRE1542428872 | Washington | 7882 | 2 | 25.68 | Residential | No | Behind the Meter |  | JCP&L | Accepted | 2019-09-23 | 2019-09-25 | 2020-09-25 | Solar Edge | SE10000H-US | Inverters | 10000 |  | 1 |  |  | 0.97 |  | Outside | next to meter
Solar Registration Program | NJSRRE1542428872 | Washington | 7882 | 2 | 25.68 | Residential | No | Behind the Meter |  | JCP&L | Accepted | 2019-09-23 | 2019-09-25 | 2020-09-25 | Solar Edge | SE7600H-US | Inverters | 7600 |  | 1 |  |  | 0.97 |  | Outside | next to meter
Solar Registration Program | NJSRRE1543464481 | Hewitt | 7421 | 6 | 25.68 | Non Profit | No | Behind the Meter | Self install | Orange Rockland Electric | Accepted | 2019-12-02 | 2019-12-23 | 2020-12-23 | Canadian Solar | CS1U-395MS | Solar Panels |  | 0.395 | 65 | 283 | 22 |  | Fixed | Roof
Solar Registration Program | NJSRRE1543464481 | Hewitt | 7421 | 6 | 25.68 | Non Profit | No | Behind the Meter | Self install | Orange Rockland Electric | Accepted | 2019-12-02 | 2019-12-23 | 2020-12-23 | SMA | Sunny Boy SB 7.0-US | Inverters | 7000 |  | 3 |  |  | 0.972 |  | Outdoor | mounted on building wall
Solar Registration Program | NJSRRE1543496233 | Mickleton | 8056 | 15 | 25.68 | Residential | No | Behind the Meter | Sunny Corp | AC Electric | Accepted | 2019-12-06 | 2019-12-10 | 2020-12-10 | PANASONIC | VBHN325KA03 | Solar Panels |  | 0.325 | 5 | 262 | 43 |  | Fixed | Roof
Solar Registration Program | NJSRRE1543496233 | Mickleton | 8056 | 15 | 25.68 | Residential | No | Behind the Meter | Sunny Corp | AC Electric | Accepted | 2019-12-06 | 2019-12-10 | 2020-12-10 | PANASONIC | VBHN325KA03 | Solar Panels |  | 0.325 | 5 | 82 | 45 |  | Fixed | Roof
Solar Registration Program | NJSRRE1543496233 | Mickleton | 8056 | 15 | 25.68 | Residential | No | Behind the Meter | Sunny Corp | AC Electric | Accepted | 2019-12-06 | 2019-12-10 | 2020-12-10 | PANASONIC | VBHN325KA03 | Solar Panels |  | 0.325 | 20 | 172 | 33 |  | Fixed | Roof
Solar Registration Program | NJSRRE1543496233 | Mickleton | 8056 | 15 | 25.68 | Residential | No | Behind the Meter | Sunny Corp | AC Electric | Accepted | 2019-12-06 | 2019-12-10 | 2020-12-10 | PANASONIC | VBHN325KA03 | Solar Panels |  | 0.325 | 12 | 262 | 44 |  | Fixed | Roof
Solar Registration Program | NJSRRE1543496233 | Mickleton | 8056 | 15 | 25.68 | Residential | No | Behind the Meter | Sunny Corp | AC Electric | Accepted | 2019-12-06 | 2019-12-10 | 2020-12-10 | PANASONIC | VBHN325KA03 | Solar Panels |  | 0.325 | 3 | 262 | 44 |  | Fixed | Roof
Solar Registration Program | NJSRRE1543496233 | Mickleton | 8056 | 15 | 25.68 | Residential | No | Behind the Meter | Sunny Corp | AC Electric | Accepted | 2019-12-06 | 2019-12-10 | 2020-12-10 | PANASONIC | VBHN325KA03 | Solar Panels |  | 0.325 | 5 | 172 | 34 |  | Fixed | Roof
Solar Registration Program | NJSRRE1543496233 | Mickleton | 8056 | 15 | 25.68 | Residential | No | Behind the Meter | Sunny Corp | AC Electric | Accepted | 2019-12-06 | 2019-12-10 | 2020-12-10 | PANASONIC | VBHN325KA03 | Solar Panels |  | 0.325 | 17 | 172 | 33 |  | Fixed | Roof
Solar Registration Program | NJSRRE1543496233 | Mickleton | 8056 | 15 | 25.68 | Residential | No | Behind the Meter | Sunny Corp | AC Electric | Accepted | 2019-12-06 | 2019-12-10 | 2020-12-10 | PANASONIC | VBHN325KA3 | Solar Panels |  | 0.325 | 6 | 262 | 43 |  | Fixed | Roof
Solar Registration Program | NJSRRE1543496233 | Mickleton | 8056 | 15 | 25.68 | Residential | No | Behind the Meter | Sunny Corp | AC Electric | Accepted | 2019-12-06 | 2019-12-10 | 2020-12-10 | PANASONIC | VBHN325KA03 | Solar Panels |  | 0.325 | 6 | 8 | 46 |  | Fixed | Roof
Solar Registration Program | NJSRRE1543496233 | Mickleton | 8056 | 15 | 25.68 | Residential | No | Behind the Meter | Sunny Corp | AC Electric | Accepted | 2019-12-06 | 2019-12-10 | 2020-12-10 | ENPHASE | IQ7X | Inverters | 1.37 |  | 79 |  |  | 0.1 |  | Outdoor | ON ROOF
Solar Registration Program | NJSRRE1542424762 | Mickleton | 8056 | 15 | 25.8 | Residential | No | Behind the Meter | Castle Energy, LLC | AC Electric | Accepted | 2019-09-20 | 2019-09-24 | 2020-09-24 | LG Electronics | LG335N1C-V5 | Solar Panels |  | 0.335 | 4 | 125 | 43 |  | Fixed | Roof
Solar Registration Program | NJSRRE1542424762 | Mickleton | 8056 | 15 | 25.8 | Residential | No | Behind the Meter | Castle Energy, LLC | AC Electric | Accepted | 2019-09-20 | 2019-09-24 | 2020-09-24 | LG Electronics | LG335N1C-V5 | Solar Panels |  | 0.335 | 4 | 305 | 43 |  | Fixed | Roof
Solar Registration Program | NJSRRE1542424762 | Mickleton | 8056 | 15 | 25.8 | Residential | No | Behind the Meter | Castle Energy, LLC | AC Electric | Accepted | 2019-09-20 | 2019-09-24 | 2020-09-24 | LG Electronics | LG335N1C-V5 | Solar Panels |  | 0.335 | 26 | 35 | 35 |  | Fixed | Roof
Solar Registration Program | NJSRRE1542424762 | Mickleton | 8056 | 15 | 25.8 | Residential | No | Behind the Meter | Castle Energy, LLC | AC Electric | Accepted | 2019-09-20 | 2019-09-24 | 2020-09-24 | LG Electronics | LG335N1C-V5 | Solar Panels |  | 0.335 | 19 | 215 | 35 |  | Fixed | Roof
Solar Registration Program | NJSRRE1542424762 | Mickleton | 8056 | 15 | 25.8 | Residential | No | Behind the Meter | Castle Energy, LLC | AC Electric | Accepted | 2019-09-20 | 2019-09-24 | 2020-09-24 | LG Electronics | LG335N1C-V5 | Solar Panels |  | 0.335 | 24 | 215 | 35 |  | Fixed | Roof
Solar Registration Program | NJSRRE1542424762 | Mickleton | 8056 | 15 | 25.8 | Residential | No | Behind the Meter | Castle Energy, LLC | AC Electric | Accepted | 2019-09-20 | 2019-09-24 | 2020-09-24 | Enphase Energy | IQ7PLUS-72-2-US | Inverters | 290 |  | 77 |  |  | 0.975 |  | Outside | on the rooftop under each solar panel
Solar Registration Program | NJSRRE1542411852 | CINNAMINSON | 8077 | 13 | 25.83 | Commercial | No | Behind the Meter | Vision Solar LLC | PSE&G | Accepted | 2019-09-17 | 2019-09-19 | 2020-09-19 | hanwah qcells | qpeak duo g5 315 | Solar Panels |  | 0.315 | 82 | 148 | 10 |  | Fixed | Roof
Solar Registration Program | NJSRRE1542411852 | CINNAMINSON | 8077 | 13 | 25.83 | Commercial | No | Behind the Meter | Vision Solar LLC | PSE&G | Accepted | 2019-09-17 | 2019-09-19 | 2020-09-19 | solaredhe | se9k-us (208) | Inverters | 0.9 |  | 1 |  |  | 0.96 |  | Outdoor | adj to utility meter
Solar Registration Program | NJSRRE1542411852 | CINNAMINSON | 8077 | 13 | 25.83 | Commercial | No | Behind the Meter | Vision Solar LLC | PSE&G | Accepted | 2019-09-17 | 2019-09-19 | 2020-09-19 | solaredge | se14.4k-us (208) | Inverters | 0.14 |  | 1 |  |  | 0.96 |  | Outdoor | adj to utility meter
Solar Registration Program | NJSRRE1541014660 | Skillman | 8558 | 5 | 25.9 | Residential | No | Behind the Meter | Ampericon | PSE&G | Accepted | 2019-05-16 | 2019-05-21 | 2020-05-21 | Silfab | SLA-M-350 | Solar Panels |  | 0.35 | 28 | 192 | 15 |  | Fixed | Roof
Solar Registration Program | NJSRRE1541014660 | Skillman | 8558 | 5 | 25.9 | Residential | No | Behind the Meter | Ampericon | PSE&G | Accepted | 2019-05-16 | 2019-05-21 | 2020-05-21 | Silfab | SLA-M-350 | Solar Panels |  | 0.35 | 36 | 206 | 15 |  | Fixed | Roof
Solar Registration Program | NJSRRE1541014660 | Skillman | 8558 | 5 | 25.9 | Residential | No | Behind the Meter | Ampericon | PSE&G | Accepted | 2019-05-16 | 2019-05-21 | 2020-05-21 | Silfab | SLA-M-350 | Solar Panels |  | 0.35 | 10 | 26 | 15 |  | Fixed | Roof
Solar Registration Program | NJSRRE1541014660 | Skillman | 8558 | 5 | 25.9 | Residential | No | Behind the Meter | Ampericon | PSE&G | Accepted | 2019-05-16 | 2019-05-21 | 2020-05-21 | EnPhase | IQ7+ | Inverters | 295 |  | 74 |  |  | 0.965 |  | Other | Roof
Solar Registration Program | NJSRRE1542412267 | Woodridge | 7075 | 7 | 25.9 | Commercial | No | Behind the Meter | SunCycle Energy | JCP&L | Accepted | 2019-09-17 | 2019-09-23 | 2020-09-23 | Trina Solar | TSM-DE14A(II) | Solar Panels |  | 0.37 | 70 | 216 | 5 |  | Fixed | Roof
Solar Registration Program | NJSRRE1542412267 | Woodridge | 7075 | 7 | 25.9 | Commercial | No | Behind the Meter | SunCycle Energy | JCP&L | Accepted | 2019-09-17 | 2019-09-23 | 2020-09-23 | Solar Edge | SE14.4KUS | Inverters | 28.8 |  | 2 |  |  | 0.98 |  | Outside | Side of Building
Solar Registration Program | NJSRRE1542412267 | Woodridge | 7075 | 7 | 25.9 | Commercial | No | Behind the Meter | SunCycle Energy | JCP&L | Accepted | 2019-09-17 | 2019-09-23 | 2020-09-23 | Solar Edge | SE-RWND-3D-208-MB | Meters | 25900 |  | 1 |  |  |  | Yes | Outdoor
Solar Registration Program | NJSRRE1543478392 | OCEAN CITY | 8226 | 21 | 25.9 | Residential | No | Behind the Meter | Geoscape Solar | AC Electric | Accepted | 2019-12-04 | 2019-12-09 | 2020-12-09 | LG ELECTRONICS INC | LG350N1C-V5 | Solar Panels |  | 0.35 | 11 | 44 | 45 |  | Fixed | Roof
Solar Registration Program | NJSRRE1543478392 | OCEAN CITY | 8226 | 21 | 25.9 | Residential | No | Behind the Meter | Geoscape Solar | AC Electric | Accepted | 2019-12-04 | 2019-12-09 | 2020-12-09 | LG ELECTRONICS INC | LG350N1C-V5 | Solar Panels |  | 0.35 | 12 | 224 | 45 |  | Fixed | Roof
Solar Registration Program | NJSRRE1543478392 | OCEAN CITY | 8226 | 21 | 25.9 | Residential | No | Behind the Meter | Geoscape Solar | AC Electric | Accepted | 2019-12-04 | 2019-12-09 | 2020-12-09 | LG ELECTRONICS INC | LG350N1C-V5 | Solar Panels |  | 0.35 | 30 | 224 | 32 |  | Fixed | Roof
Solar Registration Program | NJSRRE1543478392 | OCEAN CITY | 8226 | 21 | 25.9 | Residential | No | Behind the Meter | Geoscape Solar | AC Electric | Accepted | 2019-12-04 | 2019-12-09 | 2020-12-09 | LG ELECTRONICS INC | LG350N1C-V5 | Solar Panels |  | 0.35 | 21 | 44 | 32 |  | Fixed | Roof
Solar Registration Program | NJSRRE1543478392 | OCEAN CITY | 8226 | 21 | 25.9 | Residential | No | Behind the Meter | Geoscape Solar | AC Electric | Accepted | 2019-12-04 | 2019-12-09 | 2020-12-09 | SOLAREDGE | SE7600H-US | Inverters | 7600 |  | 1 |  |  | 0.98 |  | Outside | ADJ. TO UTILITY METER
Solar Registration Program | NJSRRE1543478392 | OCEAN CITY | 8226 | 21 | 25.9 | Residential | No | Behind the Meter | Geoscape Solar | AC Electric | Accepted | 2019-12-04 | 2019-12-09 | 2020-12-09 | SOLAREDGE | SE6000H-US | Inverters | 6000 |  | 1 |  |  | 0.98 |  | Outside | ADJ. TO UTILITY METER
Solar Registration Program | NJSRRE1542248575 | Far Hills | 7931 | 5 | 26 | Residential | No | Behind the Meter | Green Power Energy | JCP&L | Final As-Built Received | 2019-09-05 | 2019-09-09 | 2020-09-09 | Panasonic | VBHN325KA03 | Solar Panels |  | 0.325 | 12 | 241 | 30 |  | Fixed | Roof
Solar Registration Program | NJSRRE1542248575 | Far Hills | 7931 | 5 | 26 | Residential | No | Behind the Meter | Green Power Energy | JCP&L | Final As-Built Received | 2019-09-05 | 2019-09-09 | 2020-09-09 | Panasonic | VBHN325KA03 | Solar Panels |  | 0.325 | 22 | 197 | 30 |  | Fixed | Roof
Solar Registration Program | NJSRRE1542248575 | Far Hills | 7931 | 5 | 26 | Residential | No | Behind the Meter | Green Power Energy | JCP&L | Final As-Built Received | 2019-09-05 | 2019-09-09 | 2020-09-09 | Panasonic | VBHN325KA03 | Solar Panels |  | 0.325 | 5 | 247 | 30 |  | Fixed | Roof
Solar Registration Program | NJSRRE1542248575 | Far Hills | 7931 | 5 | 26 | Residential | No | Behind the Meter | Green Power Energy | JCP&L | Final As-Built Received | 2019-09-05 | 2019-09-09 | 2020-09-09 | Panasonic | VBHN325KA03 | Solar Panels |  | 0.325 | 17 | 155 | 30 |  | Fixed | Roof
Solar Registration Program | NJSRRE1542248575 | Far Hills | 7931 | 5 | 26 | Residential | No | Behind the Meter | Green Power Energy | JCP&L | Final As-Built Received | 2019-09-05 | 2019-09-09 | 2020-09-09 | Panasonic | VBHN325KA03 | Solar Panels |  | 0.325 | 24 | 157 | 30 |  | Fixed | Roof
Solar Registration Program | NJSRRE1542248575 | Far Hills | 7931 | 5 | 26 | Residential | No | Behind the Meter | Green Power Energy | JCP&L | Final As-Built Received | 2019-09-05 | 2019-09-09 | 2020-09-09 | Solar Edge | SE10000H-US | Inverters | 10000 |  | 2 |  |  | 0.97 |  | Outside | next to meter
Solar Registration Program | NJSRRE1542248575 | Far Hills | 7931 | 5 | 26 | Residential | No | Behind the Meter | Green Power Energy | JCP&L | Final As-Built Received | 2019-09-05 | 2019-09-09 | 2020-09-09 | Solar Edge | SE6000H-US | Inverters | 6000 |  | 1 |  |  | 0.97 |  | Outside | next to meter
Solar Registration Program | NJSRRE1542248575 | Far Hills | 7931 | 5 | 26 | Residential | No | Behind the Meter | Green Power Energy | JCP&L | Final As-Built Received | 2019-09-05 | 2019-09-09 | 2020-09-09 | Itron | CL200 | Meters |  |  | 1 |  |  |  | Yes | Outdoor
Solar Registration Program | NJSRRE1540474525 | Cherry Hill Twp | 8003 | 14 | 26.1 | Residential | No | Behind the Meter | Sunrun Installation Services, Inc. | PSE&G | Accepted | 2019-03-11 | 2019-03-13 | 2020-03-13 | REC Solar | REC290TP2 BLK | Solar Panels |  | 0.29 | 58 | 169 | 18 |  | Fixed | Roof
Solar Registration Program | NJSRRE1540474525 | Cherry Hill Twp | 8003 | 14 | 26.1 | Residential | No | Behind the Meter | Sunrun Installation Services, Inc. | PSE&G | Accepted | 2019-03-11 | 2019-03-13 | 2020-03-13 | REC Solar | REC290TP2 BLK | Solar Panels |  | 0.29 | 32 | 350 | 18 |  | Fixed | Roof
Solar Registration Program | NJSRRE1540474525 | Cherry Hill Twp | 8003 | 14 | 26.1 | Residential | No | Behind the Meter | Sunrun Installation Services, Inc. | PSE&G | Accepted | 2019-03-11 | 2019-03-13 | 2020-03-13 | SMA America | SB7.7-1SP-US-40 | Inverters | 7680 |  | 2 |  |  | 0.96 |  | Outdoor | Next To Meter
Solar Registration Program | NJSRRE1540474525 | Cherry Hill Twp | 8003 | 14 | 26.1 | Residential | No | Behind the Meter | Sunrun Installation Services, Inc. | PSE&G | Accepted | 2019-03-11 | 2019-03-13 | 2020-03-13 | SMA America | SB5.0-1SP-US-40 | Inverters | 5000 |  | 2 |  |  | 0.96 |  | Outdoor | Next To Meter
Solar Registration Program | NJSRRE1541128306 | Aberdeen | 7721 | 17 | 26.1 | Residential | No | Behind the Meter | Solair, LLC | JCP&L | As-Built Incomplete | 2019-06-10 | 2019-06-14 | 2020-06-14 | REC | 290 | Solar Panels |  | 0.29 | 90 | 166 | 26 |  | Fixed | Roof
Solar Registration Program | NJSRRE1541128306 | Aberdeen | 7721 | 17 | 26.1 | Residential | No | Behind the Meter | Solair, LLC | JCP&L | As-Built Incomplete | 2019-06-10 | 2019-06-14 | 2020-06-14 | Enphase | iQ6 Plus | Inverters | 281 |  | 32 |  |  | 0.97 |  | Outdoor | Roof
Solar Registration Program | NJSRRE1541128306 | Aberdeen | 7721 | 17 | 26.1 | Residential | No | Behind the Meter | Solair, LLC | JCP&L | As-Built Incomplete | 2019-06-10 | 2019-06-14 | 2020-06-14 | Enphase | iQ6 Plus | Inverters | 281 |  | 58 |  |  | 0.97 |  | Outside | Roof
Solar Registration Program | NJSRRE1541128306 | Aberdeen | 7721 | 17 | 26.1 | Residential | No | Behind the Meter | Solair, LLC | JCP&L | As-Built Incomplete | 2019-06-10 | 2019-06-14 | 2020-06-14 | Enphase | RGM | Meters |  |  | 1 |  |  |  |  | Indoor
Solar Registration Program | NJSRRE1541128306 | Aberdeen | 7721 | 17 | 26.1 | Residential | No | Behind the Meter | Solair, LLC | JCP&L | As-Built Incomplete | 2019-06-10 | 2019-06-14 | 2020-06-14 | Energy Tracking | wem-mx | Meters |  |  | 1 |  |  |  |  | Indoor
Solar Registration Program | NJSRRE1540912817 | JACKSON | 8527 | 18 | 26.39 | Residential | Yes | Behind the Meter | Sunrun Installation Services, Inc. | JCP&L | Accepted | 2019-05-01 | 2019-05-03 | 2020-05-03 | REC Solar | REC290TP2 BLK | Solar Panels |  | 0.29 | 70 | 284 | 23 |  | Fixed | Roof
Solar Registration Program | NJSRRE1540912817 | JACKSON | 8527 | 18 | 26.39 | Residential | Yes | Behind the Meter | Sunrun Installation Services, Inc. | JCP&L | Accepted | 2019-05-01 | 2019-05-03 | 2020-05-03 | REC Solar | REC290TP2 BLK | Solar Panels |  | 0.29 | 21 | 104 | 23 |  | Fixed | Roof
Solar Registration Program | NJSRRE1540912817 | JACKSON | 8527 | 18 | 26.39 | Residential | Yes | Behind the Meter | Sunrun Installation Services, Inc. | JCP&L | Accepted | 2019-05-01 | 2019-05-03 | 2020-05-03 | SMA America | SB 7.7ΓÇô1SPΓÇôUSΓÇô40 | Inverters | 23100 |  | 3 |  |  | 0.96 |  | Outdoor | meter
Solar Registration Program | NJSRRE1540912817 | JACKSON | 8527 | 18 | 26.39 | Residential | Yes | Behind the Meter | Sunrun Installation Services, Inc. | JCP&L | Accepted | 2019-05-01 | 2019-05-03 | 2020-05-03 | SMA America | SB 5.0-1SP-US-40 | Inverters | 5000 |  | 1 |  |  | 0.96 |  | Outdoor | meter
Solar Registration Program | NJSRRE1541480986 | Pitman | 8071 | 15 | 26.4 | Residential | No | Behind the Meter | Solar Energy World | AC Electric | Accepted | 2019-06-25 | 2019-06-28 | 2020-06-28 | Silfab | SLA-M | Solar Panels |  | 0.3 | 88 | 234 | 32 |  | Fixed | Roof
Solar Registration Program | NJSRRE1541480986 | Pitman | 8071 | 15 | 26.4 | Residential | No | Behind the Meter | Solar Energy World | AC Electric | Accepted | 2019-06-25 | 2019-06-28 | 2020-06-28 | Solar Edge | SE10000H-USRGM | Inverters | 10000 |  | 1 |  |  | 0.98 |  | Outside | near meter
Solar Registration Program | NJSRRE1541480986 | Pitman | 8071 | 15 | 26.4 | Residential | No | Behind the Meter | Solar Energy World | AC Electric | Accepted | 2019-06-25 | 2019-06-28 | 2020-06-28 | Solar Edge | SE7600H-USRGM | Inverters | 7600 |  | 1 |  |  | 0.983 |  | Outside | near meter
Solar Registration Program | NJSRRE1541480986 | Pitman | 8071 | 15 | 26.4 | Residential | No | Behind the Meter | Solar Energy World | AC Electric | Accepted | 2019-06-25 | 2019-06-28 | 2020-06-28 | Solar Edge | SE3000H-USRGM | Inverters | 3000 |  | 1 |  |  | 0.977 |  | Outside | near meter
Solar Registration Program | NJSRRE1541918471 | MOORESTOWN | 8057 | 13 | 26.46 | Residential | Yes | Behind the Meter | Vivint Solar Developer, LLC | PSE&G | Accepted | 2019-09-04 | 2019-09-05 | 2020-09-05 | HANWHA SOLAR | Q.PEAK BLK-G5 315 | Solar Panels |  | 0.315 | 6 | 197 | 16 |  | Fixed | Roof
Solar Registration Program | NJSRRE1541918471 | MOORESTOWN | 8057 | 13 | 26.46 | Residential | Yes | Behind the Meter | Vivint Solar Developer, LLC | PSE&G | Accepted | 2019-09-04 | 2019-09-05 | 2020-09-05 | HANWHA SOLAR | Q.PEAK BLK-G5 315 | Solar Panels |  | 0.315 | 7 | 107 | 19 |  | Fixed | Roof
Solar Registration Program | NJSRRE1541918471 | MOORESTOWN | 8057 | 13 | 26.46 | Residential | Yes | Behind the Meter | Vivint Solar Developer, LLC | PSE&G | Accepted | 2019-09-04 | 2019-09-05 | 2020-09-05 | HANWHA SOLAR | Q.PEAK BLK-G5 315 | Solar Panels |  | 0.315 | 2 | 17 | 24 |  | Fixed | Roof
Solar Registration Program | NJSRRE1541918471 | MOORESTOWN | 8057 | 13 | 26.46 | Residential | Yes | Behind the Meter | Vivint Solar Developer, LLC | PSE&G | Accepted | 2019-09-04 | 2019-09-05 | 2020-09-05 | HANWHA SOLAR | Q.PEAK BLK-G5 315 | Solar Panels |  | 0.315 | 6 | 17 | 25 |  | Fixed | Roof
Solar Registration Program | NJSRRE1541918471 | MOORESTOWN | 8057 | 13 | 26.46 | Residential | Yes | Behind the Meter | Vivint Solar Developer, LLC | PSE&G | Accepted | 2019-09-04 | 2019-09-05 | 2020-09-05 | HANWHA SOLAR | Q.PEAK BLK-G5 315 | Solar Panels |  | 0.315 | 9 | 197 | 24 |  | Fixed | Roof
Solar Registration Program | NJSRRE1541918471 | MOORESTOWN | 8057 | 13 | 26.46 | Residential | Yes | Behind the Meter | Vivint Solar Developer, LLC | PSE&G | Accepted | 2019-09-04 | 2019-09-05 | 2020-09-05 | HANWHA SOLAR | Q.PEAK BLK-G5 315 | Solar Panels |  | 0.315 | 18 | 17 | 24 |  | Fixed | Roof
Solar Registration Program | NJSRRE1541918471 | MOORESTOWN | 8057 | 13 | 26.46 | Residential | Yes | Behind the Meter | Vivint Solar Developer, LLC | PSE&G | Accepted | 2019-09-04 | 2019-09-05 | 2020-09-05 | HANWHA SOLAR | Q.PEAK BLK-G5 315 | Solar Panels |  | 0.315 | 15 | 197 | 24 |  | Fixed | Roof
Solar Registration Program | NJSRRE1541918471 | MOORESTOWN | 8057 | 13 | 26.46 | Residential | Yes | Behind the Meter | Vivint Solar Developer, LLC | PSE&G | Accepted | 2019-09-04 | 2019-09-05 | 2020-09-05 | HANWHA SOLAR | Q.PEAK BLK-G5 315 | Solar Panels |  | 0.315 | 18 | 287 | 19 |  | Fixed | Roof
Solar Registration Program | NJSRRE1541918471 | MOORESTOWN | 8057 | 13 | 26.46 | Residential | Yes | Behind the Meter | Vivint Solar Developer, LLC | PSE&G | Accepted | 2019-09-04 | 2019-09-05 | 2020-09-05 | HANWHA SOLAR | Q.PEAK BLK-G5 315 | Solar Panels |  | 0.315 | 3 | 197 | 25 |  | Fixed | Roof
Solar Registration Program | NJSRRE1541918471 | MOORESTOWN | 8057 | 13 | 26.46 | Residential | Yes | Behind the Meter | Vivint Solar Developer, LLC | PSE&G | Accepted | 2019-09-04 | 2019-09-05 | 2020-09-05 | SOLAREDGE | SE7600H-US000BNC4 | Inverters | 7600 |  | 1 |  |  | 0.992 |  | Outdoor | Near the Utility Meter
Solar Registration Program | NJSRRE1541918471 | MOORESTOWN | 8057 | 13 | 26.46 | Residential | Yes | Behind the Meter | Vivint Solar Developer, LLC | PSE&G | Accepted | 2019-09-04 | 2019-09-05 | 2020-09-05 | SOLAREDGE | SE10000H-US000BNC | Inverters | 10000 |  | 1 |  |  | 0.992 |  | Outdoor | Near the Utility Meter
Solar Registration Program | NJSRRE1543442364 | Wantage | 7461 | 1 | 26.49 | Residential | Yes | Behind the Meter | Ad Energy | JCP&L | Accepted | 2019-11-25 | 2019-12-12 | 2020-12-12 | SunPower | SPR-E20-327-E-AC | Solar Panels |  | 0.327 | 15 | 291 | 23 |  | Fixed | Roof
Solar Registration Program | NJSRRE1543442364 | Wantage | 7461 | 1 | 26.49 | Residential | Yes | Behind the Meter | Ad Energy | JCP&L | Accepted | 2019-11-25 | 2019-12-12 | 2020-12-12 | SunPower | SPR-E20-327-E-AC | Solar Panels |  | 0.327 | 44 | 111 | 23 |  | Fixed | Roof
Solar Registration Program | NJSRRE1543442364 | Wantage | 7461 | 1 | 26.49 | Residential | Yes | Behind the Meter | Ad Energy | JCP&L | Accepted | 2019-11-25 | 2019-12-12 | 2020-12-12 | SunPower | SPR-E20-327-E-AC | Solar Panels |  | 0.327 | 22 | 111 | 50 |  | Fixed | Roof
Solar Registration Program | NJSRRE1543442364 | Wantage | 7461 | 1 | 26.49 | Residential | Yes | Behind the Meter | Ad Energy | JCP&L | Accepted | 2019-11-25 | 2019-12-12 | 2020-12-12 | Enphase Energy | IQ7XS-96-ACM-US | Inverters | 315 |  | 81 |  |  | 0.975 |  | Outdoor | At each panel
Solar Registration Program | NJSRRE1543436900 | Millville | 8332 | 20 | 26.57 | Residential | Yes | Behind the Meter | Pro Custom Solar dba Momentum Solar | AC Electric | Accepted | 2019-11-22 | 2019-11-26 | 2020-11-26 | LG Electronics | LG 345N1C-V5 | Solar Panels |  | 0.345 | 17 | 162 | 19 |  | Fixed | Roof
Solar Registration Program | NJSRRE1543436900 | Millville | 8332 | 20 | 26.57 | Residential | Yes | Behind the Meter | Pro Custom Solar dba Momentum Solar | AC Electric | Accepted | 2019-11-22 | 2019-11-26 | 2020-11-26 | LG Electronics | LG 345N1C-V5 | Solar Panels |  | 0.345 | 21 | 252 | 22 |  | Fixed | Roof
Solar Registration Program | NJSRRE1543436900 | Millville | 8332 | 20 | 26.57 | Residential | Yes | Behind the Meter | Pro Custom Solar dba Momentum Solar | AC Electric | Accepted | 2019-11-22 | 2019-11-26 | 2020-11-26 | LG Electronics | LG 345N1C-V5 | Solar Panels |  | 0.345 | 17 | 342 | 19 |  | Fixed | Roof
Solar Registration Program | NJSRRE1543436900 | Millville | 8332 | 20 | 26.57 | Residential | Yes | Behind the Meter | Pro Custom Solar dba Momentum Solar | AC Electric | Accepted | 2019-11-22 | 2019-11-26 | 2020-11-26 | LG Electronics | LG 345N1C-V5 | Solar Panels |  | 0.345 | 19 | 72 | 23 |  | Fixed | Roof
Solar Registration Program | NJSRRE1543436900 | Millville | 8332 | 20 | 26.57 | Residential | Yes | Behind the Meter | Pro Custom Solar dba Momentum Solar | AC Electric | Accepted | 2019-11-22 | 2019-11-26 | 2020-11-26 | LG Electronics | LG 345N1C-V5 | Solar Panels |  | 0.345 | 3 | 252 | 23 |  | Fixed | Roof
Solar Registration Program | NJSRRE1543436900 | Millville | 8332 | 20 | 26.57 | Residential | Yes | Behind the Meter | Pro Custom Solar dba Momentum Solar | AC Electric | Accepted | 2019-11-22 | 2019-11-26 | 2020-11-26 | Enphase Energy | IQ7PLUS-72-2-US | Inverters | 295 |  | 77 |  |  | 0.97 |  | Outdoor | Roof
Solar Registration Program | NJSRRE1542377440 | Northfield | 8225 | 19 | 26.6 | Commercial | Yes | Behind the Meter | CE Team Inc. | AC Electric | Accepted | 2019-09-10 | 2019-09-26 | 2020-09-26 | Axitec | AC-380MH/144S | Solar Panels |  | 0.38 | 70 | 142 | 10 |  | Fixed | Roof
Solar Registration Program | NJSRRE1542377440 | Northfield | 8225 | 19 | 26.6 | Commercial | Yes | Behind the Meter | CE Team Inc. | AC Electric | Accepted | 2019-09-10 | 2019-09-26 | 2020-09-26 | SOLAREDGE | SE11400H | Inverters | 22.8 |  | 2 |  |  | 0.992 |  | Outside | roof
Solar Registration Program | NJSRRE1543555993 | CEDARVILLE | 8311 | 20 | 26.64 | Residential | No | Behind the Meter | Amped On Solar LLC | AC Electric | Accepted | 2019-12-17 | 2019-12-20 | 2020-12-20 | HYUNDAI | HIS-S370RI | Solar Panels |  | 0.37 | 72 | 180 | 25 |  | Fixed | Ground
Solar Registration Program | NJSRRE1543555993 | CEDARVILLE | 8311 | 20 | 26.64 | Residential | No | Behind the Meter | Amped On Solar LLC | AC Electric | Accepted | 2019-12-17 | 2019-12-20 | 2020-12-20 | SMA | SB7.7 | Inverters | 23040 |  | 3 |  |  | 0.975 |  | Outdoor | ON RACKING
Solar Registration Program | NJSRRE1541873593 | Lincroft | 7738 | 17 | 26.66 | Residential | No | Behind the Meter | Spectrum Energy, Inc. | JCP&L | Accepted | 2019-08-22 | 2019-08-27 | 2020-08-27 | Trina | TSMDD05A.05(II) 310W | Solar Panels |  | 0.31 | 8 | 142 | 18 |  | Fixed | Roof
Solar Registration Program | NJSRRE1541873593 | Lincroft | 7738 | 17 | 26.66 | Residential | No | Behind the Meter | Spectrum Energy, Inc. | JCP&L | Accepted | 2019-08-22 | 2019-08-27 | 2020-08-27 | Trina | TSMDD05A.05(II) 310W | Solar Panels |  | 0.31 | 9 | 142 | 19 |  | Fixed | Roof
Solar Registration Program | NJSRRE1541873593 | Lincroft | 7738 | 17 | 26.66 | Residential | No | Behind the Meter | Spectrum Energy, Inc. | JCP&L | Accepted | 2019-08-22 | 2019-08-27 | 2020-08-27 | Trina | TSMDD05A.05(II) 310W | Solar Panels |  | 0.31 | 10 | 322 | 17 |  | Fixed | Roof
Solar Registration Program | NJSRRE1541873593 | Lincroft | 7738 | 17 | 26.66 | Residential | No | Behind the Meter | Spectrum Energy, Inc. | JCP&L | Accepted | 2019-08-22 | 2019-08-27 | 2020-08-27 | Trina | TSMDD05A.05(II) 310W | Solar Panels |  | 0.31 | 11 | 322 | 17 |  | Fixed | Roof
Solar Registration Program | NJSRRE1541873593 | Lincroft | 7738 | 17 | 26.66 | Residential | No | Behind the Meter | Spectrum Energy, Inc. | JCP&L | Accepted | 2019-08-22 | 2019-08-27 | 2020-08-27 | Trina | TSMDD05A.05(II) 310W | Solar Panels |  | 0.31 | 8 | 322 | 18 |  | Fixed | Roof
Solar Registration Program | NJSRRE1541873593 | Lincroft | 7738 | 17 | 26.66 | Residential | No | Behind the Meter | Spectrum Energy, Inc. | JCP&L | Accepted | 2019-08-22 | 2019-08-27 | 2020-08-27 | Trina | TSMDD05A.05(II) 310W | Solar Panels |  | 0.31 | 37 | 52 | 27 |  | Fixed | Roof
Solar Registration Program | NJSRRE1541873593 | Lincroft | 7738 | 17 | 26.66 | Residential | No | Behind the Meter | Spectrum Energy, Inc. | JCP&L | Accepted | 2019-08-22 | 2019-08-27 | 2020-08-27 | Trina | TSMDD05A.05(II) 310W | Solar Panels |  | 0.31 | 3 | 232 | 17 |  | Fixed | Roof
Solar Registration Program | NJSRRE1541873593 | Lincroft | 7738 | 17 | 26.66 | Residential | No | Behind the Meter | Spectrum Energy, Inc. | JCP&L | Accepted | 2019-08-22 | 2019-08-27 | 2020-08-27 | Enphase | IQ7-60-ACM-US | Inverters | 240 |  | 86 |  |  | 0.97 |  | Other | next to meter
Solar Registration Program | NJSRRE1542967042 | Tabernacle | 8088 | 13 | 26.66 | Residential | Yes | Behind the Meter | All Season Solar | AC Electric | Accepted | 2019-11-05 | 2019-11-07 | 2020-11-07 | Trina | TSM DD05H.05II 310W AUG 2019 | Solar Panels |  | 0.31 | 38 | 243 | 11 |  | Fixed | Roof
Solar Registration Program | NJSRRE1542967042 | Tabernacle | 8088 | 13 | 26.66 | Residential | Yes | Behind the Meter | All Season Solar | AC Electric | Accepted | 2019-11-05 | 2019-11-07 | 2020-11-07 | Trina | TSM DD05H.05II 310W AUG 2019 | Solar Panels |  | 0.31 | 9 | 153 | 20 |  | Fixed | Roof
Solar Registration Program | NJSRRE1542967042 | Tabernacle | 8088 | 13 | 26.66 | Residential | Yes | Behind the Meter | All Season Solar | AC Electric | Accepted | 2019-11-05 | 2019-11-07 | 2020-11-07 | Trina | TSM DD05H.05II 310W AUG 2019 | Solar Panels |  | 0.31 | 17 | 243 | 23 |  | Fixed | Roof
Solar Registration Program | NJSRRE1542967042 | Tabernacle | 8088 | 13 | 26.66 | Residential | Yes | Behind the Meter | All Season Solar | AC Electric | Accepted | 2019-11-05 | 2019-11-07 | 2020-11-07 | Trina | TSM DD05H.05II 310W AUG 2019 | Solar Panels |  | 0.31 | 22 | 243 | 34 |  | Fixed | Roof
Solar Registration Program | NJSRRE1542967042 | Tabernacle | 8088 | 13 | 26.66 | Residential | Yes | Behind the Meter | All Season Solar | AC Electric | Accepted | 2019-11-05 | 2019-11-07 | 2020-11-07 | Enphase | IQ7 | Inverters | 240 |  | 86 |  |  | 0.97 |  | Outdoor | Under Module
Solar Registration Program | NJSRRE1540964624 | Saddle River | 7458 | 7 | 26.8 | Residential | No | Behind the Meter | Solar Living, Inc. | PSE&G | Accepted | 2019-05-13 | 2019-05-14 | 2020-05-14 | LG | Neon2 | Solar Panels |  | 0.335 | 80 | 180 | 20 |  | Fixed | Roof
Solar Registration Program | NJSRRE1540964624 | Saddle River | 7458 | 7 | 26.8 | Residential | No | Behind the Meter | Solar Living, Inc. | PSE&G | Accepted | 2019-05-13 | 2019-05-14 | 2020-05-14 | Enphase | IQ7+ | Inverters | 290 |  | 80 |  |  | 0.975 |  | Outdoor | below modules on roof
Solar Registration Program | NJSRRE1539677930 | Medford | 8055 | 13 | 26.88 | Residential | No | Behind the Meter | Powell Energy and Solar | PSE&G | Accepted | 2018-10-25 | 2018-10-29 | 2020-04-29 | silfab | SLA320M | Solar Panels |  | 0.32 | 84 | 195 | 25 |  | Fixed | Roof
Solar Registration Program | NJSRRE1539677930 | Medford | 8055 | 13 | 26.88 | Residential | No | Behind the Meter | Powell Energy and Solar | PSE&G | Accepted | 2018-10-25 | 2018-10-29 | 2020-04-29 | Solaredge | SE7600A-US | Inverters | 7600 |  | 2 |  |  | 0.96 |  | Outside | At ground array
Solar Registration Program | NJSRRE1543651970 | Whitehouse Stattion | 8889 | 4 | 26.95 | Residential | No | Behind the Meter | Grren Power Energy | JCP&L | Accepted | 2019-12-23 | 2019-12-27 | 2020-12-27 | Axitec AC | 385MH/144S | Solar Panels |  | 0.385 | 70 | 193 | 27 |  | Fixed | Roof
Solar Registration Program | NJSRRE1543651970 | Whitehouse Stattion | 8889 | 4 | 26.95 | Residential | No | Behind the Meter | Grren Power Energy | JCP&L | Accepted | 2019-12-23 | 2019-12-27 | 2020-12-27 | SolarEdge | SE10000H-US | Inverters | 10000 |  | 2 |  |  | 0.97 |  | Outside | Next to meter
Solar Registration Program | NJSRRE1541877900 | Sandyston | 7826 | 1 | 26.97 | Residential | No | Behind the Meter | Solar Energy World | JCP&L | Accepted | 2019-08-22 | 2019-08-27 | 2020-08-27 | Silfab | SLA-M | Solar Panels |  | 0.31 | 87 | 204 | 31 |  | Fixed | Roof
Solar Registration Program | NJSRRE1541877900 | Sandyston | 7826 | 1 | 26.97 | Residential | No | Behind the Meter | Solar Energy World | JCP&L | Accepted | 2019-08-22 | 2019-08-27 | 2020-08-27 | Solar Edge | SE11400H-USRGM | Inverters | 11400 |  | 1 |  |  | 0.98 |  | Outside | near meter
Solar Registration Program | NJSRRE1541877900 | Sandyston | 7826 | 1 | 26.97 | Residential | No | Behind the Meter | Solar Energy World | JCP&L | Accepted | 2019-08-22 | 2019-08-27 | 2020-08-27 | Solar Edge | SE10000H-USRGM | Inverters | 10000 |  | 1 |  |  | 0.98 |  | Outside | near meter
Solar Registration Program | NJSRRE1540905006 | Penns Grove | 8069 | 16 | 26.98 | Commercial | Yes | Behind the Meter | Solar Renewable Energy, LLC | AC Electric | Accepted | 2019-05-15 | 2019-06-17 | 2020-06-17 | HT SAAE | HT 72 156 M (380W) | Solar Panels |  | 0.38 | 71 | Landscape | 22 |  | Fixed | Roof
Solar Registration Program | NJSRRE1540905006 | Penns Grove | 8069 | 16 | 26.98 | Commercial | Yes | Behind the Meter | Solar Renewable Energy, LLC | AC Electric | Accepted | 2019-05-15 | 2019-06-17 | 2020-06-17 | Solar Edge | SE10000 | Inverters | 20000 |  | 2 |  |  | 0.996 |  | Outdoor | Roof
Solar Registration Program | NJSRRE1540905006 | Penns Grove | 8069 | 16 | 26.98 | Commercial | Yes | Behind the Meter | Solar Renewable Energy, LLC | AC Electric | Accepted | 2019-05-15 | 2019-06-17 | 2020-06-17 | Solar Edge | SE RWD 3D 480 MB | Meters |  |  | 1 |  |  |  |  | Outdoor
Solar Registration Program | NJSRRE1542291840 | Chatham | 7928 | 3 | 27 | Residential | Yes | Behind the Meter | JEC Solar | JCP&L | Accepted | 2019-09-07 | 2019-09-10 | 2020-09-10 | Bluesun | BSM300-6015BB | Solar Panels |  | 0.3 | 90 | Portrait | 24 |  | Fixed | Roof
Solar Registration Program | NJSRRE1542291840 | Chatham | 7928 | 3 | 27 | Residential | Yes | Behind the Meter | JEC Solar | JCP&L | Accepted | 2019-09-07 | 2019-09-10 | 2020-09-10 | Enphase Energy | IQ7 | Inverters | 440 |  | 90 |  |  | 0.97 |  | Outside | Mounted on roof
Solar Registration Program | NJSRRE1540502221 | Princeton | 8540 | 12 | 27.06 | Residential | No | Behind the Meter | Green Power Energy | PSE&G | Accepted | 2019-03-20 | 2019-03-21 | 2020-03-21 | Panasonic | VBHN330SA17 | Solar Panels |  | 0.33 | 55 | 175 | 37 |  | Fixed | Roof
Solar Registration Program | NJSRRE1540502221 | Princeton | 8540 | 12 | 27.06 | Residential | No | Behind the Meter | Green Power Energy | PSE&G | Accepted | 2019-03-20 | 2019-03-21 | 2020-03-21 | Panasonic | VBHN330SA17 | Solar Panels |  | 0.33 | 12 | 355 | 37 |  | Fixed | Roof
Solar Registration Program | NJSRRE1540502221 | Princeton | 8540 | 12 | 27.06 | Residential | No | Behind the Meter | Green Power Energy | PSE&G | Accepted | 2019-03-20 | 2019-03-21 | 2020-03-21 | Panasonic | VBHN330SA17 | Solar Panels |  | 0.33 | 15 | 176 | 37 |  | Fixed | Roof
Solar Registration Program | NJSRRE1540502221 | Princeton | 8540 | 12 | 27.06 | Residential | No | Behind the Meter | Green Power Energy | PSE&G | Accepted | 2019-03-20 | 2019-03-21 | 2020-03-21 | Solar Edge | SE11400A-US | Inverters | 11400 |  | 2 |  |  | 0.97 |  | Outside | next to meter
Solar Registration Program | NJSRRE1542584488 | Cinnaminson | 8077 | 13 | 27.14 | Residential | No | Behind the Meter | EMT Renewables | PSE&G | Accepted | 2019-10-25 | 2019-10-29 | 2020-10-29 | Sunpower | SPR-327w-BLK-D-AC | Solar Panels |  | 0.327 | 14 | 151 | 26 |  | Fixed | Roof
Solar Registration Program | NJSRRE1542584488 | Cinnaminson | 8077 | 13 | 27.14 | Residential | No | Behind the Meter | EMT Renewables | PSE&G | Accepted | 2019-10-25 | 2019-10-29 | 2020-10-29 | Sunpower | SPR-327W-BLK-D-AC | Solar Panels |  | 0.327 | 36 | 61 | 26 |  | Fixed | Roof
Solar Registration Program | NJSRRE1542584488 | Cinnaminson | 8077 | 13 | 27.14 | Residential | No | Behind the Meter | EMT Renewables | PSE&G | Accepted | 2019-10-25 | 2019-10-29 | 2020-10-29 | Sunpower | SPR-327W-BLK-D-AC | Solar Panels |  | 0.327 | 33 | 241 | 26 |  | Fixed | Roof
Solar Registration Program | NJSRRE1542584488 | Cinnaminson | 8077 | 13 | 27.14 | Residential | No | Behind the Meter | EMT Renewables | PSE&G | Accepted | 2019-10-25 | 2019-10-29 | 2020-10-29 | Sunpower | Sunpower-320 | Inverters | 320 |  | 83 |  |  | 0.95 |  | Other | under panels
Solar Registration Program | NJSRRE1540394027 | Egg Harbor Township | 8234 | 19 | 27.2 | Residential | Yes | Behind the Meter | Castle Energy, LLC | AC Electric | Accepted | 2019-02-25 | 2019-02-27 | 2020-02-27 | Hanwha QCells | Q.PEAK DUO BLK-G5 320 | Solar Panels |  | 0.32 | 51 | 206 | 20 |  | Fixed | Roof
Solar Registration Program | NJSRRE1540394027 | Egg Harbor Township | 8234 | 19 | 27.2 | Residential | Yes | Behind the Meter | Castle Energy, LLC | AC Electric | Accepted | 2019-02-25 | 2019-02-27 | 2020-02-27 | Hanwha QCells | Q.PEAK DUO BLK-G5 320 | Solar Panels |  | 0.32 | 34 | 26 | 20 |  | Fixed | Roof
Solar Registration Program | NJSRRE1540394027 | Egg Harbor Township | 8234 | 19 | 27.2 | Residential | Yes | Behind the Meter | Castle Energy, LLC | AC Electric | Accepted | 2019-02-25 | 2019-02-27 | 2020-02-27 | Enphase Energy | IQ7-60-2-US | Inverters | 240 |  | 85 |  |  | 0.976 |  | Outdoor | On rooftop underneath each solar module
Solar Registration Program | NJSRRE1541705345 | South River | 8882 | 11 | 27.2 | Residential | Yes | Behind the Meter | SunPower Corporation, Systems | South River | Accepted | 2019-07-26 | 2019-07-31 | 2020-07-31 | SUNPOWER | SPR-A400-G-AC | Solar Panels |  | 0.4 | 22 | 141 | 30 |  | Fixed | Roof
Solar Registration Program | NJSRRE1541705345 | South River | 8882 | 11 | 27.2 | Residential | Yes | Behind the Meter | SunPower Corporation, Systems | South River | Accepted | 2019-07-26 | 2019-07-31 | 2020-07-31 | SUNPOWER | SPR-A400-G-AC | Solar Panels |  | 0.4 | 23 | 321 | 30 |  | Fixed | Roof
Solar Registration Program | NJSRRE1541705345 | South River | 8882 | 11 | 27.2 | Residential | Yes | Behind the Meter | SunPower Corporation, Systems | South River | Accepted | 2019-07-26 | 2019-07-31 | 2020-07-31 | SUNPOWER | SPR-A400-G-AC | Solar Panels |  | 0.4 | 12 | 141 | 30 |  | Fixed | Roof
Solar Registration Program | NJSRRE1541705345 | South River | 8882 | 11 | 27.2 | Residential | Yes | Behind the Meter | SunPower Corporation, Systems | South River | Accepted | 2019-07-26 | 2019-07-31 | 2020-07-31 | SUNPOWER | SPR-A400-G-AC | Solar Panels |  | 0.4 | 11 | 321 | 30 |  | Fixed | Roof
Solar Registration Program | NJSRRE1541705345 | South River | 8882 | 11 | 27.2 | Residential | Yes | Behind the Meter | SunPower Corporation, Systems | South River | Accepted | 2019-07-26 | 2019-07-31 | 2020-07-31 | SUNPOWER | SPR-A400-G-AC | Inverters | 320 |  | 68 |  |  | 0.97 |  | Other | under each panel
Solar Registration Program | NJSRRE1542528152 | Union | 7083 | 10 | 27.2 | Commercial | Yes | Behind the Meter | Powerlutions | PSE&G | Accepted | 2019-10-11 | 2019-10-15 | 2020-10-15 | Axitec | AC-320MH/120S | Solar Panels |  | 0.32 | 36 | 122 | 23 |  | Fixed | Roof
Solar Registration Program | NJSRRE1542528152 | Union | 7083 | 10 | 27.2 | Commercial | Yes | Behind the Meter | Powerlutions | PSE&G | Accepted | 2019-10-11 | 2019-10-15 | 2020-10-15 | Axitec | AC-320MH/120S | Solar Panels |  | 0.32 | 12 | 212 | 23 |  | Fixed | Roof
Solar Registration Program | NJSRRE1542528152 | Union | 7083 | 10 | 27.2 | Commercial | Yes | Behind the Meter | Powerlutions | PSE&G | Accepted | 2019-10-11 | 2019-10-15 | 2020-10-15 | Axitec | AC-320MH/120S | Solar Panels |  | 0.32 | 37 | 302 | 23 |  | Fixed | Roof
Solar Registration Program | NJSRRE1542528152 | Union | 7083 | 10 | 27.2 | Commercial | Yes | Behind the Meter | Powerlutions | PSE&G | Accepted | 2019-10-11 | 2019-10-15 | 2020-10-15 | SolarEdge | SE10000H-US | Inverters | 20 |  | 2 |  |  | 0.99 |  | Outdoor | Near Meter
Solar Registration Program | NJSRRE1541895075 | Pennington | 8534 | 12 | 27.28 | Farm | No | Behind the Meter | Jordan Energy & Food Enterprises, LLC | PSE&G | Accepted | 2019-08-29 | 2019-09-03 | 2020-09-03 | Silfab | Silfab SLA-M 310W | Solar Panels |  | 0.31 | 88 | Portrait | 18.4 |  | Fixed | Roof
Solar Registration Program | NJSRRE1541895075 | Pennington | 8534 | 12 | 27.28 | Farm | No | Behind the Meter | Jordan Energy & Food Enterprises, LLC | PSE&G | Accepted | 2019-08-29 | 2019-09-03 | 2020-09-03 | SolarEdge | SE11400H-US | Inverters | 11400 |  | 2 |  |  | 0.992 |  | Outside | Vineyard Building
Solar Registration Program | NJSRRE1543473743 | Freehold | 7728 | 17 | 27.39 | Residential | No | Behind the Meter | Whitman Construction, LLC | JCP&L | Accepted | 2019-12-03 | 2019-12-05 | 2020-12-05 | Panasonic | VBHN330SA17 | Solar Panels |  | 0.33 | 3 | 176 | 30 |  | Fixed | Roof
Solar Registration Program | NJSRRE1543473743 | Freehold | 7728 | 17 | 27.39 | Residential | No | Behind the Meter | Whitman Construction, LLC | JCP&L | Accepted | 2019-12-03 | 2019-12-05 | 2020-12-05 | Panasonic | VBHN330SA17 | Solar Panels |  | 0.33 | 3 | 176 | 30 |  | Fixed | Roof
Solar Registration Program | NJSRRE1543473743 | Freehold | 7728 | 17 | 27.39 | Residential | No | Behind the Meter | Whitman Construction, LLC | JCP&L | Accepted | 2019-12-03 | 2019-12-05 | 2020-12-05 | Panasonic | VBHN330SA17 | Solar Panels |  | 0.33 | 3 | 176 | 30 |  | Fixed | Roof
Solar Registration Program | NJSRRE1543473743 | Freehold | 7728 | 17 | 27.39 | Residential | No | Behind the Meter | Whitman Construction, LLC | JCP&L | Accepted | 2019-12-03 | 2019-12-05 | 2020-12-05 | Panasonic | VBHN330SA17 | Solar Panels |  | 0.33 | 3 | 176 | 30 |  | Fixed | Roof
Solar Registration Program | NJSRRE1543473743 | Freehold | 7728 | 17 | 27.39 | Residential | No | Behind the Meter | Whitman Construction, LLC | JCP&L | Accepted | 2019-12-03 | 2019-12-05 | 2020-12-05 | Panasonic | VBHN330SA17 | Solar Panels |  | 0.33 | 4 | 176 | 30 |  | Fixed | Roof
Solar Registration Program | NJSRRE1543473743 | Freehold | 7728 | 17 | 27.39 | Residential | No | Behind the Meter | Whitman Construction, LLC | JCP&L | Accepted | 2019-12-03 | 2019-12-05 | 2020-12-05 | Panasonic | VBHN330SA17 | Solar Panels |  | 0.33 | 4 | 176 | 30 |  | Fixed | Roof
Solar Registration Program | NJSRRE1543473743 | Freehold | 7728 | 17 | 27.39 | Residential | No | Behind the Meter | Whitman Construction, LLC | JCP&L | Accepted | 2019-12-03 | 2019-12-05 | 2020-12-05 | Panasonic | VBHN330SA17 | Solar Panels |  | 0.33 | 4 | 176 | 30 |  | Fixed | Roof
Solar Registration Program | NJSRRE1543473743 | Freehold | 7728 | 17 | 27.39 | Residential | No | Behind the Meter | Whitman Construction, LLC | JCP&L | Accepted | 2019-12-03 | 2019-12-05 | 2020-12-05 | Panasonic | VBHN330SA17 | Solar Panels |  | 0.33 | 4 | 176 | 30 |  | Fixed | Roof
Solar Registration Program | NJSRRE1543473743 | Freehold | 7728 | 17 | 27.39 | Residential | No | Behind the Meter | Whitman Construction, LLC | JCP&L | Accepted | 2019-12-03 | 2019-12-05 | 2020-12-05 | Panasonic | VBHN330SA17 | Solar Panels |  | 0.33 | 8 | 86 | 30 |  | Fixed | Roof
Solar Registration Program | NJSRRE1543473743 | Freehold | 7728 | 17 | 27.39 | Residential | No | Behind the Meter | Whitman Construction, LLC | JCP&L | Accepted | 2019-12-03 | 2019-12-05 | 2020-12-05 | Panasonic | VBHN330SA17 | Solar Panels |  | 0.33 | 8 | 86 | 30 |  | Fixed | Roof
Solar Registration Program | NJSRRE1543473743 | Freehold | 7728 | 17 | 27.39 | Residential | No | Behind the Meter | Whitman Construction, LLC | JCP&L | Accepted | 2019-12-03 | 2019-12-05 | 2020-12-05 | Panasonic | VBHN330SA17 | Solar Panels |  | 0.33 | 8 | 86 | 30 |  | Fixed | Roof
Solar Registration Program | NJSRRE1543473743 | Freehold | 7728 | 17 | 27.39 | Residential | No | Behind the Meter | Whitman Construction, LLC | JCP&L | Accepted | 2019-12-03 | 2019-12-05 | 2020-12-05 | Panasonic | VBHN330SA17 | Solar Panels |  | 0.33 | 8 | 86 | 30 |  | Fixed | Roof
Solar Registration Program | NJSRRE1543473743 | Freehold | 7728 | 17 | 27.39 | Residential | No | Behind the Meter | Whitman Construction, LLC | JCP&L | Accepted | 2019-12-03 | 2019-12-05 | 2020-12-05 | Panasonic | VBHN330SA17 | Solar Panels |  | 0.33 | 24 | 86 | 30 |  | Fixed | Roof
Solar Registration Program | NJSRRE1543473743 | Freehold | 7728 | 17 | 27.39 | Residential | No | Behind the Meter | Whitman Construction, LLC | JCP&L | Accepted | 2019-12-03 | 2019-12-05 | 2020-12-05 | Panasonic | VBHN330SA17 | Solar Panels |  | 0.33 | 24 | 86 | 30 |  | Fixed | Roof
Solar Registration Program | NJSRRE1543473743 | Freehold | 7728 | 17 | 27.39 | Residential | No | Behind the Meter | Whitman Construction, LLC | JCP&L | Accepted | 2019-12-03 | 2019-12-05 | 2020-12-05 | Panasonic | VBHN330SA17 | Solar Panels |  | 0.33 | 24 | 86 | 30 |  | Fixed | Roof
Solar Registration Program | NJSRRE1543473743 | Freehold | 7728 | 17 | 27.39 | Residential | No | Behind the Meter | Whitman Construction, LLC | JCP&L | Accepted | 2019-12-03 | 2019-12-05 | 2020-12-05 | Panasonic | VBHN330SA17 | Solar Panels |  | 0.33 | 24 | 86 | 30 |  | Fixed | Roof
Solar Registration Program | NJSRRE1543473743 | Freehold | 7728 | 17 | 27.39 | Residential | No | Behind the Meter | Whitman Construction, LLC | JCP&L | Accepted | 2019-12-03 | 2019-12-05 | 2020-12-05 | Panasonic | VBHN330SA17 | Solar Panels |  | 0.33 | 26 | 266 | 30 |  | Fixed | Roof
Solar Registration Program | NJSRRE1543473743 | Freehold | 7728 | 17 | 27.39 | Residential | No | Behind the Meter | Whitman Construction, LLC | JCP&L | Accepted | 2019-12-03 | 2019-12-05 | 2020-12-05 | Panasonic | VBHN330SA17 | Solar Panels |  | 0.33 | 26 | 266 | 30 |  | Fixed | Roof
Solar Registration Program | NJSRRE1543473743 | Freehold | 7728 | 17 | 27.39 | Residential | No | Behind the Meter | Whitman Construction, LLC | JCP&L | Accepted | 2019-12-03 | 2019-12-05 | 2020-12-05 | Panasonic | VBHN330SA17 | Solar Panels |  | 0.33 | 26 | 266 | 30 |  | Fixed | Roof
Solar Registration Program | NJSRRE1543473743 | Freehold | 7728 | 17 | 27.39 | Residential | No | Behind the Meter | Whitman Construction, LLC | JCP&L | Accepted | 2019-12-03 | 2019-12-05 | 2020-12-05 | Panasonic | VBHN330SA17 | Solar Panels |  | 0.33 | 26 | 266 | 30 |  | Fixed | Roof
Solar Registration Program | NJSRRE1543473743 | Freehold | 7728 | 17 | 27.39 | Residential | No | Behind the Meter | Whitman Construction, LLC | JCP&L | Accepted | 2019-12-03 | 2019-12-05 | 2020-12-05 | Panasonic | VBHN330SA17 | Solar Panels |  | 0.33 | 18 | 177 | 40 |  | Fixed | Roof
Solar Registration Program | NJSRRE1543473743 | Freehold | 7728 | 17 | 27.39 | Residential | No | Behind the Meter | Whitman Construction, LLC | JCP&L | Accepted | 2019-12-03 | 2019-12-05 | 2020-12-05 | Panasonic | VBHN330SA17 | Solar Panels |  | 0.33 | 18 | 177 | 40 |  | Fixed | Roof
Solar Registration Program | NJSRRE1543473743 | Freehold | 7728 | 17 | 27.39 | Residential | No | Behind the Meter | Whitman Construction, LLC | JCP&L | Accepted | 2019-12-03 | 2019-12-05 | 2020-12-05 | Panasonic | VBHN330SA17 | Solar Panels |  | 0.33 | 18 | 177 | 40 |  | Fixed | Roof
Solar Registration Program | NJSRRE1543473743 | Freehold | 7728 | 17 | 27.39 | Residential | No | Behind the Meter | Whitman Construction, LLC | JCP&L | Accepted | 2019-12-03 | 2019-12-05 | 2020-12-05 | Panasonic | VBHN330SA17 | Solar Panels |  | 0.33 | 18 | 177 | 40 |  | Fixed | Roof
Solar Registration Program | NJSRRE1543473743 | Freehold | 7728 | 17 | 27.39 | Residential | No | Behind the Meter | Whitman Construction, LLC | JCP&L | Accepted | 2019-12-03 | 2019-12-05 | 2020-12-05 | Enphase Energy | IQ7X-96-2-US | Inverters | 0.315 |  | 83 |  |  | 0.975 |  | Outside | roof
Solar Registration Program | NJSRRE1543473743 | Freehold | 7728 | 17 | 27.39 | Residential | No | Behind the Meter | Whitman Construction, LLC | JCP&L | Accepted | 2019-12-03 | 2019-12-05 | 2020-12-05 | Enphase Energy | IQ7X-96-2-US | Inverters | 0.315 |  | 83 |  |  | 0.975 |  | Outside | roof
Solar Registration Program | NJSRRE1543473743 | Freehold | 7728 | 17 | 27.39 | Residential | No | Behind the Meter | Whitman Construction, LLC | JCP&L | Accepted | 2019-12-03 | 2019-12-05 | 2020-12-05 | Enphase Energy | IQ7X-96-2-US | Inverters | 0.315 |  | 83 |  |  | 0.975 |  | Outside | roof
Solar Registration Program | NJSRRE1543473743 | Freehold | 7728 | 17 | 27.39 | Residential | No | Behind the Meter | Whitman Construction, LLC | JCP&L | Accepted | 2019-12-03 | 2019-12-05 | 2020-12-05 | Enphase Energy | IQ7X-96-2-US | Inverters | 0.315 |  | 83 |  |  | 0.975 |  | Outside | roof
Solar Registration Program | NJSRRE1543543758 | Belle Mead | 8502 | 5 | 27.39 | Residential | No | Behind the Meter | Maier Solar Engineering dba Solar Me | PSE&G | Accepted | 2019-12-13 | 2019-12-17 | 2020-12-17 | Canadian | CS1H-330MS | Solar Panels |  | 0.33 | 16 | 295 | 33 |  | Fixed | Roof
Solar Registration Program | NJSRRE1543543758 | Belle Mead | 8502 | 5 | 27.39 | Residential | No | Behind the Meter | Maier Solar Engineering dba Solar Me | PSE&G | Accepted | 2019-12-13 | 2019-12-17 | 2020-12-17 | Canadian | CS1H-330MS | Solar Panels |  | 0.33 | 6 | 205 | 33 |  | Fixed | Roof
Solar Registration Program | NJSRRE1543543758 | Belle Mead | 8502 | 5 | 27.39 | Residential | No | Behind the Meter | Maier Solar Engineering dba Solar Me | PSE&G | Accepted | 2019-12-13 | 2019-12-17 | 2020-12-17 | Canadian | CS1H-330MS | Solar Panels |  | 0.33 | 2 | 205 | 33 |  | Fixed | Roof
Solar Registration Program | NJSRRE1543543758 | Belle Mead | 8502 | 5 | 27.39 | Residential | No | Behind the Meter | Maier Solar Engineering dba Solar Me | PSE&G | Accepted | 2019-12-13 | 2019-12-17 | 2020-12-17 | Canadian | CS1H-330MS | Solar Panels |  | 0.33 | 2 | 115 | 33 |  | Fixed | Roof
Solar Registration Program | NJSRRE1543543758 | Belle Mead | 8502 | 5 | 27.39 | Residential | No | Behind the Meter | Maier Solar Engineering dba Solar Me | PSE&G | Accepted | 2019-12-13 | 2019-12-17 | 2020-12-17 | Canadian | CS1H-330MS | Solar Panels |  | 0.33 | 3 | 115 | 33 |  | Fixed | Roof
Solar Registration Program | NJSRRE1543543758 | Belle Mead | 8502 | 5 | 27.39 | Residential | No | Behind the Meter | Maier Solar Engineering dba Solar Me | PSE&G | Accepted | 2019-12-13 | 2019-12-17 | 2020-12-17 | Canadian | CS1H-330MS | Solar Panels |  | 0.33 | 11 | 115 | 33 |  | Fixed | Roof
Solar Registration Program | NJSRRE1543543758 | Belle Mead | 8502 | 5 | 27.39 | Residential | No | Behind the Meter | Maier Solar Engineering dba Solar Me | PSE&G | Accepted | 2019-12-13 | 2019-12-17 | 2020-12-17 | Canadian | CS1H-330MS | Solar Panels |  | 0.33 | 2 | 295 | 33 |  | Fixed | Roof
Solar Registration Program | NJSRRE1543543758 | Belle Mead | 8502 | 5 | 27.39 | Residential | No | Behind the Meter | Maier Solar Engineering dba Solar Me | PSE&G | Accepted | 2019-12-13 | 2019-12-17 | 2020-12-17 | Canadian | CS1H-330MS | Solar Panels |  | 0.33 | 25 | 205 | 33 |  | Fixed | Roof
Solar Registration Program | NJSRRE1543543758 | Belle Mead | 8502 | 5 | 27.39 | Residential | No | Behind the Meter | Maier Solar Engineering dba Solar Me | PSE&G | Accepted | 2019-12-13 | 2019-12-17 | 2020-12-17 | Canadian | CS1H-330MS | Solar Panels |  | 0.33 | 6 | 295 | 33 |  | Fixed | Roof
Solar Registration Program | NJSRRE1543543758 | Belle Mead | 8502 | 5 | 27.39 | Residential | No | Behind the Meter | Maier Solar Engineering dba Solar Me | PSE&G | Accepted | 2019-12-13 | 2019-12-17 | 2020-12-17 | Canadian | CS1H-330MS | Solar Panels |  | 0.33 | 3 | 115 | 33 |  | Fixed | Roof
Solar Registration Program | NJSRRE1543543758 | Belle Mead | 8502 | 5 | 27.39 | Residential | No | Behind the Meter | Maier Solar Engineering dba Solar Me | PSE&G | Accepted | 2019-12-13 | 2019-12-17 | 2020-12-17 | Canadian | CS1H-330MS | Solar Panels |  | 0.33 | 7 | 295 | 33 |  | Fixed | Roof
Solar Registration Program | NJSRRE1543543758 | Belle Mead | 8502 | 5 | 27.39 | Residential | No | Behind the Meter | Maier Solar Engineering dba Solar Me | PSE&G | Accepted | 2019-12-13 | 2019-12-17 | 2020-12-17 | Enphase | IQ7 | Inverters | 240 |  | 83 |  |  | 0.96 |  | Outdoor | Next to meter
Solar Registration Program | NJSRRE1540970594 | Ringoes | 8551 | 4 | 27.65 | Commercial | No | Behind the Meter | Green Power Energy | JCP&L | Accepted | 2019-05-08 | 2019-05-13 | 2020-05-13 | SunPower | SPR-P19-395- COM | Solar Panels |  | 0.395 | 70 | 180 | 35 |  | Fixed | Ground
Solar Registration Program | NJSRRE1540970594 | Ringoes | 8551 | 4 | 27.65 | Commercial | No | Behind the Meter | Green Power Energy | JCP&L | Accepted | 2019-05-08 | 2019-05-13 | 2020-05-13 | Solar Edge | SE11400-US | Inverters | 11400 |  | 2 |  |  | 0.97 |  | Outside | next to meter
Solar Registration Program | NJSRRE1540305201 | West Milford | 7480 | 6 | 27.72 | Residential | Yes | Behind the Meter | Pro Custom Solar dba Momentum Solar | Orange Rockland Electric | Accepted | 2019-01-31 | 2019-02-01 | 2020-02-01 | HANWHA | Q.PEAK DUO BLK-G5 315 | Solar Panels |  | 0.315 | 21 | 262 | 24 |  | Fixed | Roof
Solar Registration Program | NJSRRE1540305201 | West Milford | 7480 | 6 | 27.72 | Residential | Yes | Behind the Meter | Pro Custom Solar dba Momentum Solar | Orange Rockland Electric | Accepted | 2019-01-31 | 2019-02-01 | 2020-02-01 | HANWHA | Q.PEAK DUO BLK-G5 315 | Solar Panels |  | 0.315 | 3 | 172 | 24 |  | Fixed | Roof
Solar Registration Program | NJSRRE1540305201 | West Milford | 7480 | 6 | 27.72 | Residential | Yes | Behind the Meter | Pro Custom Solar dba Momentum Solar | Orange Rockland Electric | Accepted | 2019-01-31 | 2019-02-01 | 2020-02-01 | HANWHA | Q.PEAK DUO BLK-G5 315 | Solar Panels |  | 0.315 | 33 | 228 | 20 |  | Fixed | Roof
Solar Registration Program | NJSRRE1540305201 | West Milford | 7480 | 6 | 27.72 | Residential | Yes | Behind the Meter | Pro Custom Solar dba Momentum Solar | Orange Rockland Electric | Accepted | 2019-01-31 | 2019-02-01 | 2020-02-01 | HANWHA | Q.PEAK DUO BLK-G5 315 | Solar Panels |  | 0.315 | 31 | 82 | 24 |  | Fixed | Roof
Solar Registration Program | NJSRRE1540305201 | West Milford | 7480 | 6 | 27.72 | Residential | Yes | Behind the Meter | Pro Custom Solar dba Momentum Solar | Orange Rockland Electric | Accepted | 2019-01-31 | 2019-02-01 | 2020-02-01 | ENPHASE | IQ7 | Inverters | 240 |  | 88 |  |  | 0.97 |  | Outside | ROOF
Solar Registration Program | NJSRRE1542431241 | Shamon | 8088 | 13 | 27.72 | Residential | No | Behind the Meter | Maier Solar Engineering dba Solar Me | AC Electric | Accepted | 2019-09-24 | 2019-09-25 | 2020-09-25 | Hanwha | Q.PEAK BLK-G3 315W | Solar Panels |  | 0.315 | 21 | 235 | 32 |  | Fixed | Roof
Solar Registration Program | NJSRRE1542431241 | Shamon | 8088 | 13 | 27.72 | Residential | No | Behind the Meter | Maier Solar Engineering dba Solar Me | AC Electric | Accepted | 2019-09-24 | 2019-09-25 | 2020-09-25 | Hanwha | Q.PEAK BLK-G3 315W | Solar Panels |  | 0.315 | 3 | 145 | 32 |  | Fixed | Roof
Solar Registration Program | NJSRRE1542431241 | Shamon | 8088 | 13 | 27.72 | Residential | No | Behind the Meter | Maier Solar Engineering dba Solar Me | AC Electric | Accepted | 2019-09-24 | 2019-09-25 | 2020-09-25 | Hanwha | Q.PEAK BLK-G3 315W | Solar Panels |  | 0.315 | 3 | 325 | 32 |  | Fixed | Roof
Solar Registration Program | NJSRRE1542431241 | Shamon | 8088 | 13 | 27.72 | Residential | No | Behind the Meter | Maier Solar Engineering dba Solar Me | AC Electric | Accepted | 2019-09-24 | 2019-09-25 | 2020-09-25 | Hanwha | Q.PEAK BLK-G3 315W | Solar Panels |  | 0.315 | 9 | 235 | 25 |  | Fixed | Roof
Solar Registration Program | NJSRRE1542431241 | Shamon | 8088 | 13 | 27.72 | Residential | No | Behind the Meter | Maier Solar Engineering dba Solar Me | AC Electric | Accepted | 2019-09-24 | 2019-09-25 | 2020-09-25 | Hanwha | Q.PEAK BLK-G3 315W | Solar Panels |  | 0.315 | 19 | 55 | 25 |  | Fixed | Roof
Solar Registration Program | NJSRRE1542431241 | Shamon | 8088 | 13 | 27.72 | Residential | No | Behind the Meter | Maier Solar Engineering dba Solar Me | AC Electric | Accepted | 2019-09-24 | 2019-09-25 | 2020-09-25 | Hanwha | Q.PEAK BLK-G3 315W | Solar Panels |  | 0.315 | 28 | 235 | 32 |  | Fixed | Roof
Solar Registration Program | NJSRRE1542431241 | Shamon | 8088 | 13 | 27.72 | Residential | No | Behind the Meter | Maier Solar Engineering dba Solar Me | AC Electric | Accepted | 2019-09-24 | 2019-09-25 | 2020-09-25 | Hanwha | Q.PEAK BLK-G3 315W | Solar Panels |  | 0.315 | 5 | 25 | 25 |  | Fixed | Roof
Solar Registration Program | NJSRRE1542431241 | Shamon | 8088 | 13 | 27.72 | Residential | No | Behind the Meter | Maier Solar Engineering dba Solar Me | AC Electric | Accepted | 2019-09-24 | 2019-09-25 | 2020-09-25 | Solar Edge | SE10000H-US | Inverters | 10000 |  | 1 |  |  | 0.97 |  | Outdoor | Next to meter
Solar Registration Program | NJSRRE1542431241 | Shamon | 8088 | 13 | 27.72 | Residential | No | Behind the Meter | Maier Solar Engineering dba Solar Me | AC Electric | Accepted | 2019-09-24 | 2019-09-25 | 2020-09-25 | Solar Edge | SE7600H-US | Inverters | 7600 |  | 1 |  |  | 0.97 |  | Outdoor | Next to meter
Solar Registration Program | NJSRRE1540369892 | SOMERS POINT | 8244 | 19 | 27.74 | Non Profit | Yes | Behind the Meter | Infiniti Energy Services | AC Electric | Accepted | 2019-02-15 | 2019-03-12 | 2020-03-12 | CSUN | 365-72M 1000V | Solar Panels |  | 0.365 | 76 | 180 | 10 |  | Fixed | Roof
Solar Registration Program | NJSRRE1540369892 | SOMERS POINT | 8244 | 19 | 27.74 | Non Profit | Yes | Behind the Meter | Infiniti Energy Services | AC Electric | Accepted | 2019-02-15 | 2019-03-12 | 2020-03-12 | fronius | primo 11.4-1 | Inverters | 11400 |  | 2 |  |  | 0.97 |  | Outdoor | at meter
Solar Registration Program | NJSRRE1542504723 | South Brunswick Township | 8852 | 11 | 27.75 | Residential | No | Behind the Meter | Green power Energy | PSE&G | Accepted | 2019-10-04 | 2019-10-08 | 2020-10-08 | Trina Solar | TSM-375DE14A(II) | Solar Panels |  | 0.375 | 31 | 222 | 30 |  | Fixed | Roof
Solar Registration Program | NJSRRE1542504723 | South Brunswick Township | 8852 | 11 | 27.75 | Residential | No | Behind the Meter | Green power Energy | PSE&G | Accepted | 2019-10-04 | 2019-10-08 | 2020-10-08 | Trina Solar | TSM-375DE14A(II) | Solar Panels |  | 0.375 | 19 | 237 | 30 |  | Fixed | Roof
Solar Registration Program | NJSRRE1542504723 | South Brunswick Township | 8852 | 11 | 27.75 | Residential | No | Behind the Meter | Green power Energy | PSE&G | Accepted | 2019-10-04 | 2019-10-08 | 2020-10-08 | Trina Solar | TSM-375DE14A(II) | Solar Panels |  | 0.375 | 24 | 54 | 30 |  | Fixed | Roof
Solar Registration Program | NJSRRE1542504723 | South Brunswick Township | 8852 | 11 | 27.75 | Residential | No | Behind the Meter | Green power Energy | PSE&G | Accepted | 2019-10-04 | 2019-10-08 | 2020-10-08 | Solar Edge | SE11400H-US | Inverters | 11400 |  | 2 |  |  | 0.97 |  | Outside | next to meter
Solar Registration Program | NJSRRE1542431444 | Absecon | 8201 | 19 | 27.8 | Residential | Yes | Behind the Meter | Sun Up Zero Down | AC Electric | Accepted | 2019-09-24 | 2019-09-26 | 2020-09-26 | Sunpower | SPR-E20-327-C-AC | Solar Panels |  | 0.327 | 11 | 7 | 14 |  | Fixed | Roof
Solar Registration Program | NJSRRE1542431444 | Absecon | 8201 | 19 | 27.8 | Residential | Yes | Behind the Meter | Sun Up Zero Down | AC Electric | Accepted | 2019-09-24 | 2019-09-26 | 2020-09-26 | SUnpower | SPR-E20-327-C-AC | Solar Panels |  | 0.327 | 40 | 187 | 25 |  | Fixed | Roof
Solar Registration Program | NJSRRE1542431444 | Absecon | 8201 | 19 | 27.8 | Residential | Yes | Behind the Meter | Sun Up Zero Down | AC Electric | Accepted | 2019-09-24 | 2019-09-26 | 2020-09-26 | Sunpower | SPR-E20-327-C-AC | Solar Panels |  | 0.327 | 34 | 7 | 25 |  | Fixed | Roof
Solar Registration Program | NJSRRE1542431444 | Absecon | 8201 | 19 | 27.8 | Residential | Yes | Behind the Meter | Sun Up Zero Down | AC Electric | Accepted | 2019-09-24 | 2019-09-26 | 2020-09-26 | Sunpower | SPR-E20-327-C-AC | Inverters | 27200 |  | 85 |  |  | 0.96 |  | Other | behind panels
Solar Registration Program | NJSRRE1542511177 | Toms River | 8755 | 18 | 27.8 | Residential | No | Behind the Meter | Kamtech Solar Solutions | JCP&L | Accepted | 2019-10-07 | 2019-10-09 | 2020-10-09 | Sunpower Corp | X20-327-C-AC | Solar Panels |  | 0.327 | 29 | 171 | 37 |  | Fixed | Roof
Solar Registration Program | NJSRRE1542511177 | Toms River | 8755 | 18 | 27.8 | Residential | No | Behind the Meter | Kamtech Solar Solutions | JCP&L | Accepted | 2019-10-07 | 2019-10-09 | 2020-10-09 | Sunpower Corp | E20-327-C-AC | Solar Panels |  | 0.327 | 1 | 171 | 32 |  | Fixed | Roof
Solar Registration Program | NJSRRE1542511177 | Toms River | 8755 | 18 | 27.8 | Residential | No | Behind the Meter | Kamtech Solar Solutions | JCP&L | Accepted | 2019-10-07 | 2019-10-09 | 2020-10-09 | Sunpower Corporation | E20-327-C-AC | Solar Panels |  | 0.327 | 8 | 171 | 40 |  | Fixed | Roof
Solar Registration Program | NJSRRE1542511177 | Toms River | 8755 | 18 | 27.8 | Residential | No | Behind the Meter | Kamtech Solar Solutions | JCP&L | Accepted | 2019-10-07 | 2019-10-09 | 2020-10-09 | Sunpower Corp. | E20-327-C-AC | Solar Panels |  | 0.327 | 2 | 261 | 32 |  | Fixed | Roof
Solar Registration Program | NJSRRE1542511177 | Toms River | 8755 | 18 | 27.8 | Residential | No | Behind the Meter | Kamtech Solar Solutions | JCP&L | Accepted | 2019-10-07 | 2019-10-09 | 2020-10-09 | Sunpower Corporation | E20-327-C-AC | Solar Panels |  | 0.327 | 12 | 261 | 37 |  | Fixed | Roof
Solar Registration Program | NJSRRE1542511177 | Toms River | 8755 | 18 | 27.8 | Residential | No | Behind the Meter | Kamtech Solar Solutions | JCP&L | Accepted | 2019-10-07 | 2019-10-09 | 2020-10-09 | Sunpower Corp | E20-327-C-AC | Solar Panels |  | 0.327 | 33 | 81 | 37 |  | Fixed | Roof
Solar Registration Program | NJSRRE1542511177 | Toms River | 8755 | 18 | 27.8 | Residential | No | Behind the Meter | Kamtech Solar Solutions | JCP&L | Accepted | 2019-10-07 | 2019-10-09 | 2020-10-09 | Enphase Energy Inc. | IQ-7X | Inverters | 0.315 |  | 85 |  |  | 0.975 |  | Outdoor | Underneath each module.
Solar Registration Program | NJSRRE1542832854 | Whitehouse Station | 8889 | 4 | 28 | Residential | No | Behind the Meter | Geoscape Solar | JCP&L | Accepted | 2019-10-30 | 2019-11-01 | 2020-11-01 | LG Electronics | LG350N1C-V5 | Solar Panels |  | 0.35 | 80 | 180 | 20 |  | Fixed | Ground
Solar Registration Program | NJSRRE1542832854 | Whitehouse Station | 8889 | 4 | 28 | Residential | No | Behind the Meter | Geoscape Solar | JCP&L | Accepted | 2019-10-30 | 2019-11-01 | 2020-11-01 | SolarEdge | SE10000H-US | Inverters | 10000 |  | 2 |  |  | 0.98 |  | Outside | adj. to utility meter
Solar Registration Program | NJSRRE1543417535 | LEONIA | 7605 | 7 | 28 | Residential | No | Behind the Meter | Infinity Solar Systems | PSE&G | Accepted | 2019-11-18 | 2019-11-20 | 2020-11-20 | LG | LG350N1C-V5 | Solar Panels |  | 0.35 | 41 | 187 | 10 |  | Fixed | Roof
Solar Registration Program | NJSRRE1543417535 | LEONIA | 7605 | 7 | 28 | Residential | No | Behind the Meter | Infinity Solar Systems | PSE&G | Accepted | 2019-11-18 | 2019-11-20 | 2020-11-20 | LG | LG350N1C-V5 | Solar Panels |  | 0.35 | 39 | 7 | 10 |  | Fixed | Roof
Solar Registration Program | NJSRRE1543417535 | LEONIA | 7605 | 7 | 28 | Residential | No | Behind the Meter | Infinity Solar Systems | PSE&G | Accepted | 2019-11-18 | 2019-11-20 | 2020-11-20 | ENPHASE | IQ7-60-X-US | Inverters | 240 |  | 80 |  |  | 0.97 |  | Outside | MICROINVERTERS
Solar Registration Program | NJSRRE1540972712 | Morganville | 7751 | 17 | 28.05 | Residential | No | Behind the Meter | Sunrun Installation Services, Inc. | JCP&L | Accepted | 2019-05-09 | 2019-05-14 | 2020-05-14 | LG Electronics | LG330N1C-A5 | Solar Panels |  | 0.33 | 4 | 118 | 40 |  | Fixed | Roof
Solar Registration Program | NJSRRE1540972712 | Morganville | 7751 | 17 | 28.05 | Residential | No | Behind the Meter | Sunrun Installation Services, Inc. | JCP&L | Accepted | 2019-05-09 | 2019-05-14 | 2020-05-14 | LG Electronics | LG330N1C-A5 | Solar Panels |  | 0.33 | 9 | 59 | 40 |  | Fixed | Roof
Solar Registration Program | NJSRRE1540972712 | Morganville | 7751 | 17 | 28.05 | Residential | No | Behind the Meter | Sunrun Installation Services, Inc. | JCP&L | Accepted | 2019-05-09 | 2019-05-14 | 2020-05-14 | LG Electronics | LG330N1C-A5 | Solar Panels |  | 0.33 | 16 | 359 | 40 |  | Fixed | Roof
Solar Registration Program | NJSRRE1540972712 | Morganville | 7751 | 17 | 28.05 | Residential | No | Behind the Meter | Sunrun Installation Services, Inc. | JCP&L | Accepted | 2019-05-09 | 2019-05-14 | 2020-05-14 | LG Electronics | LG330N1C-A5 | Solar Panels |  | 0.33 | 41 | 178 | 40 |  | Fixed | Roof
Solar Registration Program | NJSRRE1540972712 | Morganville | 7751 | 17 | 28.05 | Residential | No | Behind the Meter | Sunrun Installation Services, Inc. | JCP&L | Accepted | 2019-05-09 | 2019-05-14 | 2020-05-14 | LG Electronics | LG330N1C-A5 | Solar Panels |  | 0.33 | 15 | 86 | 40 |  | Fixed | Roof
Solar Registration Program | NJSRRE1540972712 | Morganville | 7751 | 17 | 28.05 | Residential | No | Behind the Meter | Sunrun Installation Services, Inc. | JCP&L | Accepted | 2019-05-09 | 2019-05-14 | 2020-05-14 | SolarEdge Technologies | SE11400H-USRGM | Inverters | 11400 |  | 1 |  |  | 0.96 |  | Outdoor | Next To Meter
Solar Registration Program | NJSRRE1540972712 | Morganville | 7751 | 17 | 28.05 | Residential | No | Behind the Meter | Sunrun Installation Services, Inc. | JCP&L | Accepted | 2019-05-09 | 2019-05-14 | 2020-05-14 | SolarEdge Technologies | SE3000H-USRGM | Inverters | 3000 |  | 1 |  |  | 0.96 |  | Outdoor | Next To Meter
Solar Registration Program | NJSRRE1540972712 | Morganville | 7751 | 17 | 28.05 | Residential | No | Behind the Meter | Sunrun Installation Services, Inc. | JCP&L | Accepted | 2019-05-09 | 2019-05-14 | 2020-05-14 | SolarEdge Technologies | SE10000H-USRGM | Inverters | 10000 |  | 1 |  |  | 0.96 |  | Outdoor | Next To Meter
Solar Registration Program | NJSRRE1542192582 | Flemington | 8822 | 4 | 28.12 | Residential | No | Behind the Meter | Green Power Energy | JCP&L | Final As-Built Received | 2019-09-04 | 2019-09-06 | 2020-09-06 | Trina Solar | TSM-370DEG14A(II) | Solar Panels |  | 0.37 | 17 | 150 | 30 |  | Fixed | Roof
Solar Registration Program | NJSRRE1542192582 | Flemington | 8822 | 4 | 28.12 | Residential | No | Behind the Meter | Green Power Energy | JCP&L | Final As-Built Received | 2019-09-04 | 2019-09-06 | 2020-09-06 | Trina Solar | TSM-370DEG14A(II) | Solar Panels |  | 0.37 | 31 | 330 | 30 |  | Fixed | Roof
Solar Registration Program | NJSRRE1542192582 | Flemington | 8822 | 4 | 28.12 | Residential | No | Behind the Meter | Green Power Energy | JCP&L | Final As-Built Received | 2019-09-04 | 2019-09-06 | 2020-09-06 | Trina Solar | TSM-370DEG14A(II) | Solar Panels |  | 0.37 | 28 | 150 | 30 |  | Fixed | Roof
Solar Registration Program | NJSRRE1542192582 | Flemington | 8822 | 4 | 28.12 | Residential | No | Behind the Meter | Green Power Energy | JCP&L | Final As-Built Received | 2019-09-04 | 2019-09-06 | 2020-09-06 | Solar Edge | SE5000H-US | Inverters | 5000 |  | 1 |  |  | 0.97 |  | Outside | next to meter
Solar Registration Program | NJSRRE1542192582 | Flemington | 8822 | 4 | 28.12 | Residential | No | Behind the Meter | Green Power Energy | JCP&L | Final As-Built Received | 2019-09-04 | 2019-09-06 | 2020-09-06 | Solar Edge | SE10000H-US | Inverters | 10000 |  | 2 |  |  | 0.97 |  | Outside | next to meter
Solar Registration Program | NJSRRE1542192582 | Flemington | 8822 | 4 | 28.12 | Residential | No | Behind the Meter | Green Power Energy | JCP&L | Final As-Built Received | 2019-09-04 | 2019-09-06 | 2020-09-06 | Hialeah | CL200 | Meters |  |  | 1 |  |  |  | Yes | Indoor
Solar Registration Program | NJSRRE1542684752 | Williamstown | 8094 | 15 | 28.16 | Residential | No | Behind the Meter | Castle Energy, LLC | AC Electric | Accepted | 2019-10-28 | 2019-10-30 | 2020-10-30 | Hanwha Q-Cells | Q.Peak DUO-G5 320 | Solar Panels |  | 0.32 | 15 | 338 | 30 |  | Fixed | Roof
Solar Registration Program | NJSRRE1542684752 | Williamstown | 8094 | 15 | 28.16 | Residential | No | Behind the Meter | Castle Energy, LLC | AC Electric | Accepted | 2019-10-28 | 2019-10-30 | 2020-10-30 | Hanwha Q-Cells | Q.Peak DUO-G5 320 | Solar Panels |  | 0.32 | 30 | 158 | 30 |  | Fixed | Roof
Solar Registration Program | NJSRRE1542684752 | Williamstown | 8094 | 15 | 28.16 | Residential | No | Behind the Meter | Castle Energy, LLC | AC Electric | Accepted | 2019-10-28 | 2019-10-30 | 2020-10-30 | Hanwha Q-Cells | Q.Peak DUO-G5 320 | Solar Panels |  | 0.32 | 28 | 338 | 30 |  | Fixed | Roof
Solar Registration Program | NJSRRE1542684752 | Williamstown | 8094 | 15 | 28.16 | Residential | No | Behind the Meter | Castle Energy, LLC | AC Electric | Accepted | 2019-10-28 | 2019-10-30 | 2020-10-30 | Hanwha Q-Cells | Q.Peak DUO-G5 320 | Solar Panels |  | 0.32 | 15 | 158 | 30 |  | Fixed | Roof
Solar Registration Program | NJSRRE1542684752 | Williamstown | 8094 | 15 | 28.16 | Residential | No | Behind the Meter | Castle Energy, LLC | AC Electric | Accepted | 2019-10-28 | 2019-10-30 | 2020-10-30 | Enphase Energy | IQ7-60-2-US | Inverters | 240 |  | 88 |  |  | 0.967 |  | Outside | on the rooftop under each solar panel
Solar Registration Program | NJSRRE1543437113 | Vincentown | 8088 | 13 | 28.21 | Residential | Yes | Behind the Meter | Solar Energy World | PSE&G | Accepted | 2019-11-22 | 2019-11-26 | 2020-11-26 | LONGi Green Energy Technology | LR6-60HPB-310M | Solar Panels |  | 0.31 | 91 | 154 | 22 |  | Fixed | Roof
Solar Registration Program | NJSRRE1543437113 | Vincentown | 8088 | 13 | 28.21 | Residential | Yes | Behind the Meter | Solar Energy World | PSE&G | Accepted | 2019-11-22 | 2019-11-26 | 2020-11-26 | Solar Edge | SE11400H-USRGM | Inverters | 11400 |  | 2 |  |  | 0.98 |  | Outdoor | near meter
Solar Registration Program | NJSRRE1542528136 | Sparta | 7871 | 1 | 28.44 | Residential | No | Behind the Meter | SunPower Corporation, Systems | JCP&L | Accepted | 2019-10-11 | 2019-10-15 | 2020-10-15 | SUNPOWER | SPR-X22-360-E-AC | Solar Panels |  | 0.36 | 6 | 164 | 35 |  | Fixed | Roof
Solar Registration Program | NJSRRE1542528136 | Sparta | 7871 | 1 | 28.44 | Residential | No | Behind the Meter | SunPower Corporation, Systems | JCP&L | Accepted | 2019-10-11 | 2019-10-15 | 2020-10-15 | SUNPOWER | SPR-X22-360-E-AC | Solar Panels |  | 0.36 | 2 | 254 | 35 |  | Fixed | Roof
Solar Registration Program | NJSRRE1542528136 | Sparta | 7871 | 1 | 28.44 | Residential | No | Behind the Meter | SunPower Corporation, Systems | JCP&L | Accepted | 2019-10-11 | 2019-10-15 | 2020-10-15 | SUNPOWER | SPR-X22-360-E-AC | Solar Panels |  | 0.36 | 27 | 344 | 35 |  | Fixed | Roof
Solar Registration Program | NJSRRE1542528136 | Sparta | 7871 | 1 | 28.44 | Residential | No | Behind the Meter | SunPower Corporation, Systems | JCP&L | Accepted | 2019-10-11 | 2019-10-15 | 2020-10-15 | SUNPOWER | SPR-X22-360-E-AC | Solar Panels |  | 0.36 | 3 | 74 | 35 |  | Fixed | Roof
Solar Registration Program | NJSRRE1542528136 | Sparta | 7871 | 1 | 28.44 | Residential | No | Behind the Meter | SunPower Corporation, Systems | JCP&L | Accepted | 2019-10-11 | 2019-10-15 | 2020-10-15 | SUNPOWER | SPR-X22-360-E-AC | Solar Panels |  | 0.36 | 4 | 254 | 35 |  | Fixed | Roof
Solar Registration Program | NJSRRE1542528136 | Sparta | 7871 | 1 | 28.44 | Residential | No | Behind the Meter | SunPower Corporation, Systems | JCP&L | Accepted | 2019-10-11 | 2019-10-15 | 2020-10-15 | SUNPOWER | SPR-X22-360-E-AC | Solar Panels |  | 0.36 | 11 | 74 | 35 |  | Fixed | Roof
Solar Registration Program | NJSRRE1542528136 | Sparta | 7871 | 1 | 28.44 | Residential | No | Behind the Meter | SunPower Corporation, Systems | JCP&L | Accepted | 2019-10-11 | 2019-10-15 | 2020-10-15 | SUNPOWER | SPR-X22-360-E-AC | Solar Panels |  | 0.36 | 24 | 254 | 35 |  | Fixed | Roof
Solar Registration Program | NJSRRE1542528136 | Sparta | 7871 | 1 | 28.44 | Residential | No | Behind the Meter | SunPower Corporation, Systems | JCP&L | Accepted | 2019-10-11 | 2019-10-15 | 2020-10-15 | SUNPOWER | SPR-X22-360-E-AC | Solar Panels |  | 0.36 | 2 | 74 | 35 |  | Fixed | Roof
Solar Registration Program | NJSRRE1542528136 | Sparta | 7871 | 1 | 28.44 | Residential | No | Behind the Meter | SunPower Corporation, Systems | JCP&L | Accepted | 2019-10-11 | 2019-10-15 | 2020-10-15 | SUNPOWER | SPR-X22-360-E-AC | Inverters | 320 |  | 79 |  |  | 0.96 |  | Other | under each panel
Solar Registration Program | NJSRRE1543553100 | UPPER FREEHOLD TWP | 8501 | 17 | 28.45 | Residential | Yes | Behind the Meter | SunnyMac LLC | PSE&G | Accepted | 2019-12-16 | 2019-12-19 | 2020-12-19 | SunPower | SPR-E20327 | Solar Panels |  | 0.327 | 29 | 122 | 27 |  | Fixed | Roof
Solar Registration Program | NJSRRE1543553100 | UPPER FREEHOLD TWP | 8501 | 17 | 28.45 | Residential | Yes | Behind the Meter | SunnyMac LLC | PSE&G | Accepted | 2019-12-16 | 2019-12-19 | 2020-12-19 | SunPower | SPR-E20327 | Solar Panels |  | 0.327 | 48 | 212 | 43 |  | Fixed | Roof
Solar Registration Program | NJSRRE1543553100 | UPPER FREEHOLD TWP | 8501 | 17 | 28.45 | Residential | Yes | Behind the Meter | SunnyMac LLC | PSE&G | Accepted | 2019-12-16 | 2019-12-19 | 2020-12-19 | SunPower | SPR-E20327 | Solar Panels |  | 0.327 | 10 | 122 | 27 |  | Fixed | Roof
Solar Registration Program | NJSRRE1543553100 | UPPER FREEHOLD TWP | 8501 | 17 | 28.45 | Residential | Yes | Behind the Meter | SunnyMac LLC | PSE&G | Accepted | 2019-12-16 | 2019-12-19 | 2020-12-19 | enphase | IQ7XS-96-ACM-US | Inverters | 0.315 |  | 87 |  |  | 0.99 |  | Outdoor | roof
Solar Registration Program | NJSRRE1542575708 | MOORESTOWN | 8057 | 13 | 28.49 | Residential | No | Behind the Meter | SEA BRIGHT SOLAR, LLC | PSE&G | Accepted | 2019-10-22 | 2019-10-24 | 2020-10-24 | SUNPOWER | SPR-X22-370-AC | Solar Panels |  | 0.37 | 66 | 248 | 30 |  | Fixed | Roof | WEST
Solar Registration Program | NJSRRE1542575708 | MOORESTOWN | 8057 | 13 | 28.49 | Residential | No | Behind the Meter | SEA BRIGHT SOLAR, LLC | PSE&G | Accepted | 2019-10-22 | 2019-10-24 | 2020-10-24 | SUNPOWER | SPR-X22-370-AC | Solar Panels |  | 0.37 | 11 | 248 | 30 |  | Fixed | Roof | WEST
Solar Registration Program | NJSRRE1542575708 | MOORESTOWN | 8057 | 13 | 28.49 | Residential | No | Behind the Meter | SEA BRIGHT SOLAR, LLC | PSE&G | Accepted | 2019-10-22 | 2019-10-24 | 2020-10-24 | SUNPOWER | SPR-X22-370-AC | Inverters | 320 |  | 77 |  |  | 0.96 |  | Outside | BENEATH ARRAY
Solar Registration Program | NJSRRE1542575708 | MOORESTOWN | 8057 | 13 | 28.49 | Residential | No | Behind the Meter | SEA BRIGHT SOLAR, LLC | PSE&G | Accepted | 2019-10-22 | 2019-10-24 | 2020-10-24 | SUNPOWER | PVS6 | Meters |  |  | 1 |  |  |  | Yes | Outdoor
Solar Registration Program | NJSRRE1541850961 | Penns Grove | 8069 | 16 | 28.5 | Commercial | Yes | Behind the Meter | Solar Renewable Energy, LLC | AC Electric | Accepted | 2019-08-16 | 2019-08-23 | 2020-08-23 | HT-SAAE | HT72-156M 380-w | Solar Panels |  | 0.38 | 75 | 277 | 22 |  | Fixed | Roof
Solar Registration Program | NJSRRE1541850961 | Penns Grove | 8069 | 16 | 28.5 | Commercial | Yes | Behind the Meter | Solar Renewable Energy, LLC | AC Electric | Accepted | 2019-08-16 | 2019-08-23 | 2020-08-23 | SolarEdge | SE10000H-US | Inverters | 42 |  | 2 |  |  | 0.99 |  | Outside | Outside
Solar Registration Program | NJSRRE1541850961 | Penns Grove | 8069 | 16 | 28.5 | Commercial | Yes | Behind the Meter | Solar Renewable Energy, LLC | AC Electric | Accepted | 2019-08-16 | 2019-08-23 | 2020-08-23 | Atlantic City Electric (ACE) | Atlantic City Electric (ACE) | Meters |  |  | 1 |  |  |  |  | Outdoor
Solar Registration Program | NJSRRE1541119766 | Absecon | 8201 | 19 | 28.56 | Residential | Yes | Behind the Meter | Pro Custom Solar dba Momentum Solar | AC Electric | Accepted | 2019-06-06 | 2019-06-10 | 2020-06-10 | LG | LG 340N1C-A5 | Solar Panels |  | 0.34 | 29 | 229 | 20 |  | Fixed | Roof
Solar Registration Program | NJSRRE1541119766 | Absecon | 8201 | 19 | 28.56 | Residential | Yes | Behind the Meter | Pro Custom Solar dba Momentum Solar | AC Electric | Accepted | 2019-06-06 | 2019-06-10 | 2020-06-10 | LG | LG 340N1C-A5 | Solar Panels |  | 0.34 | 10 | 50 | 20 |  | Fixed | Roof
Solar Registration Program | NJSRRE1541119766 | Absecon | 8201 | 19 | 28.56 | Residential | Yes | Behind the Meter | Pro Custom Solar dba Momentum Solar | AC Electric | Accepted | 2019-06-06 | 2019-06-10 | 2020-06-10 | LG | LG 340N1C-A5 | Solar Panels |  | 0.34 | 10 | 228 | 20 |  | Fixed | Roof
Solar Registration Program | NJSRRE1541119766 | Absecon | 8201 | 19 | 28.56 | Residential | Yes | Behind the Meter | Pro Custom Solar dba Momentum Solar | AC Electric | Accepted | 2019-06-06 | 2019-06-10 | 2020-06-10 | LG | LG 340N1C-A5 | Solar Panels |  | 0.34 | 25 | 49 | 20 |  | Fixed | Roof
Solar Registration Program | NJSRRE1541119766 | Absecon | 8201 | 19 | 28.56 | Residential | Yes | Behind the Meter | Pro Custom Solar dba Momentum Solar | AC Electric | Accepted | 2019-06-06 | 2019-06-10 | 2020-06-10 | LG | LG 340N1C-A5 | Solar Panels |  | 0.34 | 10 | 230 | 20 |  | Fixed | Roof
Solar Registration Program | NJSRRE1541119766 | Absecon | 8201 | 19 | 28.56 | Residential | Yes | Behind the Meter | Pro Custom Solar dba Momentum Solar | AC Electric | Accepted | 2019-06-06 | 2019-06-10 | 2020-06-10 | ENPHASE | IQ7-60-2-US | Inverters | 240 |  | 84 |  |  | 0.97 |  | Outdoor | ROOF
Solar Registration Program | NJSRRE1542642824 | Kresson | 8043 | 14 | 28.58 | Residential | Yes | Behind the Meter | Vision Solar LLC | AC Electric | Accepted | 2019-10-25 | 2019-10-29 | 2020-10-29 | sunpower | spr-x22-360-e-ac | Solar Panels |  | 0.327 | 3 | 226 | 43 |  | Fixed | Pole
Solar Registration Program | NJSRRE1542642824 | Kresson | 8043 | 14 | 28.58 | Residential | Yes | Behind the Meter | Vision Solar LLC | AC Electric | Accepted | 2019-10-25 | 2019-10-29 | 2020-10-29 | sunpower | spr-x22-360-e-ac | Solar Panels |  | 0.32 | 3 | 46 | 43 |  | Fixed | Roof
Solar Registration Program | NJSRRE1542642824 | Kresson | 8043 | 14 | 28.58 | Residential | Yes | Behind the Meter | Vision Solar LLC | AC Electric | Accepted | 2019-10-25 | 2019-10-29 | 2020-10-29 | sunpower | spr-x22-360-e-ac | Solar Panels |  | 0.36 | 12 | 135 | 34 |  | Fixed | Roof
Solar Registration Program | NJSRRE1542642824 | Kresson | 8043 | 14 | 28.58 | Residential | Yes | Behind the Meter | Vision Solar LLC | AC Electric | Accepted | 2019-10-25 | 2019-10-29 | 2020-10-29 | sunpower | spr-x22-360-e-ac | Solar Panels |  | 0.36 | 3 | 226 | 45 |  | Fixed | Roof
Solar Registration Program | NJSRRE1542642824 | Kresson | 8043 | 14 | 28.58 | Residential | Yes | Behind the Meter | Vision Solar LLC | AC Electric | Accepted | 2019-10-25 | 2019-10-29 | 2020-10-29 | sunpower | spr-x22-360-e-ac | Solar Panels |  | 0.36 | 4 | 136 | 34 |  | Fixed | Roof
Solar Registration Program | NJSRRE1542642824 | Kresson | 8043 | 14 | 28.58 | Residential | Yes | Behind the Meter | Vision Solar LLC | AC Electric | Accepted | 2019-10-25 | 2019-10-29 | 2020-10-29 | sunpower | spr-x22-360-e-ac | Solar Panels |  | 0.36 | 15 | 136 | 34 |  | Fixed | Roof
Solar Registration Program | NJSRRE1542642824 | Kresson | 8043 | 14 | 28.58 | Residential | Yes | Behind the Meter | Vision Solar LLC | AC Electric | Accepted | 2019-10-25 | 2019-10-29 | 2020-10-29 | sunpower | SPR-X22-360-E-AC | Solar Panels |  | 0.36 | 36 | 316 | 34 |  | Fixed | Roof
Solar Registration Program | NJSRRE1542642824 | Kresson | 8043 | 14 | 28.58 | Residential | Yes | Behind the Meter | Vision Solar LLC | AC Electric | Accepted | 2019-10-25 | 2019-10-29 | 2020-10-29 | SUNPOWER | SPR-X22-360-E-AC | Solar Panels |  | 0.36 | 2 | 2 | 34 |  | Fixed | Roof
Solar Registration Program | NJSRRE1542642824 | Kresson | 8043 | 14 | 28.58 | Residential | Yes | Behind the Meter | Vision Solar LLC | AC Electric | Accepted | 2019-10-25 | 2019-10-29 | 2020-10-29 | SUNPOWER | SPR-X22-360-E-AC | Solar Panels |  | 0.36 | 2 | 316 | 34 |  | Fixed | Roof
Solar Registration Program | NJSRRE1542642824 | Kresson | 8043 | 14 | 28.58 | Residential | Yes | Behind the Meter | Vision Solar LLC | AC Electric | Accepted | 2019-10-25 | 2019-10-29 | 2020-10-29 | sunpower | spr-x22-360-e-ac | Inverters | 0.32 |  | 80 |  |  | 0.96 |  | Other | behind panels
Solar Registration Program | NJSRRE1539552048 | Woodbury Heights | 8097 | 15 | 28.8 | Commercial | No | Behind the Meter | Green Power Energy | PSE&G | Accepted | 2018-10-05 | 2018-10-10 | 2020-04-10 | Trina | TSM-360DE14A(II) | Solar Panels |  | 0.36 | 18 | 263 | 26 |  | Fixed | Roof
Solar Registration Program | NJSRRE1539552048 | Woodbury Heights | 8097 | 15 | 28.8 | Commercial | No | Behind the Meter | Green Power Energy | PSE&G | Accepted | 2018-10-05 | 2018-10-10 | 2020-04-10 | Trina | TSM-360DE14A(II) | Solar Panels |  | 0.36 | 34 | 171 | 26 |  | Fixed | Roof
Solar Registration Program | NJSRRE1539552048 | Woodbury Heights | 8097 | 15 | 28.8 | Commercial | No | Behind the Meter | Green Power Energy | PSE&G | Accepted | 2018-10-05 | 2018-10-10 | 2020-04-10 | Trina | TSM-360DE14A(II) | Solar Panels |  | 0.36 | 28 | 173 | 10 |  | Fixed | Roof
Solar Registration Program | NJSRRE1539552048 | Woodbury Heights | 8097 | 15 | 28.8 | Commercial | No | Behind the Meter | Green Power Energy | PSE&G | Accepted | 2018-10-05 | 2018-10-10 | 2020-04-10 | SolarEdge | SE7600H-US | Inverters | 7600 |  | 3 |  |  | 0.97 |  | Outside | next to meter
Solar Registration Program | NJSRRE1543451851 | Montgomery | 8502 | 5 | 28.83 | Residential | No | Behind the Meter | Solar Energy World | PSE&G | Accepted | 2019-11-27 | 2019-12-03 | 2020-12-03 | LONGi Green Energy Technology | LR6-60HPB-310M | Solar Panels |  | 0.31 | 93 | 180 | 25 |  | Fixed | Ground
Solar Registration Program | NJSRRE1543451851 | Montgomery | 8502 | 5 | 28.83 | Residential | No | Behind the Meter | Solar Energy World | PSE&G | Accepted | 2019-11-27 | 2019-12-03 | 2020-12-03 | Solar Edge | SE7600H-USRGM | Inverters | 7600 |  | 3 |  |  | 0.98 |  | Outdoor | near ground mount
Solar Registration Program | NJSRRE1541805469 | Martinsville | 8836 | 5 | 29.14 | Residential | Yes | Behind the Meter | Solar Energy World | JCP&L | Accepted | 2019-08-08 | 2019-08-23 | 2020-08-23 | LONGi Green Energy Technology | LR6-60PE-310M | Solar Panels |  | 0.31 | 94 | 165 | 33 |  | Fixed | Roof
Solar Registration Program | NJSRRE1541805469 | Martinsville | 8836 | 5 | 29.14 | Residential | Yes | Behind the Meter | Solar Energy World | JCP&L | Accepted | 2019-08-08 | 2019-08-23 | 2020-08-23 | Solar Edge | SE11400H-USRGM | Inverters | 11400 |  | 1 |  |  | 0.98 |  | Outside | near meter
Solar Registration Program | NJSRRE1542540177 | Salem | 8079 | 16 | 29.14 | Residential | Yes | Behind the Meter | Sun Up Zero Down | AC Electric | Accepted | 2019-10-14 | 2019-10-16 | 2020-10-16 | Trina | TSM-310 DD05A.05 (II) | Solar Panels |  | 0.31 | 52 | 156 | 20 |  | Fixed | Roof
Solar Registration Program | NJSRRE1542540177 | Salem | 8079 | 16 | 29.14 | Residential | Yes | Behind the Meter | Sun Up Zero Down | AC Electric | Accepted | 2019-10-14 | 2019-10-16 | 2020-10-16 | Trina | TSM-310 DD05A.05 (II) | Solar Panels |  | 0.31 | 10 | 336 | 20 |  | Fixed | Roof
Solar Registration Program | NJSRRE1542540177 | Salem | 8079 | 16 | 29.14 | Residential | Yes | Behind the Meter | Sun Up Zero Down | AC Electric | Accepted | 2019-10-14 | 2019-10-16 | 2020-10-16 | Trina | TSM-310 DD05A.05 (II) | Solar Panels |  | 0.31 | 16 | 156 | 22 |  | Fixed | Roof
Solar Registration Program | NJSRRE1542540177 | Salem | 8079 | 16 | 29.14 | Residential | Yes | Behind the Meter | Sun Up Zero Down | AC Electric | Accepted | 2019-10-14 | 2019-10-16 | 2020-10-16 | Trina | TSM-310 DD05A.05 (II) | Solar Panels |  | 0.31 | 16 | 247 | 20 |  | Fixed | Roof
Solar Registration Program | NJSRRE1542540177 | Salem | 8079 | 16 | 29.14 | Residential | Yes | Behind the Meter | Sun Up Zero Down | AC Electric | Accepted | 2019-10-14 | 2019-10-16 | 2020-10-16 | Enphase | IQ7-60-2-US | Inverters | 310 |  | 94 |  |  | 0.976 |  | Other | outside wall
Solar Registration Program | NJSRRE1542431671 | FREEHOLD | 7728 | 17 | 29.4 | Residential | No | Behind the Meter | SEA BRIGHT SOLAR, LLC | JCP&L | Accepted | 2019-09-24 | 2019-09-26 | 2020-09-26 | SUNPOWER | SPR-X21-350-BLK-AC | Solar Panels |  | 0.35 | 19 | 102 | 36 |  | Fixed | Roof | EAST
Solar Registration Program | NJSRRE1542431671 | FREEHOLD | 7728 | 17 | 29.4 | Residential | No | Behind the Meter | SEA BRIGHT SOLAR, LLC | JCP&L | Accepted | 2019-09-24 | 2019-09-26 | 2020-09-26 | SUNPOWER | SPR-X21-350-BLK-AC | Solar Panels |  | 0.35 | 15 | 102 | 36 |  | Fixed | Roof | EAST
Solar Registration Program | NJSRRE1542431671 | FREEHOLD | 7728 | 17 | 29.4 | Residential | No | Behind the Meter | SEA BRIGHT SOLAR, LLC | JCP&L | Accepted | 2019-09-24 | 2019-09-26 | 2020-09-26 | SUNPOWER | SPR-X21-350-BLK-AC | Solar Panels |  | 0.35 | 44 | 102 | 36 |  | Fixed | Roof | EAST
Solar Registration Program | NJSRRE1542431671 | FREEHOLD | 7728 | 17 | 29.4 | Residential | No | Behind the Meter | SEA BRIGHT SOLAR, LLC | JCP&L | Accepted | 2019-09-24 | 2019-09-26 | 2020-09-26 | SUNPOWER | SPR-X21-350-BLK-AC | Solar Panels |  | 0.35 | 6 | 102 | 36 |  | Fixed | Roof | EAST
Solar Registration Program | NJSRRE1542431671 | FREEHOLD | 7728 | 17 | 29.4 | Residential | No | Behind the Meter | SEA BRIGHT SOLAR, LLC | JCP&L | Accepted | 2019-09-24 | 2019-09-26 | 2020-09-26 | SUNPOWER | SPR-X21-350-BLK-AC | Inverters | 320 |  | 84 |  |  | 0.96 |  | Outside | BENEATH ARRAY
Solar Registration Program | NJSRRE1541016373 | Franklinville | 8322 | 15 | 29.43 | Residential | Yes | Behind the Meter | SunnyMac LLC | AC Electric | Accepted | 2019-05-17 | 2019-05-21 | 2020-05-21 | Sunpower | SPR-E20-327 | Solar Panels |  | 0.327 | 90 | 150 | 9 |  | Fixed | Ground
Solar Registration Program | NJSRRE1541016373 | Franklinville | 8322 | 15 | 29.43 | Residential | Yes | Behind the Meter | SunnyMac LLC | AC Electric | Accepted | 2019-05-17 | 2019-05-21 | 2020-05-21 | Sunpower | SPR-E20-327 | Inverters | 0.32 |  | 90 |  |  | 0.99 |  | Outside | Ground
Solar Registration Program | NJSRRE1542431549 | Lebanon | 8833 | 4 | 29.45 | Residential | Yes | Behind the Meter | Solar Energy World | JCP&L | Accepted | 2019-09-24 | 2019-10-25 | 2020-10-25 | LONGi Green Energy Technology | LR6-60PE-310M | Solar Panels |  | 0.31 | 95 | 128 | 33 |  | Fixed | Roof
Solar Registration Program | NJSRRE1542431549 | Lebanon | 8833 | 4 | 29.45 | Residential | Yes | Behind the Meter | Solar Energy World | JCP&L | Accepted | 2019-09-24 | 2019-10-25 | 2020-10-25 | Solar Edge | SE10000H-USRGM | Inverters | 10000 |  | 3 |  |  | 0.98 |  | Outside | near meter
Solar Registration Program | NJSRRE1540412833 | Marlboro | 7746 | 17 | 29.48 | Residential | Yes | Behind the Meter | Pro Custom Solar dba Momentum Solar | JCP&L | Accepted | 2019-03-01 | 2019-03-04 | 2020-03-04 | LG | LG 335N1C-A5 | Solar Panels |  | 0.335 | 17 | 203 | 40 |  | Fixed | Roof
Solar Registration Program | NJSRRE1540412833 | Marlboro | 7746 | 17 | 29.48 | Residential | Yes | Behind the Meter | Pro Custom Solar dba Momentum Solar | JCP&L | Accepted | 2019-03-01 | 2019-03-04 | 2020-03-04 | LG | LG 335N1C-A5 | Solar Panels |  | 0.335 | 27 | 113 | 30 |  | Fixed | Roof
Solar Registration Program | NJSRRE1540412833 | Marlboro | 7746 | 17 | 29.48 | Residential | Yes | Behind the Meter | Pro Custom Solar dba Momentum Solar | JCP&L | Accepted | 2019-03-01 | 2019-03-04 | 2020-03-04 | LG | LG 335N1C-A5 | Solar Panels |  | 0.335 | 12 | 293 | 30 |  | Fixed | Roof
Solar Registration Program | NJSRRE1540412833 | Marlboro | 7746 | 17 | 29.48 | Residential | Yes | Behind the Meter | Pro Custom Solar dba Momentum Solar | JCP&L | Accepted | 2019-03-01 | 2019-03-04 | 2020-03-04 | LG | LG 335N1C-A5 | Solar Panels |  | 0.335 | 8 | 203 | 40 |  | Fixed | Roof
Solar Registration Program | NJSRRE1540412833 | Marlboro | 7746 | 17 | 29.48 | Residential | Yes | Behind the Meter | Pro Custom Solar dba Momentum Solar | JCP&L | Accepted | 2019-03-01 | 2019-03-04 | 2020-03-04 | LG | LG 335N1C-A5 | Solar Panels |  | 0.335 | 19 | 23 | 40 |  | Fixed | Roof
Solar Registration Program | NJSRRE1540412833 | Marlboro | 7746 | 17 | 29.48 | Residential | Yes | Behind the Meter | Pro Custom Solar dba Momentum Solar | JCP&L | Accepted | 2019-03-01 | 2019-03-04 | 2020-03-04 | LG | LG 335N1C-A5 | Solar Panels |  | 0.335 | 5 | 203 | 40 |  | Fixed | Roof
Solar Registration Program | NJSRRE1540412833 | Marlboro | 7746 | 17 | 29.48 | Residential | Yes | Behind the Meter | Pro Custom Solar dba Momentum Solar | JCP&L | Accepted | 2019-03-01 | 2019-03-04 | 2020-03-04 | ENPHASE | IQ7-60-2-US | Inverters | 250 |  | 88 |  |  | 0.97 |  | Outdoor | ROOF
Solar Registration Program | NJSRRE1541039148 | Princeton Twp | 8540 | 12 | 29.58 | Residential | Yes | Behind the Meter | Sunrun Installation Services, Inc. | PSE&G | Accepted | 2019-05-23 | 2019-05-29 | 2020-05-29 | REC Solar | REC290TP2 BLK | Solar Panels |  | 0.29 | 12 | 39 | 19 |  | Fixed | Roof
Solar Registration Program | NJSRRE1541039148 | Princeton Twp | 8540 | 12 | 29.58 | Residential | Yes | Behind the Meter | Sunrun Installation Services, Inc. | PSE&G | Accepted | 2019-05-23 | 2019-05-29 | 2020-05-29 | REC Solar | REC290TP2 BLK | Solar Panels |  | 0.29 | 11 | 39 | 19 |  | Fixed | Roof
Solar Registration Program | NJSRRE1541039148 | Princeton Twp | 8540 | 12 | 29.58 | Residential | Yes | Behind the Meter | Sunrun Installation Services, Inc. | PSE&G | Accepted | 2019-05-23 | 2019-05-29 | 2020-05-29 | REC Solar | REC290TP2 BLK | Solar Panels |  | 0.29 | 12 | 129 | 18 |  | Fixed | Roof
Solar Registration Program | NJSRRE1541039148 | Princeton Twp | 8540 | 12 | 29.58 | Residential | Yes | Behind the Meter | Sunrun Installation Services, Inc. | PSE&G | Accepted | 2019-05-23 | 2019-05-29 | 2020-05-29 | REC Solar | REC290TP2 BLK | Solar Panels |  | 0.29 | 20 | 129 | 18 |  | Fixed | Roof
Solar Registration Program | NJSRRE1541039148 | Princeton Twp | 8540 | 12 | 29.58 | Residential | Yes | Behind the Meter | Sunrun Installation Services, Inc. | PSE&G | Accepted | 2019-05-23 | 2019-05-29 | 2020-05-29 | REC Solar | REC290TP2 BLK | Solar Panels |  | 0.29 | 29 | 129 | 18 |  | Fixed | Roof
Solar Registration Program | NJSRRE1541039148 | Princeton Twp | 8540 | 12 | 29.58 | Residential | Yes | Behind the Meter | Sunrun Installation Services, Inc. | PSE&G | Accepted | 2019-05-23 | 2019-05-29 | 2020-05-29 | REC Solar | REC290TP2 BLK | Solar Panels |  | 0.29 | 18 | 39 | 19 |  | Fixed | Roof
Solar Registration Program | NJSRRE1541039148 | Princeton Twp | 8540 | 12 | 29.58 | Residential | Yes | Behind the Meter | Sunrun Installation Services, Inc. | PSE&G | Accepted | 2019-05-23 | 2019-05-29 | 2020-05-29 | SMA America | SB7.7-1SP-US-40 | Inverters | 7680 |  | 3 |  |  | 0.96 |  | Outdoor | Next To Meter
Solar Registration Program | NJSRRE1541039148 | Princeton Twp | 8540 | 12 | 29.58 | Residential | Yes | Behind the Meter | Sunrun Installation Services, Inc. | PSE&G | Accepted | 2019-05-23 | 2019-05-29 | 2020-05-29 | SMA America | SB7.0-1SP-US-40 | Inverters | 7000 |  | 1 |  |  | 0.96 |  | Outdoor | Next To Meter
Solar Registration Program | NJSRRE1541415065 | Toms River | 8755 | 18 | 29.58 | Residential | No | Behind the Meter | Summit Solar Company LLC | JCP&L | Accepted | 2019-06-17 | 2019-06-20 | 2020-06-20 | REC SOLAR | REC SOLAR REC290TP2 | Solar Panels |  | 0.29 | 26 | 100 | 30 |  | Fixed | Roof
Solar Registration Program | NJSRRE1541415065 | Toms River | 8755 | 18 | 29.58 | Residential | No | Behind the Meter | Summit Solar Company LLC | JCP&L | Accepted | 2019-06-17 | 2019-06-20 | 2020-06-20 | REC SOLAR | REC SOLAR REC290TP2 | Solar Panels |  | 0.29 | 29 | 280 | 30 |  | Fixed | Roof
Solar Registration Program | NJSRRE1541415065 | Toms River | 8755 | 18 | 29.58 | Residential | No | Behind the Meter | Summit Solar Company LLC | JCP&L | Accepted | 2019-06-17 | 2019-06-20 | 2020-06-20 | REC SOLAR | REC SOLAR REC290TP2 | Solar Panels |  | 0.29 | 8 | 190 | 18 |  | Fixed | Roof
Solar Registration Program | NJSRRE1541415065 | Toms River | 8755 | 18 | 29.58 | Residential | No | Behind the Meter | Summit Solar Company LLC | JCP&L | Accepted | 2019-06-17 | 2019-06-20 | 2020-06-20 | REC SOLAR | REC SOLAR REC290TP2 | Solar Panels |  | 0.29 | 13 | 190 | 30 |  | Fixed | Roof
Solar Registration Program | NJSRRE1541415065 | Toms River | 8755 | 18 | 29.58 | Residential | No | Behind the Meter | Summit Solar Company LLC | JCP&L | Accepted | 2019-06-17 | 2019-06-20 | 2020-06-20 | REC SOLAR | REC SOLAR REC290TP2 | Solar Panels |  | 0.29 | 13 | 10 | 45 |  | Fixed | Roof
Solar Registration Program | NJSRRE1541415065 | Toms River | 8755 | 18 | 29.58 | Residential | No | Behind the Meter | Summit Solar Company LLC | JCP&L | Accepted | 2019-06-17 | 2019-06-20 | 2020-06-20 | REC SOLAR | REC SOLAR REC290TP2 | Solar Panels |  | 0.29 | 13 | 190 | 45 |  | Fixed | Roof
Solar Registration Program | NJSRRE1541415065 | Toms River | 8755 | 18 | 29.58 | Residential | No | Behind the Meter | Summit Solar Company LLC | JCP&L | Accepted | 2019-06-17 | 2019-06-20 | 2020-06-20 | SOLAREDGE | SOLAREDGE 11400A-US RGM | Inverters | 11400 |  | 2 |  |  | 0.99 |  | Outside | wall or roof
Solar Registration Program | NJSRRE1541809772 | Greendell | 7839 | 1 | 29.58 | Residential | No | Behind the Meter | Green Power Energy | JCP&L | Accepted | 2019-08-09 | 2019-08-23 | 2020-08-23 | Panasonic | VBHN325KA03 | Solar Panels |  | 0.325 | 91 | 164 | 30 |  | Fixed | Roof
Solar Registration Program | NJSRRE1541809772 | Greendell | 7839 | 1 | 29.58 | Residential | No | Behind the Meter | Green Power Energy | JCP&L | Accepted | 2019-08-09 | 2019-08-23 | 2020-08-23 | Solar Edge | SE7600H-US | Inverters | 7600 |  | 1 |  |  | 0.97 |  | Outside | next to meter
Solar Registration Program | NJSRRE1541809772 | Greendell | 7839 | 1 | 29.58 | Residential | No | Behind the Meter | Green Power Energy | JCP&L | Accepted | 2019-08-09 | 2019-08-23 | 2020-08-23 | Solar Edge | SE10000H-US | Inverters | 10000 |  | 2 |  |  | 0.97 |  | Outside | next to meter
Solar Registration Program | NJSRRE1540253689 | Paterson | 7514 | 6 | 29.6 | Non Profit | No | Behind the Meter | Geoscape Solar | PSE&G | Final As-Built Received | 2019-01-17 | 2019-01-21 | 2020-01-21 | LG Electronics | LG400N2W-A5 | Solar Panels |  | 0.4 | 32 | 13 | 29 |  | Fixed | Roof
Solar Registration Program | NJSRRE1540253689 | Paterson | 7514 | 6 | 29.6 | Non Profit | No | Behind the Meter | Geoscape Solar | PSE&G | Final As-Built Received | 2019-01-17 | 2019-01-21 | 2020-01-21 | LG Electronics | LG400N2W-A5 | Solar Panels |  | 0.4 | 42 | 193 | 29 |  | Fixed | Roof
Solar Registration Program | NJSRRE1540253689 | Paterson | 7514 | 6 | 29.6 | Non Profit | No | Behind the Meter | Geoscape Solar | PSE&G | Final As-Built Received | 2019-01-17 | 2019-01-21 | 2020-01-21 | Solar Edge | SE10000H-US | Inverters | 10000 |  | 2 |  |  | 0.98 |  | Outside | adj to utility meter
Solar Registration Program | NJSRRE1541718068 | Paterson City | 7503 | 6 | 29.6 | Commercial | No | Behind the Meter | Geoscape Solar | PSE&G | Accepted | 2019-07-30 | 2019-08-02 | 2020-08-02 | LG Electronics | LG400N2W-A5 | Solar Panels |  | 0.4 | 74 | 166 | 4 |  | Fixed | Roof
Solar Registration Program | NJSRRE1541718068 | Paterson City | 7503 | 6 | 29.6 | Commercial | No | Behind the Meter | Geoscape Solar | PSE&G | Accepted | 2019-07-30 | 2019-08-02 | 2020-08-02 | Solar Edge | SE14.4Kus | Inverters | 14400 |  | 1 |  |  | 0.98 |  | Outside | Adj. to the utility meter
Solar Registration Program | NJSRRE1541718068 | Paterson City | 7503 | 6 | 29.6 | Commercial | No | Behind the Meter | Geoscape Solar | PSE&G | Accepted | 2019-07-30 | 2019-08-02 | 2020-08-02 | SolarEdge | SE9kus | Inverters | 9000 |  | 1 |  |  | 0.98 |  | Outside | Adj. to the utility meter
Solar Registration Program | NJSRRE1540833167 | Carneys Point | 8069 | 16 | 29.61 | Non Profit | Yes | Behind the Meter | RCL Enterprises Inc. | AC Electric | Accepted | 2019-04-09 | 2019-04-10 | 2020-04-10 | Hanwha SolarOne | HSL72P6-315Q | Solar Panels |  | 0.315 | 94 | 180 | 25 |  | Fixed | Ground
Solar Registration Program | NJSRRE1540833167 | Carneys Point | 8069 | 16 | 29.61 | Non Profit | Yes | Behind the Meter | RCL Enterprises Inc. | AC Electric | Accepted | 2019-04-09 | 2019-04-10 | 2020-04-10 | Enphase | IQ7plus | Inverters | 27260 |  | 94 |  |  | 0.96 |  | Outdoor | under panels
Solar Registration Program | NJSRRE1543152999 | PILESGROVE | 8098 | 16 | 29.61 | Residential | Yes | Behind the Meter | Vivint Solar Developer, LLC | AC Electric | Accepted | 2019-12-13 | 2019-12-16 | 2020-12-16 | Hanwha | Q.PEAK BLK-G5 315 | Solar Panels |  | 0.315 | 49 | 11 | 36 |  | Fixed | Roof
Solar Registration Program | NJSRRE1543152999 | PILESGROVE | 8098 | 16 | 29.61 | Residential | Yes | Behind the Meter | Vivint Solar Developer, LLC | AC Electric | Accepted | 2019-12-13 | 2019-12-16 | 2020-12-16 | Hanwha | Q.PEAK BLK-G5 315 | Solar Panels |  | 0.315 | 37 | 349 | 16 |  | Fixed | Roof
Solar Registration Program | NJSRRE1543152999 | PILESGROVE | 8098 | 16 | 29.61 | Residential | Yes | Behind the Meter | Vivint Solar Developer, LLC | AC Electric | Accepted | 2019-12-13 | 2019-12-16 | 2020-12-16 | Hanwha | Q.PEAK BLK-G5 315 | Solar Panels |  | 0.315 | 4 | 259 | 28 |  | Fixed | Roof
Solar Registration Program | NJSRRE1543152999 | PILESGROVE | 8098 | 16 | 29.61 | Residential | Yes | Behind the Meter | Vivint Solar Developer, LLC | AC Electric | Accepted | 2019-12-13 | 2019-12-16 | 2020-12-16 | Hanwha | Q.PEAK BLK-G5 315 | Solar Panels |  | 0.315 | 4 | 79 | 28 |  | Fixed | Roof
Solar Registration Program | NJSRRE1543152999 | PILESGROVE | 8098 | 16 | 29.61 | Residential | Yes | Behind the Meter | Vivint Solar Developer, LLC | AC Electric | Accepted | 2019-12-13 | 2019-12-16 | 2020-12-16 | Solar Edge | SE10000H-US | Inverters | 10000 |  | 2 |  |  | 0.992 |  | Outdoor | Near the utility meter
Solar Registration Program | NJSRRE1540103306 | South Hackensack | 7606 | 7 | 29.7 | Commercial | No | Behind the Meter | HESP Construction LLC | PSE&G | Accepted | 2018-12-19 | 2018-12-26 | 2020-06-26 | Ningbo | TDB125X125-72-P 180W | Solar Panels |  | 0.18 | 165 | 194 | 5 |  | Fixed | Roof
Solar Registration Program | NJSRRE1540103306 | South Hackensack | 7606 | 7 | 29.7 | Commercial | No | Behind the Meter | HESP Construction LLC | PSE&G | Accepted | 2018-12-19 | 2018-12-26 | 2020-06-26 | Solectria | PVI 14TL | Inverters | 14000 |  | 2 |  |  | 0.966 |  | Outdoor | near arrays
Solar Registration Program | NJSRRE1540836181 | Willingboro | 8046 | 13 | 29.76 | Residential | Yes | Behind the Meter | SunnyMac LLC | PSE&G | Accepted | 2019-04-22 | 2019-04-22 | 2020-04-22 | Sunpower | SPR-E20-327 | Solar Panels |  | 0.327 | 18 | 300 | 28 |  | Fixed | Roof
Solar Registration Program | NJSRRE1540836181 | Willingboro | 8046 | 13 | 29.76 | Residential | Yes | Behind the Meter | SunnyMac LLC | PSE&G | Accepted | 2019-04-22 | 2019-04-22 | 2020-04-22 | Sunpower | SPR-E20-327 | Solar Panels |  | 0.327 | 14 | 29 | 14 |  | Fixed | Roof
Solar Registration Program | NJSRRE1540836181 | Willingboro | 8046 | 13 | 29.76 | Residential | Yes | Behind the Meter | SunnyMac LLC | PSE&G | Accepted | 2019-04-22 | 2019-04-22 | 2020-04-22 | Sunpower | SPR-E20-327 | Solar Panels |  | 0.327 | 15 | 30 | 42 |  | Fixed | Roof
Solar Registration Program | NJSRRE1540836181 | Willingboro | 8046 | 13 | 29.76 | Residential | Yes | Behind the Meter | SunnyMac LLC | PSE&G | Accepted | 2019-04-22 | 2019-04-22 | 2020-04-22 | Sunpower | SPR-E20-327 | Solar Panels |  | 0.327 | 21 | 120 | 28 |  | Fixed | Roof
Solar Registration Program | NJSRRE1540836181 | Willingboro | 8046 | 13 | 29.76 | Residential | Yes | Behind the Meter | SunnyMac LLC | PSE&G | Accepted | 2019-04-22 | 2019-04-22 | 2020-04-22 | Sunpower | SPR-E20-327 | Solar Panels |  | 0.327 | 5 | 209 | 14 |  | Fixed | Roof
Solar Registration Program | NJSRRE1540836181 | Willingboro | 8046 | 13 | 29.76 | Residential | Yes | Behind the Meter | SunnyMac LLC | PSE&G | Accepted | 2019-04-22 | 2019-04-22 | 2020-04-22 | Sunpower | SPR-E20-327 | Solar Panels |  | 0.327 | 18 | 210 | 43 |  | Fixed | Roof
Solar Registration Program | NJSRRE1540836181 | Willingboro | 8046 | 13 | 29.76 | Residential | Yes | Behind the Meter | SunnyMac LLC | PSE&G | Accepted | 2019-04-22 | 2019-04-22 | 2020-04-22 | Sunpower | SPR-E20-327 | Inverters | 0.32 |  | 91 |  |  | 0.99 |  | Outside | Roof
Solar Registration Program | NJSRRE1540919023 | Mansfield | 8022 | 13 | 29.76 | Residential | Yes | Behind the Meter | SunPower Corporation, Systems | PSE&G | Accepted | 2019-05-02 | 2019-05-07 | 2020-05-07 | SUNPOWER | SPR-E20-327-E-AC | Solar Panels |  | 0.327 | 25 | 120 | 18 |  | Fixed | Roof
Solar Registration Program | NJSRRE1540919023 | Mansfield | 8022 | 13 | 29.76 | Residential | Yes | Behind the Meter | SunPower Corporation, Systems | PSE&G | Accepted | 2019-05-02 | 2019-05-07 | 2020-05-07 | SUNPOWER | SPR-E20-327-E-AC | Solar Panels |  | 0.327 | 18 | 50 | 18 |  | Fixed | Roof
Solar Registration Program | NJSRRE1540919023 | Mansfield | 8022 | 13 | 29.76 | Residential | Yes | Behind the Meter | SunPower Corporation, Systems | PSE&G | Accepted | 2019-05-02 | 2019-05-07 | 2020-05-07 | SUNPOWER | SPR-E20-327-E-AC | Solar Panels |  | 0.327 | 38 | 220 | 18 |  | Fixed | Roof
Solar Registration Program | NJSRRE1540919023 | Mansfield | 8022 | 13 | 29.76 | Residential | Yes | Behind the Meter | SunPower Corporation, Systems | PSE&G | Accepted | 2019-05-02 | 2019-05-07 | 2020-05-07 | SUNPOWER | SPR-E20-327-E-AC | Solar Panels |  | 0.327 | 10 | 320 | 18 |  | Fixed | Roof
Solar Registration Program | NJSRRE1540919023 | Mansfield | 8022 | 13 | 29.76 | Residential | Yes | Behind the Meter | SunPower Corporation, Systems | PSE&G | Accepted | 2019-05-02 | 2019-05-07 | 2020-05-07 | SUNPOWER | SPR-E20-327-E-AC | Inverters | 320 |  | 91 |  |  | 0.96 |  | Other | under each panel
Solar Registration Program | NJSRRE1541699186 | newton | 7850 | 3 | 29.76 | Residential | Yes | Behind the Meter | Vision Solar LLC | JCP&L | Accepted | 2019-07-24 | 2019-07-26 | 2020-07-26 | sunpower | e20-327-e-ac | Solar Panels |  | 0.327 | 53 | 267 | 22 |  | Fixed | Roof
Solar Registration Program | NJSRRE1541699186 | newton | 7850 | 3 | 29.76 | Residential | Yes | Behind the Meter | Vision Solar LLC | JCP&L | Accepted | 2019-07-24 | 2019-07-26 | 2020-07-26 | sunpower | e20-327-e-ac | Solar Panels |  | 0.327 | 8 | 177 | 22 |  | Fixed | Roof
Solar Registration Program | NJSRRE1541699186 | newton | 7850 | 3 | 29.76 | Residential | Yes | Behind the Meter | Vision Solar LLC | JCP&L | Accepted | 2019-07-24 | 2019-07-26 | 2020-07-26 | sunpower | e20-327-e-ac | Solar Panels |  | 0.327 | 30 | 87 | 22 |  | Fixed | Roof
Solar Registration Program | NJSRRE1541699186 | newton | 7850 | 3 | 29.76 | Residential | Yes | Behind the Meter | Vision Solar LLC | JCP&L | Accepted | 2019-07-24 | 2019-07-26 | 2020-07-26 | sunpower | e20-327-e-ac | Inverters | 0.32 |  | 91 |  |  | 0.96 |  | Other | behind panels
Solar Registration Program | NJSRRE1541731354 | Woodstown | 8098 | 16 | 29.76 | Residential | Yes | Behind the Meter | Vision Solar LLC | AC Electric | Accepted | 2019-08-02 | 2019-08-27 | 2020-08-27 | sunpower | e20-327-e-ac | Solar Panels |  | 0.327 | 30 | 180 | 30 |  | Fixed | Roof
Solar Registration Program | NJSRRE1541731354 | Woodstown | 8098 | 16 | 29.76 | Residential | Yes | Behind the Meter | Vision Solar LLC | AC Electric | Accepted | 2019-08-02 | 2019-08-27 | 2020-08-27 | sunpower | e20-327-e-ac | Solar Panels |  | 0.327 | 32 | 180 | 30 |  | Fixed | Roof
Solar Registration Program | NJSRRE1541731354 | Woodstown | 8098 | 16 | 29.76 | Residential | Yes | Behind the Meter | Vision Solar LLC | AC Electric | Accepted | 2019-08-02 | 2019-08-27 | 2020-08-27 | sunpower | e20-327-e-ac | Solar Panels |  | 0.327 | 29 | 180 | 30 |  | Fixed | Roof
Solar Registration Program | NJSRRE1541731354 | Woodstown | 8098 | 16 | 29.76 | Residential | Yes | Behind the Meter | Vision Solar LLC | AC Electric | Accepted | 2019-08-02 | 2019-08-27 | 2020-08-27 | sunpower | e20-327-e-ac | Inverters | 0.32 |  | 91 |  |  | 0.96 |  | Other | behind panels
Solar Registration Program | NJSRRE1543041771 | Washington | 7882 | 2 | 29.76 | Farm | No | Behind the Meter | Eznergy | JCP&L | Accepted | 2019-11-06 | 2019-11-11 | 2020-11-11 | Trina | TSM310 | Solar Panels |  | 0.31 | 96 | 180 | 20 |  | Fixed | Ground
Solar Registration Program | NJSRRE1543041771 | Washington | 7882 | 2 | 29.76 | Farm | No | Behind the Meter | Eznergy | JCP&L | Accepted | 2019-11-06 | 2019-11-11 | 2020-11-11 | Enphase | IQ7 | Inverters | 240 |  | 96 |  |  | 0.97 |  | Outdoor | Under panels on rails
Solar Registration Program | NJSRRE1543433864 | Red Bank | 7701 | 17 | 29.76 | Residential | Yes | Behind the Meter | Green House Solar | JCP&L | Accepted | 2019-11-21 | 2019-11-25 | 2020-11-25 | Sunpower | SPR-e20-327-E-AC | Solar Panels |  | 0.327 | 6 | 120 | 27 |  | Fixed | Roof
Solar Registration Program | NJSRRE1543433864 | Red Bank | 7701 | 17 | 29.76 | Residential | Yes | Behind the Meter | Green House Solar | JCP&L | Accepted | 2019-11-21 | 2019-11-25 | 2020-11-25 | Sunpower | SPR-e20-327-E-AC | Solar Panels |  | 0.327 | 7 | 120 | 22 |  | Fixed | Roof
Solar Registration Program | NJSRRE1543433864 | Red Bank | 7701 | 17 | 29.76 | Residential | Yes | Behind the Meter | Green House Solar | JCP&L | Accepted | 2019-11-21 | 2019-11-25 | 2020-11-25 | Sunpower | SPR-e20-327-E-AC | Solar Panels |  | 0.327 | 71 | 210 | 20 |  | Fixed | Roof
Solar Registration Program | NJSRRE1543433864 | Red Bank | 7701 | 17 | 29.76 | Residential | Yes | Behind the Meter | Green House Solar | JCP&L | Accepted | 2019-11-21 | 2019-11-25 | 2020-11-25 | Sunpower | SPR-e20-327-E-AC | Solar Panels |  | 0.327 | 7 | 210 | 27 |  | Fixed | Roof
Solar Registration Program | NJSRRE1543433864 | Red Bank | 7701 | 17 | 29.76 | Residential | Yes | Behind the Meter | Green House Solar | JCP&L | Accepted | 2019-11-21 | 2019-11-25 | 2020-11-25 | Enphase | IQ7XS | Inverters | 315 |  | 91 |  |  | 0.975 |  | Other | Panel Mounted
Solar Registration Program | NJSRRE1543498537 | Barnegat | 8005 | 18 | 29.76 | Residential | Yes | Behind the Meter | Solar Energy World | AC Electric | Accepted | 2019-12-06 | 2019-12-10 | 2020-12-10 | LONGi Green Energy Technology | LR6-60HPB-310M | Solar Panels |  | 0.31 | 96 | 180 | 22 |  | Fixed | Roof
Solar Registration Program | NJSRRE1543498537 | Barnegat | 8005 | 18 | 29.76 | Residential | Yes | Behind the Meter | Solar Energy World | AC Electric | Accepted | 2019-12-06 | 2019-12-10 | 2020-12-10 | SMA America | SB 7.0-1SP-US-40 | Inverters | 7000 |  | 4 |  |  | 0.971 |  | Outdoor | near meter
Solar Registration Program | NJSRRE1541698800 | Jamesberg | 8831 | 11 | 29.82 | Commercial | No | Behind the Meter | Green Power Energy | JCP&L | Accepted | 2019-07-24 | 2019-07-26 | 2020-07-26 | LG Electronics | LG335N1C-A5 | Solar Panels |  | 0.335 | 56 | 230 | 23 |  | Fixed | Roof
Solar Registration Program | NJSRRE1541698800 | Jamesberg | 8831 | 11 | 29.82 | Commercial | No | Behind the Meter | Green Power Energy | JCP&L | Accepted | 2019-07-24 | 2019-07-26 | 2020-07-26 | LG Electronics | LG335N1C-A5 | Solar Panels |  | 0.335 | 33 | 50 | 23 |  | Fixed | Roof
Solar Registration Program | NJSRRE1541698800 | Jamesberg | 8831 | 11 | 29.82 | Commercial | No | Behind the Meter | Green Power Energy | JCP&L | Accepted | 2019-07-24 | 2019-07-26 | 2020-07-26 | Solar Edge Technologies | SE10000H-US | Inverters | 10000 |  | 3 |  |  | 0.97 |  | Outside | next to meter
Solar Registration Program | NJSRRE1542557483 | Blairstown | 7825 | 2 | 29.87 | Residential | Yes | Behind the Meter | Sunrun Installation Services, Inc. | JCP&L | Accepted | 2019-10-18 | 2019-10-22 | 2020-10-22 | REC Solar | REC290TP2 BLK | Solar Panels |  | 0.29 | 56 | 126 | 18 |  | Fixed | Roof
Solar Registration Program | NJSRRE1542557483 | Blairstown | 7825 | 2 | 29.87 | Residential | Yes | Behind the Meter | Sunrun Installation Services, Inc. | JCP&L | Accepted | 2019-10-18 | 2019-10-22 | 2020-10-22 | REC Solar | REC290TP2 BLK | Solar Panels |  | 0.29 | 47 | 306 | 18 |  | Fixed | Roof
Solar Registration Program | NJSRRE1542557483 | Blairstown | 7825 | 2 | 29.87 | Residential | Yes | Behind the Meter | Sunrun Installation Services, Inc. | JCP&L | Accepted | 2019-10-18 | 2019-10-22 | 2020-10-22 | SolarEdge Technologies | SE11400H-USRGM | Inverters | 11400 |  | 1 |  |  | 0.96 |  | Outdoor | Next To Meter
Solar Registration Program | NJSRRE1542557483 | Blairstown | 7825 | 2 | 29.87 | Residential | Yes | Behind the Meter | Sunrun Installation Services, Inc. | JCP&L | Accepted | 2019-10-18 | 2019-10-22 | 2020-10-22 | SolarEdge Technologies | SE3000H-USRGM | Inverters | 3000 |  | 1 |  |  | 0.96 |  | Outdoor | Next To Meter
Solar Registration Program | NJSRRE1542557483 | Blairstown | 7825 | 2 | 29.87 | Residential | Yes | Behind the Meter | Sunrun Installation Services, Inc. | JCP&L | Accepted | 2019-10-18 | 2019-10-22 | 2020-10-22 | SolarEdge Technologies | SE10000H-USRGM | Inverters | 10000 |  | 1 |  |  | 0.96 |  | Outdoor | Next To Meter
Solar Registration Program | NJSRRE1543464334 | Wharton | 7885 | 3 | 29.87 | Residential | Yes | Behind the Meter | Sunrun Installation Services, Inc. | JCP&L | Accepted | 2019-12-02 | 2019-12-04 | 2020-12-04 | REC Solar | REC290TP2 BLK | Solar Panels |  | 0.29 | 22 | 95 | 18 |  | Fixed | Roof
Solar Registration Program | NJSRRE1543464334 | Wharton | 7885 | 3 | 29.87 | Residential | Yes | Behind the Meter | Sunrun Installation Services, Inc. | JCP&L | Accepted | 2019-12-02 | 2019-12-04 | 2020-12-04 | REC Solar | REC290TP2 BLK | Solar Panels |  | 0.29 | 12 | 275 | 18 |  | Fixed | Roof
Solar Registration Program | NJSRRE1543464334 | Wharton | 7885 | 3 | 29.87 | Residential | Yes | Behind the Meter | Sunrun Installation Services, Inc. | JCP&L | Accepted | 2019-12-02 | 2019-12-04 | 2020-12-04 | REC Solar | REC290TP2 BLK | Solar Panels |  | 0.29 | 34 | 275 | 18 |  | Fixed | Roof
Solar Registration Program | NJSRRE1543464334 | Wharton | 7885 | 3 | 29.87 | Residential | Yes | Behind the Meter | Sunrun Installation Services, Inc. | JCP&L | Accepted | 2019-12-02 | 2019-12-04 | 2020-12-04 | REC Solar | REC290TP2 BLK | Solar Panels |  | 0.29 | 17 | 275 | 18 |  | Fixed | Roof
Solar Registration Program | NJSRRE1543464334 | Wharton | 7885 | 3 | 29.87 | Residential | Yes | Behind the Meter | Sunrun Installation Services, Inc. | JCP&L | Accepted | 2019-12-02 | 2019-12-04 | 2020-12-04 | REC Solar | REC290TP2 BLK | Solar Panels |  | 0.29 | 18 | 95 | 18 |  | Fixed | Roof
Solar Registration Program | NJSRRE1543464334 | Wharton | 7885 | 3 | 29.87 | Residential | Yes | Behind the Meter | Sunrun Installation Services, Inc. | JCP&L | Accepted | 2019-12-02 | 2019-12-04 | 2020-12-04 | SolarEdge Technologies | SE7600H-USRGM | Inverters | 7600 |  | 1 |  |  | 0.96 |  | Outdoor | Next To Meter
Solar Registration Program | NJSRRE1543464334 | Wharton | 7885 | 3 | 29.87 | Residential | Yes | Behind the Meter | Sunrun Installation Services, Inc. | JCP&L | Accepted | 2019-12-02 | 2019-12-04 | 2020-12-04 | SolarEdge Technologies | SE7600A-USS2RGM | Inverters | 7600 |  | 1 |  |  | 0.96 |  | Outdoor | Next To Meter
Solar Registration Program | NJSRRE1543464334 | Wharton | 7885 | 3 | 29.87 | Residential | Yes | Behind the Meter | Sunrun Installation Services, Inc. | JCP&L | Accepted | 2019-12-02 | 2019-12-04 | 2020-12-04 | SolarEdge Technologies | SE11400H-USRGM | Inverters | 11400 |  | 1 |  |  | 0.96 |  | Outdoor | Next To Meter
Solar Registration Program | NJSRRE1540333924 | Mullica Hill | 8062 | 15 | 29.88 | Residential | Yes | Behind the Meter | Vision Solar LLC | AC Electric | Accepted | 2019-02-05 | 2019-02-07 | 2020-02-07 | sunpower | spr-x22-360-d-ac | Solar Panels |  | 0.36 | 42 | 180 | 30 |  | Fixed | Ground
Solar Registration Program | NJSRRE1540333924 | Mullica Hill | 8062 | 15 | 29.88 | Residential | Yes | Behind the Meter | Vision Solar LLC | AC Electric | Accepted | 2019-02-05 | 2019-02-07 | 2020-02-07 | sunpower | spr-x22-360-d-ac | Solar Panels |  | 0.36 | 41 | 180 | 30 |  | Fixed | Ground
Solar Registration Program | NJSRRE1540333924 | Mullica Hill | 8062 | 15 | 29.88 | Residential | Yes | Behind the Meter | Vision Solar LLC | AC Electric | Accepted | 2019-02-05 | 2019-02-07 | 2020-02-07 | sunpower | spr-x22-360-d-ac | Inverters | 0.36 |  | 83 |  |  | 0.96 |  | Other | behind panels
Solar Registration Program | NJSRRE1543474342 | Clifton | 7013 | 6 | 29.93 | Residential | Yes | Behind the Meter | Pro Custom Solar dba Momentum Solar | PSE&G | Accepted | 2019-12-03 | 2019-12-05 | 2020-12-05 | Hanwha | Q.Peak DUO BLK-G5 315 | Solar Panels |  | 0.315 | 18 | 209 | 32 |  | Fixed | Roof
Solar Registration Program | NJSRRE1543474342 | Clifton | 7013 | 6 | 29.93 | Residential | Yes | Behind the Meter | Pro Custom Solar dba Momentum Solar | PSE&G | Accepted | 2019-12-03 | 2019-12-05 | 2020-12-05 | Hanwha | Q.Peak DUO BLK-G5 315 | Solar Panels |  | 0.315 | 38 | 119 | 27 |  | Fixed | Roof
Solar Registration Program | NJSRRE1543474342 | Clifton | 7013 | 6 | 29.93 | Residential | Yes | Behind the Meter | Pro Custom Solar dba Momentum Solar | PSE&G | Accepted | 2019-12-03 | 2019-12-05 | 2020-12-05 | Hanwha | Q.Peak DUO BLK-G5 315 | Solar Panels |  | 0.315 | 24 | 119 | 14 |  | Fixed | Roof
Solar Registration Program | NJSRRE1543474342 | Clifton | 7013 | 6 | 29.93 | Residential | Yes | Behind the Meter | Pro Custom Solar dba Momentum Solar | PSE&G | Accepted | 2019-12-03 | 2019-12-05 | 2020-12-05 | Hanwha | Q.Peak DUO BLK-G5 315 | Solar Panels |  | 0.315 | 5 | 119 | 30 |  | Fixed | Roof
Solar Registration Program | NJSRRE1543474342 | Clifton | 7013 | 6 | 29.93 | Residential | Yes | Behind the Meter | Pro Custom Solar dba Momentum Solar | PSE&G | Accepted | 2019-12-03 | 2019-12-05 | 2020-12-05 | Hanwha | Q.Peak DUO BLK-G5 315 | Solar Panels |  | 0.315 | 10 | 119 | 11 |  | Fixed | Roof
Solar Registration Program | NJSRRE1543474342 | Clifton | 7013 | 6 | 29.93 | Residential | Yes | Behind the Meter | Pro Custom Solar dba Momentum Solar | PSE&G | Accepted | 2019-12-03 | 2019-12-05 | 2020-12-05 | Enphase Energy | IQ6-60-2-US | Inverters | 240 |  | 95 |  |  | 0.97 |  | Outdoor | Roof
Solar Registration Program | NJSRRE1539410571 | Monmouth Beach | 7750 | 17 | 30 | Residential | No | Behind the Meter | Trinity Solar | JCP&L | Accepted | 2018-09-12 | 2018-09-14 | 2020-03-14 | Trina | TSM-300 DD05A.05 | Solar Panels |  | 0.3 | 12 | 103 | 18 |  | Fixed | Roof
Solar Registration Program | NJSRRE1539410571 | Monmouth Beach | 7750 | 17 | 30 | Residential | No | Behind the Meter | Trinity Solar | JCP&L | Accepted | 2018-09-12 | 2018-09-14 | 2020-03-14 | Trina | TSM-300 DD05A.05 | Solar Panels |  | 0.3 | 12 | 283 | 18 |  | Fixed | Roof
Solar Registration Program | NJSRRE1539410571 | Monmouth Beach | 7750 | 17 | 30 | Residential | No | Behind the Meter | Trinity Solar | JCP&L | Accepted | 2018-09-12 | 2018-09-14 | 2020-03-14 | Trina | TSM-300 DD05A.05 | Solar Panels |  | 0.3 | 6 | 103 | 17 |  | Fixed | Roof
Solar Registration Program | NJSRRE1539410571 | Monmouth Beach | 7750 | 17 | 30 | Residential | No | Behind the Meter | Trinity Solar | JCP&L | Accepted | 2018-09-12 | 2018-09-14 | 2020-03-14 | Trina | TSM-300 DD05A.05 | Solar Panels |  | 0.3 | 10 | 13 | 19 |  | Fixed | Roof
Solar Registration Program | NJSRRE1539410571 | Monmouth Beach | 7750 | 17 | 30 | Residential | No | Behind the Meter | Trinity Solar | JCP&L | Accepted | 2018-09-12 | 2018-09-14 | 2020-03-14 | Trina | TSM-300 DD05A.05 | Solar Panels |  | 0.3 | 9 | 283 | 18 |  | Fixed | Roof
Solar Registration Program | NJSRRE1539410571 | Monmouth Beach | 7750 | 17 | 30 | Residential | No | Behind the Meter | Trinity Solar | JCP&L | Accepted | 2018-09-12 | 2018-09-14 | 2020-03-14 | Trina | TSM-300 DD05A.05 | Solar Panels |  | 0.3 | 28 | 193 | 18 |  | Fixed | Roof
Solar Registration Program | NJSRRE1539410571 | Monmouth Beach | 7750 | 17 | 30 | Residential | No | Behind the Meter | Trinity Solar | JCP&L | Accepted | 2018-09-12 | 2018-09-14 | 2020-03-14 | Trina | TSM-300 DD05A.05 | Solar Panels |  | 0.3 | 12 | 103 | 18 |  | Fixed | Roof
Solar Registration Program | NJSRRE1539410571 | Monmouth Beach | 7750 | 17 | 30 | Residential | No | Behind the Meter | Trinity Solar | JCP&L | Accepted | 2018-09-12 | 2018-09-14 | 2020-03-14 | Trina | TSM-300 DD05A.05 | Solar Panels |  | 0.3 | 11 | 193 | 18 |  | Fixed | Roof
Solar Registration Program | NJSRRE1539410571 | Monmouth Beach | 7750 | 17 | 30 | Residential | No | Behind the Meter | Trinity Solar | JCP&L | Accepted | 2018-09-12 | 2018-09-14 | 2020-03-14 | Enphase | IQ7-60-2-US | Inverters | 240 |  | 100 |  |  | 0.97 |  | Outside | side of home
Solar Registration Program | NJSRRE1541703867 | Flemington | 8822 | 4 | 30 | Commercial | No | Behind the Meter | Aston Solar | JCP&L | Accepted | 2019-07-25 | 2019-08-05 | 2020-08-05 | Trina Solar | TSM-375-DE14A | Solar Panels |  | 0.375 | 80 | 140 | 10 |  | Fixed | Roof
Solar Registration Program | NJSRRE1541703867 | Flemington | 8822 | 4 | 30 | Commercial | No | Behind the Meter | Aston Solar | JCP&L | Accepted | 2019-07-25 | 2019-08-05 | 2020-08-05 | SolarEdge | SE30KUS | Inverters | 30000 |  | 1 |  |  | 0.98 |  | Outside | Outside
Solar Registration Program | NJSRRE1541860198 | Glassboro | 8028 | 15 | 30 | Commercial | No | Behind the Meter | CE Team Inc. | AC Electric | Accepted | 2019-08-20 | 2019-08-23 | 2020-08-23 | Trina | tsm-de14a | Solar Panels |  | 0.375 | 16 | 251 | 5 |  | Fixed | Roof
Solar Registration Program | NJSRRE1541860198 | Glassboro | 8028 | 15 | 30 | Commercial | No | Behind the Meter | CE Team Inc. | AC Electric | Accepted | 2019-08-20 | 2019-08-23 | 2020-08-23 | Trina | tsm-de14A | Solar Panels |  | 0.375 | 64 | 161 | 10 |  | Fixed | Roof
Solar Registration Program | NJSRRE1541860198 | Glassboro | 8028 | 15 | 30 | Commercial | No | Behind the Meter | CE Team Inc. | AC Electric | Accepted | 2019-08-20 | 2019-08-23 | 2020-08-23 | Solaredge | SE14400us | Inverters | 28800 |  | 2 |  |  | 0.95 |  | Outdoor | North Wall
Solar Registration Program | NJSRRE1542524733 | East Orange | 7018 | 9 | 30 | Commercial | No | Behind the Meter | Arosa Solar Energy Systems Inc | PSE&G | Accepted | 2019-10-10 | 2019-10-25 | 2020-10-25 | GCL | GCL-M3/72 | Solar Panels |  | 0.375 | 80 | 223 | 10 |  | Fixed | Roof
Solar Registration Program | NJSRRE1542524733 | East Orange | 7018 | 9 | 30 | Commercial | No | Behind the Meter | Arosa Solar Energy Systems Inc | PSE&G | Accepted | 2019-10-10 | 2019-10-25 | 2020-10-25 | SolarEdge | se14.4 K-US | Inverters | 14 |  | 2 |  |  | 0.98 |  | Outdoor | RoofTop
Solar Registration Program | NJSRRE1542525050 | East Orange | 7018 | 9 | 30 | Commercial | No | Behind the Meter | Arosa Solar Energy Systems Inc | PSE&G | Accepted | 2019-10-10 | 2019-10-25 | 2020-10-25 | GCL | GCL-M3/72 | Solar Panels |  | 0.375 | 80 | 126 | 10 |  | Fixed | Roof
Solar Registration Program | NJSRRE1542525050 | East Orange | 7018 | 9 | 30 | Commercial | No | Behind the Meter | Arosa Solar Energy Systems Inc | PSE&G | Accepted | 2019-10-10 | 2019-10-25 | 2020-10-25 | SolarEdge | SE14.kus | Inverters | 14.4 |  | 2 |  |  | 0.99 |  | Outside | RoofTop
Solar Registration Program | NJSRRE1543478383 | Marlboro Township | 7746 | 17 | 30 | Residential | Yes | Behind the Meter | SunPower Corporation, Systems | JCP&L | Accepted | 2019-12-04 | 2019-12-06 | 2020-12-06 | SUNPOWER | SPR-A400-G-AC | Solar Panels |  | 0.4 | 3 | 344 | 36 |  | Fixed | Roof
Solar Registration Program | NJSRRE1543478383 | Marlboro Township | 7746 | 17 | 30 | Residential | Yes | Behind the Meter | SunPower Corporation, Systems | JCP&L | Accepted | 2019-12-04 | 2019-12-06 | 2020-12-06 | SUNPOWER | SPR-A400-G-AC | Solar Panels |  | 0.4 | 2 | 164 | 36 |  | Fixed | Roof
Solar Registration Program | NJSRRE1543478383 | Marlboro Township | 7746 | 17 | 30 | Residential | Yes | Behind the Meter | SunPower Corporation, Systems | JCP&L | Accepted | 2019-12-04 | 2019-12-06 | 2020-12-06 | SUNPOWER | SPR-A400-G-AC | Solar Panels |  | 0.4 | 7 | 74 | 36 |  | Fixed | Roof
Solar Registration Program | NJSRRE1543478383 | Marlboro Township | 7746 | 17 | 30 | Residential | Yes | Behind the Meter | SunPower Corporation, Systems | JCP&L | Accepted | 2019-12-04 | 2019-12-06 | 2020-12-06 | SUNPOWER | SPR-A400-G-AC | Solar Panels |  | 0.4 | 6 | 344 | 36 |  | Fixed | Roof
Solar Registration Program | NJSRRE1543478383 | Marlboro Township | 7746 | 17 | 30 | Residential | Yes | Behind the Meter | SunPower Corporation, Systems | JCP&L | Accepted | 2019-12-04 | 2019-12-06 | 2020-12-06 | SUNPOWER | SPR-A400-G-AC | Solar Panels |  | 0.4 | 22 | 254 | 36 |  | Fixed | Roof
Solar Registration Program | NJSRRE1543478383 | Marlboro Township | 7746 | 17 | 30 | Residential | Yes | Behind the Meter | SunPower Corporation, Systems | JCP&L | Accepted | 2019-12-04 | 2019-12-06 | 2020-12-06 | SUNPOWER | SPR-A400-G-AC | Solar Panels |  | 0.4 | 4 | 254 | 36 |  | Fixed | Roof
Solar Registration Program | NJSRRE1543478383 | Marlboro Township | 7746 | 17 | 30 | Residential | Yes | Behind the Meter | SunPower Corporation, Systems | JCP&L | Accepted | 2019-12-04 | 2019-12-06 | 2020-12-06 | SUNPOWER | SPR-A400-G-AC | Solar Panels |  | 0.4 | 7 | 74 | 36 |  | Fixed | Roof
Solar Registration Program | NJSRRE1543478383 | Marlboro Township | 7746 | 17 | 30 | Residential | Yes | Behind the Meter | SunPower Corporation, Systems | JCP&L | Accepted | 2019-12-04 | 2019-12-06 | 2020-12-06 | SUNPOWER | SPR-A400-G-AC | Solar Panels |  | 0.4 | 24 | 164 | 36 |  | Fixed | Roof
Solar Registration Program | NJSRRE1543478383 | Marlboro Township | 7746 | 17 | 30 | Residential | Yes | Behind the Meter | SunPower Corporation, Systems | JCP&L | Accepted | 2019-12-04 | 2019-12-06 | 2020-12-06 | SUNPOWER | SPR-A400-G-AC | Inverters | 320 |  | 75 |  |  | 0.97 |  | Other | under each panel
Solar Registration Program | NJSRRE1540476845 | Paterson | 7514 | 6 | 30.02 | Commercial | No | Behind the Meter | Geoscape Solar | PSE&G | Final As-Built Received | 2019-03-12 | 2019-03-13 | 2020-03-13 | LG Electronics | LG395N2W-A5 | Solar Panels |  | 0.395 | 76 | 102 | 15 |  | Fixed | Roof
Solar Registration Program | NJSRRE1540476845 | Paterson | 7514 | 6 | 30.02 | Commercial | No | Behind the Meter | Geoscape Solar | PSE&G | Final As-Built Received | 2019-03-12 | 2019-03-13 | 2020-03-13 | Solar Edge | SE9kUS | Inverters | 9000 |  | 1 |  |  | 0.98 |  | Outside | adj to utility meter
Solar Registration Program | NJSRRE1540476845 | Paterson | 7514 | 6 | 30.02 | Commercial | No | Behind the Meter | Geoscape Solar | PSE&G | Final As-Built Received | 2019-03-12 | 2019-03-13 | 2020-03-13 | Solar Edge | SE14.4kUS | Inverters | 14400 |  | 1 |  |  | 0.98 |  | Outside | adj to utility meter
Solar Registration Program | NJSRRE1541077118 | Morris Plains | 7950 | 3 | 30.03 | Commercial | No | Behind the Meter | Eznergy | JCP&L | Accepted | 2019-06-04 | 2019-06-07 | 2020-06-07 | Hanwha | Q-Cell 390 | Solar Panels |  | 0.39 | 77 | 208 | 18 |  | Fixed | Roof
Solar Registration Program | NJSRRE1541077118 | Morris Plains | 7950 | 3 | 30.03 | Commercial | No | Behind the Meter | Eznergy | JCP&L | Accepted | 2019-06-04 | 2019-06-07 | 2020-06-07 | Solar Edge | SE10KUS | Inverters | 10000 |  | 1 |  |  | 0.98 |  | Outside | near meter
Solar Registration Program | NJSRRE1541077118 | Morris Plains | 7950 | 3 | 30.03 | Commercial | No | Behind the Meter | Eznergy | JCP&L | Accepted | 2019-06-04 | 2019-06-07 | 2020-06-07 | Solar Edge | SE20KUS | Inverters | 20000 |  | 1 |  |  | 0.98 |  | Outside | near meter
Solar Registration Program | NJSRRE1540814566 | Bedminster | 7921 | 5 | 30.24 | Residential | No | Behind the Meter | Green Power Energy | JCP&L | As-Built Incomplete | 2019-04-03 | 2019-05-01 | 2020-05-01 | S-Energy | SN360M-10 | Solar Panels |  | 0.36 | 28 | 175 | 20 |  | Fixed | Roof
Solar Registration Program | NJSRRE1540814566 | Bedminster | 7921 | 5 | 30.24 | Residential | No | Behind the Meter | Green Power Energy | JCP&L | As-Built Incomplete | 2019-04-03 | 2019-05-01 | 2020-05-01 | S-Energy | SN360M-10 | Solar Panels |  | 0.36 | 28 | 175 | 20 |  | Fixed | Roof
Solar Registration Program | NJSRRE1540814566 | Bedminster | 7921 | 5 | 30.24 | Residential | No | Behind the Meter | Green Power Energy | JCP&L | As-Built Incomplete | 2019-04-03 | 2019-05-01 | 2020-05-01 | S-Energy | SN360M-10 | Solar Panels |  | 0.36 | 28 | 175 | 20 |  | Fixed | Roof
Solar Registration Program | NJSRRE1540814566 | Bedminster | 7921 | 5 | 30.24 | Residential | No | Behind the Meter | Green Power Energy | JCP&L | As-Built Incomplete | 2019-04-03 | 2019-05-01 | 2020-05-01 | SOLAR EDGE | SE3800H-US | Inverters | 3800 |  | 1 |  |  | 0.98 |  | Outside | OUTSIDE
Solar Registration Program | NJSRRE1540814566 | Bedminster | 7921 | 5 | 30.24 | Residential | No | Behind the Meter | Green Power Energy | JCP&L | As-Built Incomplete | 2019-04-03 | 2019-05-01 | 2020-05-01 | Solar Edge | SE11400H-US | Inverters | 11400 |  | 2 |  |  | 0.98 |  | Outside | next to meter
Solar Registration Program | NJSRRE1540814566 | Bedminster | 7921 | 5 | 30.24 | Residential | No | Behind the Meter | Green Power Energy | JCP&L | As-Built Incomplete | 2019-04-03 | 2019-05-01 | 2020-05-01 | Itron | CL200 | Meters |  |  | 1 |  |  |  | Yes | Outdoor
Solar Registration Program | NJSRRE1542390029 | New Grenta | 8087 | 18 | 30.24 | Residential | No | Behind the Meter | Trinity Solar | AC Electric | Accepted | 2019-09-11 | 2019-09-13 | 2020-09-13 | Hanhwa | Q.PEAK DUO BLK-G5 315 | Solar Panels |  | 0.315 | 49 | 258 | 5 |  | Fixed | Roof
Solar Registration Program | NJSRRE1542390029 | New Grenta | 8087 | 18 | 30.24 | Residential | No | Behind the Meter | Trinity Solar | AC Electric | Accepted | 2019-09-11 | 2019-09-13 | 2020-09-13 | Hanwha | Q.PEAK DUO BLK-G5 315 | Solar Panels |  | 0.315 | 47 | 78 | 5 |  | Fixed | Roof
Solar Registration Program | NJSRRE1542390029 | New Grenta | 8087 | 18 | 30.24 | Residential | No | Behind the Meter | Trinity Solar | AC Electric | Accepted | 2019-09-11 | 2019-09-13 | 2020-09-13 | Solar Edge | SE11400 | Inverters | 11400 |  | 2 |  |  | 0.97 |  | Outside | side of home
Solar Registration Program | NJSRRE1543433880 | Lakewood | 8701 | 18 | 30.38 | Residential | No | Behind the Meter | Powerlutions | JCP&L | Accepted | 2019-11-21 | 2019-11-25 | 2020-11-25 | Trina | TSM-375DEG14 | Solar Panels |  | 0.375 | 54 | 225 | 14 |  | Fixed | Roof
Solar Registration Program | NJSRRE1543433880 | Lakewood | 8701 | 18 | 30.38 | Residential | No | Behind the Meter | Powerlutions | JCP&L | Accepted | 2019-11-21 | 2019-11-25 | 2020-11-25 | Trina | TSM-375DEG14 | Solar Panels |  | 0.375 | 17 | 224 | 32 |  | Fixed | Roof
Solar Registration Program | NJSRRE1543433880 | Lakewood | 8701 | 18 | 30.38 | Residential | No | Behind the Meter | Powerlutions | JCP&L | Accepted | 2019-11-21 | 2019-11-25 | 2020-11-25 | trina | TSM-375DEG14 | Solar Panels |  | 0.375 | 10 | 134 | 26 |  | Fixed | Roof
Solar Registration Program | NJSRRE1543433880 | Lakewood | 8701 | 18 | 30.38 | Residential | No | Behind the Meter | Powerlutions | JCP&L | Accepted | 2019-11-21 | 2019-11-25 | 2020-11-25 | SolarEdge | SE11400H-US | Inverters | 11.4 |  | 2 |  |  | 0.99 |  | Outdoor | near meter
Solar Registration Program | NJSRRE1542547465 | Oceanview | 8230 | 21 | 30.71 | Residential | No | Behind the Meter | Castle Energy, LLC | AC Electric | Accepted | 2019-10-16 | 2019-10-18 | 2020-10-18 | LG Electronics | LG370Q1C-V5 | Solar Panels |  | 0.37 | 7 | 342 | 38 |  | Fixed | Roof
Solar Registration Program | NJSRRE1542547465 | Oceanview | 8230 | 21 | 30.71 | Residential | No | Behind the Meter | Castle Energy, LLC | AC Electric | Accepted | 2019-10-16 | 2019-10-18 | 2020-10-18 | LG Electronics | LG370Q1C-V5 | Solar Panels |  | 0.37 | 11 | 253 | 43 |  | Fixed | Roof
Solar Registration Program | NJSRRE1542547465 | Oceanview | 8230 | 21 | 30.71 | Residential | No | Behind the Meter | Castle Energy, LLC | AC Electric | Accepted | 2019-10-16 | 2019-10-18 | 2020-10-18 | LG Electronics | LG370Q1C-V5 | Solar Panels |  | 0.37 | 16 | 253 | 45 |  | Fixed | Roof
Solar Registration Program | NJSRRE1542547465 | Oceanview | 8230 | 21 | 30.71 | Residential | No | Behind the Meter | Castle Energy, LLC | AC Electric | Accepted | 2019-10-16 | 2019-10-18 | 2020-10-18 | LG Electronics | LG370Q1C-V5 | Solar Panels |  | 0.37 | 9 | 162 | 38 |  | Fixed | Roof
Solar Registration Program | NJSRRE1542547465 | Oceanview | 8230 | 21 | 30.71 | Residential | No | Behind the Meter | Castle Energy, LLC | AC Electric | Accepted | 2019-10-16 | 2019-10-18 | 2020-10-18 | LG Electronics | LG370Q1C-V5 | Solar Panels |  | 0.37 | 17 | 162 | 38 |  | Fixed | Roof
Solar Registration Program | NJSRRE1542547465 | Oceanview | 8230 | 21 | 30.71 | Residential | No | Behind the Meter | Castle Energy, LLC | AC Electric | Accepted | 2019-10-16 | 2019-10-18 | 2020-10-18 | LG Electronics | LG370Q1C-V5 | Solar Panels |  | 0.37 | 15 | 342 | 38 |  | Fixed | Roof
Solar Registration Program | NJSRRE1542547465 | Oceanview | 8230 | 21 | 30.71 | Residential | No | Behind the Meter | Castle Energy, LLC | AC Electric | Accepted | 2019-10-16 | 2019-10-18 | 2020-10-18 | LG Electronics | LG370Q1C-V5 | Solar Panels |  | 0.37 | 8 | 162 | 38 |  | Fixed | Roof
Solar Registration Program | NJSRRE1542547465 | Oceanview | 8230 | 21 | 30.71 | Residential | No | Behind the Meter | Castle Energy, LLC | AC Electric | Accepted | 2019-10-16 | 2019-10-18 | 2020-10-18 | Enphase Energy | IQ7PLUS-72-2-US | Inverters | 290 |  | 83 |  |  | 0.975 |  | Outside | on the rooftop under each solar panel
Solar Registration Program | NJSRRE1542553723 | Linwood | 8221 | 19 | 30.8 | Residential | No | Behind the Meter | Geoscape Solar | AC Electric | Accepted | 2019-10-17 | 2019-10-21 | 2020-10-21 | LG Electronics | LG350N1C-V5 | Solar Panels |  | 0.35 | 88 | 208 | 20 |  | Fixed | Ground
Solar Registration Program | NJSRRE1542553723 | Linwood | 8221 | 19 | 30.8 | Residential | No | Behind the Meter | Geoscape Solar | AC Electric | Accepted | 2019-10-17 | 2019-10-21 | 2020-10-21 | SolarEdge | SE11400H-US | Inverters | 11400 |  | 2 |  |  | 0.98 |  | Outside | adj. to utility meter
Solar Registration Program | NJSRRE1543498196 | Gloucester Township | 8012 | 14 | 31 | Residential | No | Behind the Meter | Advanced Renewable Solutions | PSE&G | Accepted | 2019-12-06 | 2019-12-10 | 2020-12-10 | TRINA SOLAR | TSM-310DD05A.05 | Solar Panels |  | 0.31 | 100 | 183,273,93 | 35 |  | Fixed | Roof
Solar Registration Program | NJSRRE1543498196 | Gloucester Township | 8012 | 14 | 31 | Residential | No | Behind the Meter | Advanced Renewable Solutions | PSE&G | Accepted | 2019-12-06 | 2019-12-10 | 2020-12-10 | SOLAR EDGE | SE10000H-US000N-NC2 | Inverters | 10000 |  | 1 |  |  | 0.992 |  | Outdoor | Wall mounted, adjacent to Utility Meter and Disconnect
Solar Registration Program | NJSRRE1543498196 | Gloucester Township | 8012 | 14 | 31 | Residential | No | Behind the Meter | Advanced Renewable Solutions | PSE&G | Accepted | 2019-12-06 | 2019-12-10 | 2020-12-10 | SOLAR EDGE | SE11400H-US000N-NC2 | Inverters | 11400 |  | 1 |  |  | 0.992 |  | Outdoor | Wall mounted, adjacent to Utility Meter and Disconnect
Solar Registration Program | NJSRRE1540740298 | Weymouth | 8830 | 11 | 31.02 | Commercial | No | Behind the Meter | SunnyMac LLC | AC Electric | Accepted | 2019-04-11 | 2019-04-11 | 2020-04-11 | Sunpower | SPR-E20-330 | Solar Panels |  | 0.33 | 38 | 125 | 27 |  | Fixed | Roof
Solar Registration Program | NJSRRE1540740298 | Weymouth | 8830 | 11 | 31.02 | Commercial | No | Behind the Meter | SunnyMac LLC | AC Electric | Accepted | 2019-04-11 | 2019-04-11 | 2020-04-11 | Sunpower | SPR-E20-330 | Solar Panels |  | 0.33 | 26 | 125 | 14 |  | Fixed | Roof
Solar Registration Program | NJSRRE1540740298 | Weymouth | 8830 | 11 | 31.02 | Commercial | No | Behind the Meter | SunnyMac LLC | AC Electric | Accepted | 2019-04-11 | 2019-04-11 | 2020-04-11 | Sunpower | SPR-E20-330 | Solar Panels |  | 0.33 | 30 | 215 | 0 |  | Fixed | Roof
Solar Registration Program | NJSRRE1540740298 | Weymouth | 8830 | 11 | 31.02 | Commercial | No | Behind the Meter | SunnyMac LLC | AC Electric | Accepted | 2019-04-11 | 2019-04-11 | 2020-04-11 | Solar Edge | SE114000A-US | Inverters | 0.32 |  | 1 |  |  | 0.99 |  | Outside | Roof
Solar Registration Program | NJSRRE1540740298 | Weymouth | 8830 | 11 | 31.02 | Commercial | No | Behind the Meter | SunnyMac LLC | AC Electric | Accepted | 2019-04-11 | 2019-04-11 | 2020-04-11 | Solar Edge | SE7600A-US | Inverters | 0.32 |  | 1 |  |  | 0.99 |  | Outside | Roof
Solar Registration Program | NJSRRE1539434984 | Galloway | 8205 | 19 | 31.11 | Residential | No | Behind the Meter | Suntuity Solar LLC | AC Electric | Accepted | 2018-09-19 | 2018-09-21 | 2020-03-21 | Hanwha Solar | Q-Cells 305 Mono | Solar Panels |  | 0.305 | 102 | 136 | 20 |  | Fixed | Roof
Solar Registration Program | NJSRRE1539434984 | Galloway | 8205 | 19 | 31.11 | Residential | No | Behind the Meter | Suntuity Solar LLC | AC Electric | Accepted | 2018-09-19 | 2018-09-21 | 2020-03-21 | Enphase Energy | IQ7-60-2-US | Inverters | 240 |  | 102 |  |  | 0.97 |  | Outdoor | Behind the PV Modules
Solar Registration Program | NJSRRE1540479984 | Pilesgrove | 8098 | 16 | 31.11 | Residential | Yes | Behind the Meter | RCL Enterprises Inc. | AC Electric | Accepted | 2019-03-13 | 2019-03-14 | 2020-03-14 | Trina Solar | TSM-305DD05A.05 | Solar Panels |  | 0.305 | 42 | 202 | 18 |  | Fixed | Roof
Solar Registration Program | NJSRRE1540479984 | Pilesgrove | 8098 | 16 | 31.11 | Residential | Yes | Behind the Meter | RCL Enterprises Inc. | AC Electric | Accepted | 2019-03-13 | 2019-03-14 | 2020-03-14 | Trina Solar | TSM-305DD05A05 | Solar Panels |  | 0.305 | 60 | 202 | 29 |  | Fixed | Roof
Solar Registration Program | NJSRRE1540479984 | Pilesgrove | 8098 | 16 | 31.11 | Residential | Yes | Behind the Meter | RCL Enterprises Inc. | AC Electric | Accepted | 2019-03-13 | 2019-03-14 | 2020-03-14 | Enphase | IQ7 | Inverters | 24480 |  | 102 |  |  | 0.96 |  | Outdoor | under panels
Solar Registration Program | NJSRRE1539706300 | South River | 8882 | 11 | 31.2 | Residential | Yes | Behind the Meter | Ampericon | PSE&G | Accepted | 2018-10-29 | 2018-10-31 | 2020-04-30 | Canadian Solar | CSK-325 | Solar Panels |  | 0.325 | 96 | 180 | 25 |  | Fixed | Roof
Solar Registration Program | NJSRRE1539706300 | South River | 8882 | 11 | 31.2 | Residential | Yes | Behind the Meter | Ampericon | PSE&G | Accepted | 2018-10-29 | 2018-10-31 | 2020-04-30 | EnPhase | M250 | Inverters | 250 |  | 96 |  |  | 0.965 |  | Other | Roof
Solar Registration Program | NJSRRE1542043939 | Pompton Plains | 7444 | 3 | 31.32 | Residential | No | Behind the Meter | Vision Solar LLC | JCP&L | Accepted | 2019-09-03 | 2019-09-05 | 2020-09-05 | sunpower | spr-x22-360-e-ac | Solar Panels |  | 0.36 | 34 | 272 | 20 |  | Fixed | Roof
Solar Registration Program | NJSRRE1542043939 | Pompton Plains | 7444 | 3 | 31.32 | Residential | No | Behind the Meter | Vision Solar LLC | JCP&L | Accepted | 2019-09-03 | 2019-09-05 | 2020-09-05 | sunpower | spr-x22-360-e-ac | Solar Panels |  | 0.36 | 33 | 92 | 20 |  | Fixed | Roof
Solar Registration Program | NJSRRE1542043939 | Pompton Plains | 7444 | 3 | 31.32 | Residential | No | Behind the Meter | Vision Solar LLC | JCP&L | Accepted | 2019-09-03 | 2019-09-05 | 2020-09-05 | sunpower | spr-x22-360-e-ac | Solar Panels |  | 0.36 | 10 | 92 | 20 |  | Fixed | Roof
Solar Registration Program | NJSRRE1542043939 | Pompton Plains | 7444 | 3 | 31.32 | Residential | No | Behind the Meter | Vision Solar LLC | JCP&L | Accepted | 2019-09-03 | 2019-09-05 | 2020-09-05 | sunpower | spr-x22-360-e-ac | Solar Panels |  | 0.36 | 10 | 272 | 20 |  | Fixed | Roof
Solar Registration Program | NJSRRE1542043939 | Pompton Plains | 7444 | 3 | 31.32 | Residential | No | Behind the Meter | Vision Solar LLC | JCP&L | Accepted | 2019-09-03 | 2019-09-05 | 2020-09-05 | sunpower | spr-x22-360-e-ac | Inverters | 0.36 |  | 87 |  |  | 0.96 |  | Other | behind panels
Solar Registration Program | NJSRRE1540873739 | Margate City | 8402 | 19 | 31.57 | Commercial | No | Behind the Meter | National Energy Partners | AC Electric | Accepted | 2019-04-23 | 2019-04-24 | 2020-04-24 | Jinko Solar | JKM385M-72H-V | Solar Panels |  | 0.385 | 82 | portrait | 5 |  | Fixed | Roof
Solar Registration Program | NJSRRE1540873739 | Margate City | 8402 | 19 | 31.57 | Commercial | No | Behind the Meter | National Energy Partners | AC Electric | Accepted | 2019-04-23 | 2019-04-24 | 2020-04-24 | Also Energy | LGate 320 | Meters |  |  | 1 |  |  |  |  | Outdoor
Solar Registration Program | NJSRRE1540873739 | Margate City | 8402 | 19 | 31.57 | Commercial | No | Behind the Meter | National Energy Partners | AC Electric | Accepted | 2019-04-23 | 2019-04-24 | 2020-04-24 | Chint | CPS SCA28KTL-DO/US-480 | Inverters | 28000 |  | 1 |  |  | 0.984 |  | Outdoor | Roof
Solar Registration Program | NJSRRE1540764998 | Hammonton | 8037 | 19 | 31.68 | Residential | No | Behind the Meter | Green Power Energy | AC Electric | Accepted | 2019-04-02 | 2019-04-03 | 2020-04-03 | Panasonic | VBHN330SA17 | Solar Panels |  | 0.33 | 96 | 181 | 25 |  | Fixed | Ground
Solar Registration Program | NJSRRE1540764998 | Hammonton | 8037 | 19 | 31.68 | Residential | No | Behind the Meter | Green Power Energy | AC Electric | Accepted | 2019-04-02 | 2019-04-03 | 2020-04-03 | Solar Edge | SE10000H-US | Inverters | 10000 |  | 2 |  |  | 0.97 |  | Outside | next to meter
Solar Registration Program | NJSRRE1540764998 | Hammonton | 8037 | 19 | 31.68 | Residential | No | Behind the Meter | Green Power Energy | AC Electric | Accepted | 2019-04-02 | 2019-04-03 | 2020-04-03 | Solar Edge | SE5000H-US | Inverters | 5000 |  | 1 |  |  | 0.97 |  | Outside | next to meter
Solar Registration Program | NJSRRE1541506091 | Sicklerville | 8081 | 14 | 31.82 | Residential | No | Behind the Meter | Castle Energy, LLC | AC Electric | Accepted | 2019-06-28 | 2019-07-02 | 2020-07-02 | Hanwha QCells | Q.PEAK DUO BLK G5 315 | Solar Panels |  | 0.315 | 13 | 266 | 25 |  | Fixed | Roof
Solar Registration Program | NJSRRE1541506091 | Sicklerville | 8081 | 14 | 31.82 | Residential | No | Behind the Meter | Castle Energy, LLC | AC Electric | Accepted | 2019-06-28 | 2019-07-02 | 2020-07-02 | Hanwha QCells | Q.PEAK DUO BLK G5 315 | Solar Panels |  | 0.315 | 8 | 86 | 25 |  | Fixed | Roof
Solar Registration Program | NJSRRE1541506091 | Sicklerville | 8081 | 14 | 31.82 | Residential | No | Behind the Meter | Castle Energy, LLC | AC Electric | Accepted | 2019-06-28 | 2019-07-02 | 2020-07-02 | Hanwha QCells | Q.PEAK DUO BLK G5 315 | Solar Panels |  | 0.315 | 12 | 176 | 25 |  | Fixed | Roof
Solar Registration Program | NJSRRE1541506091 | Sicklerville | 8081 | 14 | 31.82 | Residential | No | Behind the Meter | Castle Energy, LLC | AC Electric | Accepted | 2019-06-28 | 2019-07-02 | 2020-07-02 | Hanwha QCells | Q.PEAK DUO BLK G5 315 | Solar Panels |  | 0.315 | 24 | 87 | 25 |  | Fixed | Roof
Solar Registration Program | NJSRRE1541506091 | Sicklerville | 8081 | 14 | 31.82 | Residential | No | Behind the Meter | Castle Energy, LLC | AC Electric | Accepted | 2019-06-28 | 2019-07-02 | 2020-07-02 | Hanwha QCells | Q.PEAK DUO BLK G5 315 | Solar Panels |  | 0.315 | 13 | 176 | 25 |  | Fixed | Roof
Solar Registration Program | NJSRRE1541506091 | Sicklerville | 8081 | 14 | 31.82 | Residential | No | Behind the Meter | Castle Energy, LLC | AC Electric | Accepted | 2019-06-28 | 2019-07-02 | 2020-07-02 | Hanwha QCells | Q.PEAK DUO BLK G5 315 | Solar Panels |  | 0.315 | 20 | 267 | 25 |  | Fixed | Roof
Solar Registration Program | NJSRRE1541506091 | Sicklerville | 8081 | 14 | 31.82 | Residential | No | Behind the Meter | Castle Energy, LLC | AC Electric | Accepted | 2019-06-28 | 2019-07-02 | 2020-07-02 | Hanwha QCells | Q.PEAK DUO BLK G5 315 | Solar Panels |  | 0.315 | 11 | 87 | 25 |  | Fixed | Roof
Solar Registration Program | NJSRRE1541506091 | Sicklerville | 8081 | 14 | 31.82 | Residential | No | Behind the Meter | Castle Energy, LLC | AC Electric | Accepted | 2019-06-28 | 2019-07-02 | 2020-07-02 | Enphase Energy | IQ7-60-2-US | Inverters | 240 |  | 101 |  |  | 0.976 |  | Outdoor | On rooftop underneath each solar module
Solar Registration Program | NJSRRE1543498269 | MOORESTOWN | 8057 | 13 | 31.82 | Residential | Yes | Behind the Meter | Vivint Solar Developer, LLC | PSE&G | Accepted | 2019-12-07 | 2019-12-10 | 2020-12-10 | HANWHA SOLAR | Q.PEAK BLK-G5 315 | Solar Panels |  | 0.315 | 2 | 324 | 45 |  | Fixed | Roof
Solar Registration Program | NJSRRE1543498269 | MOORESTOWN | 8057 | 13 | 31.82 | Residential | Yes | Behind the Meter | Vivint Solar Developer, LLC | PSE&G | Accepted | 2019-12-07 | 2019-12-10 | 2020-12-10 | HANWHA SOLAR | Q.PEAK BLK-G5 315 | Solar Panels |  | 0.315 | 19 | 144 | 15 |  | Fixed | Roof
Solar Registration Program | NJSRRE1543498269 | MOORESTOWN | 8057 | 13 | 31.82 | Residential | Yes | Behind the Meter | Vivint Solar Developer, LLC | PSE&G | Accepted | 2019-12-07 | 2019-12-10 | 2020-12-10 | HANWHA SOLAR | Q.PEAK BLK-G5 315 | Solar Panels |  | 0.315 | 10 | 234 | 45 |  | Fixed | Roof
Solar Registration Program | NJSRRE1543498269 | MOORESTOWN | 8057 | 13 | 31.82 | Residential | Yes | Behind the Meter | Vivint Solar Developer, LLC | PSE&G | Accepted | 2019-12-07 | 2019-12-10 | 2020-12-10 | HANWHA SOLAR | Q.PEAK BLK-G5 315 | Solar Panels |  | 0.315 | 2 | 324 | 15 |  | Fixed | Roof
Solar Registration Program | NJSRRE1543498269 | MOORESTOWN | 8057 | 13 | 31.82 | Residential | Yes | Behind the Meter | Vivint Solar Developer, LLC | PSE&G | Accepted | 2019-12-07 | 2019-12-10 | 2020-12-10 | HANWHA SOLAR | Q.PEAK BLK-G5 315 | Solar Panels |  | 0.315 | 2 | 324 | 36 |  | Fixed | Roof
Solar Registration Program | NJSRRE1543498269 | MOORESTOWN | 8057 | 13 | 31.82 | Residential | Yes | Behind the Meter | Vivint Solar Developer, LLC | PSE&G | Accepted | 2019-12-07 | 2019-12-10 | 2020-12-10 | HANWHA SOLAR | Q.PEAK BLK-G5 315 | Solar Panels |  | 0.315 | 29 | 234 | 45 |  | Fixed | Roof
Solar Registration Program | NJSRRE1543498269 | MOORESTOWN | 8057 | 13 | 31.82 | Residential | Yes | Behind the Meter | Vivint Solar Developer, LLC | PSE&G | Accepted | 2019-12-07 | 2019-12-10 | 2020-12-10 | HANWHA SOLAR | Q.PEAK BLK-G5 315 | Solar Panels |  | 0.315 | 6 | 234 | 45 |  | Fixed | Roof
Solar Registration Program | NJSRRE1543498269 | MOORESTOWN | 8057 | 13 | 31.82 | Residential | Yes | Behind the Meter | Vivint Solar Developer, LLC | PSE&G | Accepted | 2019-12-07 | 2019-12-10 | 2020-12-10 | HANWHA SOLAR | Q.PEAK BLK-G5 315 | Solar Panels |  | 0.315 | 23 | 54 | 45 |  | Fixed | Roof
Solar Registration Program | NJSRRE1543498269 | MOORESTOWN | 8057 | 13 | 31.82 | Residential | Yes | Behind the Meter | Vivint Solar Developer, LLC | PSE&G | Accepted | 2019-12-07 | 2019-12-10 | 2020-12-10 | HANWHA SOLAR | Q.PEAK BLK-G5 315 | Solar Panels |  | 0.315 | 6 | 54 | 45 |  | Fixed | Roof
Solar Registration Program | NJSRRE1543498269 | MOORESTOWN | 8057 | 13 | 31.82 | Residential | Yes | Behind the Meter | Vivint Solar Developer, LLC | PSE&G | Accepted | 2019-12-07 | 2019-12-10 | 2020-12-10 | HANWHA SOLAR | Q.PEAK BLK-G5 315 | Solar Panels |  | 0.315 | 2 | 144 | 45 |  | Fixed | Roof
Solar Registration Program | NJSRRE1543498269 | MOORESTOWN | 8057 | 13 | 31.82 | Residential | Yes | Behind the Meter | Vivint Solar Developer, LLC | PSE&G | Accepted | 2019-12-07 | 2019-12-10 | 2020-12-10 | SOLAREDGE | SE7600H-US | Inverters | 7600 |  | 3 |  |  | 0.992 |  | Outdoor | Near the Utility Meter
Solar Registration Program | NJSRRE1542373077 | Princeton | 8540 | 12 | 31.88 | Residential | No | Behind the Meter | Exact Solar | PSE&G | Accepted | 2019-09-09 | 2019-09-12 | 2020-09-12 | LG | LG375Q1C-V5 | Solar Panels |  | 0.375 | 85 | 169 | 10 |  | Fixed | Roof
Solar Registration Program | NJSRRE1542373077 | Princeton | 8540 | 12 | 31.88 | Residential | No | Behind the Meter | Exact Solar | PSE&G | Accepted | 2019-09-09 | 2019-09-12 | 2020-09-12 | Enphase | IQ7+ | Inverters | 0.29 |  | 85 |  |  | 0.97 |  | Outdoor | under panels
Solar Registration Program | NJSRRE1541059525 | East Windsor | 8520 | 12 | 31.93 | Residential | No | Behind the Meter | Solar Energy World | JCP&L | Accepted | 2019-05-30 | 2019-06-04 | 2020-06-04 | Silfab | SLA-M310 | Solar Panels |  | 0.31 | 103 | 198 | 32 |  | Fixed | Roof
Solar Registration Program | NJSRRE1541059525 | East Windsor | 8520 | 12 | 31.93 | Residential | No | Behind the Meter | Solar Energy World | JCP&L | Accepted | 2019-05-30 | 2019-06-04 | 2020-06-04 | Solar Edge | SE10000H-USRGM | Inverters | 10000 |  | 1 |  |  | 0.98 |  | Outdoor | near meter
Solar Registration Program | NJSRRE1541059525 | East Windsor | 8520 | 12 | 31.93 | Residential | No | Behind the Meter | Solar Energy World | JCP&L | Accepted | 2019-05-30 | 2019-06-04 | 2020-06-04 | Solar Edge | SE7600H-USRGM | Inverters | 7600 |  | 1 |  |  | 0.98 |  | Outdoor | near meter
Solar Registration Program | NJSRRE1541059525 | East Windsor | 8520 | 12 | 31.93 | Residential | No | Behind the Meter | Solar Energy World | JCP&L | Accepted | 2019-05-30 | 2019-06-04 | 2020-06-04 | Solar Edge | SE6000-USRGM | Inverters | 6000 |  | 1 |  |  | 0.983 |  | Outdoor | near meter
Solar Registration Program | NJSRRE1541059525 | East Windsor | 8520 | 12 | 31.93 | Residential | No | Behind the Meter | Solar Energy World | JCP&L | Accepted | 2019-05-30 | 2019-06-04 | 2020-06-04 | Solar Edge | SE3000H-USRGM | Inverters | 3000 |  | 1 |  |  | 0.977 |  | Outdoor | near meter
Solar Registration Program | NJSRRE1542424854 | Cherry Hill | 8002 | 14 | 32.13 | Residential | Yes | Behind the Meter | Trinity Solar | PSE&G | Accepted | 2019-09-20 | 2019-09-24 | 2020-09-24 | HANWHA | Q.PEAK DUO BLK-G5 315 | Solar Panels |  | 0.315 | 12 | 191 | 34 |  | Fixed | Roof
Solar Registration Program | NJSRRE1542424854 | Cherry Hill | 8002 | 14 | 32.13 | Residential | Yes | Behind the Meter | Trinity Solar | PSE&G | Accepted | 2019-09-20 | 2019-09-24 | 2020-09-24 | HANWHA | Q.PEAK DUO BLK-G5 315 | Solar Panels |  | 0.315 | 7 | 191 | 26 |  | Fixed | Roof
Solar Registration Program | NJSRRE1542424854 | Cherry Hill | 8002 | 14 | 32.13 | Residential | Yes | Behind the Meter | Trinity Solar | PSE&G | Accepted | 2019-09-20 | 2019-09-24 | 2020-09-24 | HANWHA | Q.PEAK DUO BLK-G5 315 | Solar Panels |  | 0.315 | 45 | 180 | 30 |  | Fixed | Roof
Solar Registration Program | NJSRRE1542424854 | Cherry Hill | 8002 | 14 | 32.13 | Residential | Yes | Behind the Meter | Trinity Solar | PSE&G | Accepted | 2019-09-20 | 2019-09-24 | 2020-09-24 | HANWHA | Q.PEAK DUO BLK-G5 315 | Solar Panels |  | 0.315 | 5 | 191 | 34 |  | Fixed | Roof
Solar Registration Program | NJSRRE1542424854 | Cherry Hill | 8002 | 14 | 32.13 | Residential | Yes | Behind the Meter | Trinity Solar | PSE&G | Accepted | 2019-09-20 | 2019-09-24 | 2020-09-24 | HANWHA | Q.PEAK DUO BLK-G5 315 | Solar Panels |  | 0.315 | 23 | 11 | 14 |  | Fixed | Roof
Solar Registration Program | NJSRRE1542424854 | Cherry Hill | 8002 | 14 | 32.13 | Residential | Yes | Behind the Meter | Trinity Solar | PSE&G | Accepted | 2019-09-20 | 2019-09-24 | 2020-09-24 | HANWHA | Q.PEAK DUO BLK-G5 315 | Solar Panels |  | 0.315 | 10 | 191 | 33 |  | Fixed | Roof
Solar Registration Program | NJSRRE1542424854 | Cherry Hill | 8002 | 14 | 32.13 | Residential | Yes | Behind the Meter | Trinity Solar | PSE&G | Accepted | 2019-09-20 | 2019-09-24 | 2020-09-24 | Solar Edge | SE11400H-US | Inverters | 11400 |  | 1 |  |  | 0.97 |  | Outdoor | side of home
Solar Registration Program | NJSRRE1542424854 | Cherry Hill | 8002 | 14 | 32.13 | Residential | Yes | Behind the Meter | Trinity Solar | PSE&G | Accepted | 2019-09-20 | 2019-09-24 | 2020-09-24 | Solar Edge | SE7600H-US | Inverters | 7600 |  | 2 |  |  | 0.97 |  | Outdoor | side of home
Solar Registration Program | NJSRRE1540960062 | Andover | 7821 | 1 | 32.5 | Farm | No | Behind the Meter | TGI Solutions | JCP&L | Accepted | 2019-05-15 | 2019-06-19 | 2020-06-19 | Trina | TSM325PS | Solar Panels |  | 0.325 | 100 | 180 | 20 |  | Fixed | Roof
Solar Registration Program | NJSRRE1540960062 | Andover | 7821 | 1 | 32.5 | Farm | No | Behind the Meter | TGI Solutions | JCP&L | Accepted | 2019-05-15 | 2019-06-19 | 2020-06-19 | sma | 7.7-US | Inverters | 10905 |  | 3 |  |  | 0.97 |  | Indoor | nest to panel
Solar Registration Program | NJSRRE1540960062 | Andover | 7821 | 1 | 32.5 | Farm | No | Behind the Meter | TGI Solutions | JCP&L | Accepted | 2019-05-15 | 2019-06-19 | 2020-06-19 | GE | kv2ce ENergy Meter | Meters |  |  | 1 |  |  |  |  | Indoor
Solar Registration Program | NJSRRE1540991098 | sparta | 7871 | 1 | 32.5 | Farm | Yes | Behind the Meter | TGI Solutions | JCP&L | Accepted | 2019-05-15 | 2019-05-28 | 2020-05-28 | Trina | TSM-PD14 | Solar Panels |  | 0.325 | 100 | 180 | 20 |  | Fixed | Roof
Solar Registration Program | NJSRRE1540991098 | sparta | 7871 | 1 | 32.5 | Farm | Yes | Behind the Meter | TGI Solutions | JCP&L | Accepted | 2019-05-15 | 2019-05-28 | 2020-05-28 | Solaredge | SE43.2KUS | Inverters | 43200 |  | 1 |  |  | 0.97 |  | Indoor | next to main panel
Solar Registration Program | NJSRRE1540991098 | sparta | 7871 | 1 | 32.5 | Farm | Yes | Behind the Meter | TGI Solutions | JCP&L | Accepted | 2019-05-15 | 2019-05-28 | 2020-05-28 | Landis& gyr | MT-14s | Meters |  |  | 1 |  |  |  |  | Indoor
Solar Registration Program | NJSRRE1542568577 | MORRISTOWN | 7960 | 3 | 32.55 | Residential | No | Behind the Meter | Infinity Solar Systems | JCP&L | Accepted | 2019-10-21 | 2019-10-23 | 2020-10-23 | LG | LG350N1C-V5 | Solar Panels |  | 0.35 | 15 | 77 | 25 |  | Fixed | Roof
Solar Registration Program | NJSRRE1542568577 | MORRISTOWN | 7960 | 3 | 32.55 | Residential | No | Behind the Meter | Infinity Solar Systems | JCP&L | Accepted | 2019-10-21 | 2019-10-23 | 2020-10-23 | LG | LG350N1C-V5 | Solar Panels |  | 0.35 | 7 | 167 | 25 |  | Fixed | Roof
Solar Registration Program | NJSRRE1542568577 | MORRISTOWN | 7960 | 3 | 32.55 | Residential | No | Behind the Meter | Infinity Solar Systems | JCP&L | Accepted | 2019-10-21 | 2019-10-23 | 2020-10-23 | LG | LG350N1C-V5 | Solar Panels |  | 0.35 | 7 | 347 | 25 |  | Fixed | Roof
Solar Registration Program | NJSRRE1542568577 | MORRISTOWN | 7960 | 3 | 32.55 | Residential | No | Behind the Meter | Infinity Solar Systems | JCP&L | Accepted | 2019-10-21 | 2019-10-23 | 2020-10-23 | LG | LG350N1C-V5 | Solar Panels |  | 0.35 | 5 | 167 | 25 |  | Fixed | Roof
Solar Registration Program | NJSRRE1542568577 | MORRISTOWN | 7960 | 3 | 32.55 | Residential | No | Behind the Meter | Infinity Solar Systems | JCP&L | Accepted | 2019-10-21 | 2019-10-23 | 2020-10-23 | LG | LG350N1C-V5 | Solar Panels |  | 0.35 | 31 | 77 | 25 |  | Fixed | Roof
Solar Registration Program | NJSRRE1542568577 | MORRISTOWN | 7960 | 3 | 32.55 | Residential | No | Behind the Meter | Infinity Solar Systems | JCP&L | Accepted | 2019-10-21 | 2019-10-23 | 2020-10-23 | LG | LG350N1C-V5 | Solar Panels |  | 0.35 | 14 | 167 | 25 |  | Fixed | Roof
Solar Registration Program | NJSRRE1542568577 | MORRISTOWN | 7960 | 3 | 32.55 | Residential | No | Behind the Meter | Infinity Solar Systems | JCP&L | Accepted | 2019-10-21 | 2019-10-23 | 2020-10-23 | LG | LG350N1C-V5 | Solar Panels |  | 0.35 | 14 | 347 | 25 |  | Fixed | Roof
Solar Registration Program | NJSRRE1542568577 | MORRISTOWN | 7960 | 3 | 32.55 | Residential | No | Behind the Meter | Infinity Solar Systems | JCP&L | Accepted | 2019-10-21 | 2019-10-23 | 2020-10-23 | ENPHASE | IQ7-60-X-US | Inverters | 240 |  | 93 |  |  | 0.97 |  | Other | MICROINVERTERS
Solar Registration Program | NJSRRE1543446539 | Randolph | 7869 | 3 | 32.64 | Commercial | No | Behind the Meter | Green Power energy | JCP&L | Accepted | 2019-11-26 | 2019-12-02 | 2020-12-02 | Panasonic | VBHN340SA17 | Solar Panels |  | 0.34 | 96 | 120 | 80 |  | Fixed | Ground
Solar Registration Program | NJSRRE1543446539 | Randolph | 7869 | 3 | 32.64 | Commercial | No | Behind the Meter | Green Power energy | JCP&L | Accepted | 2019-11-26 | 2019-12-02 | 2020-12-02 | SolarEdge | SE14.4KUS | Inverters | 14.4 |  | 2 |  |  | 0.97 |  | Outside | Next to meter
Solar Registration Program | NJSRRE1541025232 | Millstone | 8510 | 17 | 32.85 | Residential | No | Behind the Meter | Sundial Solar Innovations | JCP&L | Accepted | 2019-05-20 | 2019-05-22 | 2020-05-22 | LG | lg365-q1c-a5 | Solar Panels |  | 0.365 | 90 | 175 | 13 |  | Fixed | Ground
Solar Registration Program | NJSRRE1541025232 | Millstone | 8510 | 17 | 32.85 | Residential | No | Behind the Meter | Sundial Solar Innovations | JCP&L | Accepted | 2019-05-20 | 2019-05-22 | 2020-05-22 | Enphase | iq7+ | Inverters | 290 |  | 90 |  |  | 0.97 |  | Outdoor | ground mounted array
Solar Registration Program | NJSRRE1543660021 | Turnersville | 8012 | 14 | 32.85 | Commercial | No | Behind the Meter | RCL Enterprises Inc. | AC Electric | Accepted | 2019-12-23 | 2019-12-30 | 2020-12-30 | Jinko | JKM365M-72 | Solar Panels |  | 0.365 | 90 | 180 | 32 |  | Fixed | Ground
Solar Registration Program | NJSRRE1543660021 | Turnersville | 8012 | 14 | 32.85 | Commercial | No | Behind the Meter | RCL Enterprises Inc. | AC Electric | Accepted | 2019-12-23 | 2019-12-30 | 2020-12-30 | Fronius | Symo 15.0-3 | Inverters | 15000 |  | 2 |  |  | 0.96 |  | Outdoor | Back of array
Solar Registration Program | NJSRRE1543247925 | Vincentown | 8088 | 13 | 33 | Residential | No | Behind the Meter | NJ Solar Power, LLC | AC Electric | Accepted | 2019-11-13 | 2019-11-18 | 2020-11-18 | Panasonic | VBHN330SA17 | Solar Panels |  | 0.33 | 35 | 196 | 18 |  | Fixed | Roof
Solar Registration Program | NJSRRE1543247925 | Vincentown | 8088 | 13 | 33 | Residential | No | Behind the Meter | NJ Solar Power, LLC | AC Electric | Accepted | 2019-11-13 | 2019-11-18 | 2020-11-18 | Panasonic | VBHN330SA17 | Solar Panels |  | 0.33 | 65 | 196 | 18 |  | Fixed | Roof
Solar Registration Program | NJSRRE1543247925 | Vincentown | 8088 | 13 | 33 | Residential | No | Behind the Meter | NJ Solar Power, LLC | AC Electric | Accepted | 2019-11-13 | 2019-11-18 | 2020-11-18 | Solaredge | SE10000H-US | Inverters | 10000 |  | 3 |  |  | 0.99 |  | Indoor | garage
Solar Registration Program | NJSRRE1541076714 | Morris Plains | 7950 | 3 | 33.15 | Commercial | No | Behind the Meter | Eznergy | JCP&L | Accepted | 2019-06-04 | 2019-06-07 | 2020-06-07 | Hanwha | Q-Cell 390 | Solar Panels |  | 0.39 | 55 | 208 | 18 |  | Fixed | Roof
Solar Registration Program | NJSRRE1541076714 | Morris Plains | 7950 | 3 | 33.15 | Commercial | No | Behind the Meter | Eznergy | JCP&L | Accepted | 2019-06-04 | 2019-06-07 | 2020-06-07 | Hanwha | Q-Cell | Solar Panels |  | 0.39 | 30 | 28 | 18 |  | Fixed | Roof
Solar Registration Program | NJSRRE1541076714 | Morris Plains | 7950 | 3 | 33.15 | Commercial | No | Behind the Meter | Eznergy | JCP&L | Accepted | 2019-06-04 | 2019-06-07 | 2020-06-07 | Solar Edge | SE20KUS | Inverters | 20000 |  | 1 |  |  | 0.98 |  | Outside | near meter
Solar Registration Program | NJSRRE1541076714 | Morris Plains | 7950 | 3 | 33.15 | Commercial | No | Behind the Meter | Eznergy | JCP&L | Accepted | 2019-06-04 | 2019-06-07 | 2020-06-07 | Solar Edge | SE10KUS | Inverters | 10000 |  | 1 |  |  | 0.98 |  | Outside | near meter
Solar Registration Program | NJSRRE1541050255 | Forked River | 8731 | 18 | 33.22 | Commercial | Yes | Behind the Meter | Infiniti Energy Services | JCP&L | Accepted | 2019-05-30 | 2019-06-17 | 2020-06-17 | C-SUN | 365W-72M | Solar Panels |  | 0.365 | 91 | 197.5 | 24 |  | Fixed | Roof
Solar Registration Program | NJSRRE1541050255 | Forked River | 8731 | 18 | 33.22 | Commercial | Yes | Behind the Meter | Infiniti Energy Services | JCP&L | Accepted | 2019-05-30 | 2019-06-17 | 2020-06-17 | SOLAREDGE | SE14.4K-US | Inverters | 14400 |  | 2 |  |  | 0.96 |  | Outdoor | ADJACENT TO METER
Solar Registration Program | NJSRRE1540163653 | Toms River | 8755 | 18 | 33.48 | Non Profit | Yes | Behind the Meter | Infiniti Energy Services | JCP&L | Accepted | 2018-12-28 | 2019-01-03 | 2020-07-03 | Hanwha | Q Peak Duo Black G5 | Solar Panels |  | 0.31 | 108 | 231 | 25 |  | Fixed | Roof
Solar Registration Program | NJSRRE1540163653 | Toms River | 8755 | 18 | 33.48 | Non Profit | Yes | Behind the Meter | Infiniti Energy Services | JCP&L | Accepted | 2018-12-28 | 2019-01-03 | 2020-07-03 | Solaredge | SE14.4KUS | Inverters | 1440 |  | 2 |  |  | 0.97 |  | Outdoor | at meter
Solar Registration Program | NJSRRE1540865051 | Colts Neck | 7722 | 17 | 33.6 | Residential | No | Behind the Meter | SunPower Capital LLC | JCP&L | Accepted | 2019-04-19 | 2019-04-22 | 2020-04-22 | SunPower | SPR-X21-350-BLK-E-AC | Solar Panels |  | 0.35 | 2 | 161 | 40 |  | Fixed | Roof
Solar Registration Program | NJSRRE1540865051 | Colts Neck | 7722 | 17 | 33.6 | Residential | No | Behind the Meter | SunPower Capital LLC | JCP&L | Accepted | 2019-04-19 | 2019-04-22 | 2020-04-22 | SunPower | SPR-X21-350-BLK-E-AC | Solar Panels |  | 0.35 | 3 | 161 | 18 |  | Fixed | Roof
Solar Registration Program | NJSRRE1540865051 | Colts Neck | 7722 | 17 | 33.6 | Residential | No | Behind the Meter | SunPower Capital LLC | JCP&L | Accepted | 2019-04-19 | 2019-04-22 | 2020-04-22 | SunPower | SPR-X21-350-BLK-E-AC | Solar Panels |  | 0.35 | 21 | 251 | 39 |  | Fixed | Roof
Solar Registration Program | NJSRRE1540865051 | Colts Neck | 7722 | 17 | 33.6 | Residential | No | Behind the Meter | SunPower Capital LLC | JCP&L | Accepted | 2019-04-19 | 2019-04-22 | 2020-04-22 | SunPower | SPR-X21-350-BLK-E-AC | Solar Panels |  | 0.35 | 10 | 71 | 18 |  | Fixed | Roof
Solar Registration Program | NJSRRE1540865051 | Colts Neck | 7722 | 17 | 33.6 | Residential | No | Behind the Meter | SunPower Capital LLC | JCP&L | Accepted | 2019-04-19 | 2019-04-22 | 2020-04-22 | SunPower | SPR-X21-350-BLK-E-AC | Solar Panels |  | 0.35 | 3 | 71 | 39 |  | Fixed | Roof
Solar Registration Program | NJSRRE1540865051 | Colts Neck | 7722 | 17 | 33.6 | Residential | No | Behind the Meter | SunPower Capital LLC | JCP&L | Accepted | 2019-04-19 | 2019-04-22 | 2020-04-22 | SunPower | SPR-X21-350-BLK-E-AC | Solar Panels |  | 0.35 | 10 | 251 | 18 |  | Fixed | Roof
Solar Registration Program | NJSRRE1540865051 | Colts Neck | 7722 | 17 | 33.6 | Residential | No | Behind the Meter | SunPower Capital LLC | JCP&L | Accepted | 2019-04-19 | 2019-04-22 | 2020-04-22 | SunPower | SPR-X21-350-BLK-E-AC | Solar Panels |  | 0.35 | 3 | 251 | 39 |  | Fixed | Roof
Solar Registration Program | NJSRRE1540865051 | Colts Neck | 7722 | 17 | 33.6 | Residential | No | Behind the Meter | SunPower Capital LLC | JCP&L | Accepted | 2019-04-19 | 2019-04-22 | 2020-04-22 | SunPower | SPR-X21-350-BLK-E-AC | Solar Panels |  | 0.35 | 38 | 161 | 30 |  | Fixed | Roof
Solar Registration Program | NJSRRE1540865051 | Colts Neck | 7722 | 17 | 33.6 | Residential | No | Behind the Meter | SunPower Capital LLC | JCP&L | Accepted | 2019-04-19 | 2019-04-22 | 2020-04-22 | SunPower | SPR-X21-350-BLK-E-AC | Solar Panels |  | 0.35 | 6 | 161 | 39 |  | Fixed | Roof
Solar Registration Program | NJSRRE1540865051 | Colts Neck | 7722 | 17 | 33.6 | Residential | No | Behind the Meter | SunPower Capital LLC | JCP&L | Accepted | 2019-04-19 | 2019-04-22 | 2020-04-22 | SunPower | SPR-X21-350-BLK-E-AC | Inverters | 0.32 |  | 96 |  |  | 0.222 |  | Other | Roof Mounted AC Modules
Solar Registration Program | NJSRRE1540865051 | Colts Neck | 7722 | 17 | 33.6 | Residential | No | Behind the Meter | SunPower Capital LLC | JCP&L | Accepted | 2019-04-19 | 2019-04-22 | 2020-04-22 | SunPower | PVS5x | Meters |  |  | 1 |  |  |  |  | Outdoor
Solar Registration Program | NJSRRE1543481087 | Piscataway | 8854 | 11 | 33.75 | Residential | No | Behind the Meter | Suntuity Solar LLC | New Construction | Accepted | 2019-12-05 | 2019-12-09 | 2020-12-09 | REC Solar | REC375AA BLACK | Solar Panels |  | 0.375 | 90 | 160 | 24 |  | Fixed | Roof
Solar Registration Program | NJSRRE1543481087 | Piscataway | 8854 | 11 | 33.75 | Residential | No | Behind the Meter | Suntuity Solar LLC | New Construction | Accepted | 2019-12-05 | 2019-12-09 | 2020-12-09 | Enphase Energy | IQ7-60-2-US | Inverters | 240 |  | 90 |  |  | 0.97 |  | Outdoor | Behind the PV Modules
Solar Registration Program | NJSRRE1543481087 | Piscataway | 8854 | 11 | 33.75 | Residential | No | Behind the Meter | Suntuity Solar LLC | New Construction | Accepted | 2019-12-05 | 2019-12-09 | 2020-12-09 | Tesla Powerwall | Tesla Powerwall 2 | Electric Storage Battery |  |  | 5 |  |  |  | Lithium Ion |  | INSIDE
Solar Registration Program | NJSRRE1541136384 | Clermont | 8210 | 21 | 33.79 | Commercial | Yes | Behind the Meter | OCEAN SOLAR | AC Electric | Accepted | 2019-06-12 | 2019-07-01 | 2020-07-01 | SILFAB | 310 MONO | Solar Panels |  | 0.31 | 109 | 180 | 25 |  | Fixed | Ground
Solar Registration Program | NJSRRE1541136384 | Clermont | 8210 | 21 | 33.79 | Commercial | Yes | Behind the Meter | OCEAN SOLAR | AC Electric | Accepted | 2019-06-12 | 2019-07-01 | 2020-07-01 | SOLAR EDGE | SE7600 | Inverters | 7600 |  | 3 |  |  | 0.99 |  | Outside | ON ARRAY
Solar Registration Program | NJSRRE1541137244 | Clermont | 8210 | 21 | 33.79 | Commercial | No | Behind the Meter | OCEAN SOLAR | AC Electric | Accepted | 2019-06-12 | 2019-07-01 | 2020-07-01 | silfab | 310 mono | Solar Panels |  | 0.31 | 109 | 180 | 25 |  | Fixed | Ground
Solar Registration Program | NJSRRE1541137244 | Clermont | 8210 | 21 | 33.79 | Commercial | No | Behind the Meter | OCEAN SOLAR | AC Electric | Accepted | 2019-06-12 | 2019-07-01 | 2020-07-01 | solar edge | se7600 | Inverters | 7600 |  | 3 |  |  | 0.99 |  | Outside | on array
Solar Registration Program | NJSRRE1541446883 | Clermont | 8210 | 21 | 33.79 | Commercial | No | Behind the Meter | OCEAN SOLAR | AC Electric | Accepted | 2019-06-22 | 2019-06-26 | 2020-06-26 | silfab | 310 mono | Solar Panels |  | 0.31 | 109 | 180 | 25 |  | Fixed | Ground
Solar Registration Program | NJSRRE1541446883 | Clermont | 8210 | 21 | 33.79 | Commercial | No | Behind the Meter | OCEAN SOLAR | AC Electric | Accepted | 2019-06-22 | 2019-06-26 | 2020-06-26 | solar edge | SE7600 | Inverters | 7600 |  | 3 |  |  | 0.99 |  | Outside | on array
Solar Registration Program | NJSRRE1541136510 | Clermont | 8210 | 21 | 34.1 | Commercial | No | Behind the Meter | OCEAN SOLAR | AC Electric | Accepted | 2019-06-12 | 2019-07-01 | 2020-07-01 | SILFAB | 310 MONO | Solar Panels |  | 0.31 | 110 | 190 | 25 |  | Fixed | Ground
Solar Registration Program | NJSRRE1541136510 | Clermont | 8210 | 21 | 34.1 | Commercial | No | Behind the Meter | OCEAN SOLAR | AC Electric | Accepted | 2019-06-12 | 2019-07-01 | 2020-07-01 | SOLAR EDGE | SE7600 | Inverters | 7600 |  | 3 |  |  | 0.99 |  | Outside | ON ARRAY
Solar Registration Program | NJSRRE1541152297 | Clermont | 8210 | 21 | 34.1 | Commercial | No | Behind the Meter | OCEAN SOLAR | AC Electric | Accepted | 2019-06-12 | 2019-07-01 | 2020-07-01 | silfab | 310 mono | Solar Panels |  | 0.31 | 110 | 180 | 25 |  | Fixed | Ground
Solar Registration Program | NJSRRE1541152297 | Clermont | 8210 | 21 | 34.1 | Commercial | No | Behind the Meter | OCEAN SOLAR | AC Electric | Accepted | 2019-06-12 | 2019-07-01 | 2020-07-01 | solar edge | se7600 | Inverters | 7600 |  | 3 |  |  | 0.99 |  | Outside | on array
Solar Registration Program | NJSRRE1541158347 | Clermont | 8210 | 21 | 34.1 | Commercial | No | Behind the Meter | OCEAN SOLAR | AC Electric | Accepted | 2019-06-12 | 2019-07-01 | 2020-07-01 | silfab | 310 mono | Solar Panels |  | 0.31 | 110 | 190 | 25 |  | Fixed | Ground
Solar Registration Program | NJSRRE1541158347 | Clermont | 8210 | 21 | 34.1 | Commercial | No | Behind the Meter | OCEAN SOLAR | AC Electric | Accepted | 2019-06-12 | 2019-07-01 | 2020-07-01 | solar edge | se7600 | Inverters | 7600 |  | 3 |  |  | 0.99 |  | Outside | on array
Solar Registration Program | NJSRRE1541158359 | Clermont | 8210 | 21 | 34.1 | Commercial | No | Behind the Meter | OCEAN SOLAR | AC Electric | Accepted | 2019-06-12 | 2019-07-01 | 2020-07-01 | silfab | 310 mono | Solar Panels |  | 0.31 | 110 | 190 | 25 |  | Fixed | Ground
Solar Registration Program | NJSRRE1541158359 | Clermont | 8210 | 21 | 34.1 | Commercial | No | Behind the Meter | OCEAN SOLAR | AC Electric | Accepted | 2019-06-12 | 2019-07-01 | 2020-07-01 | solar edge | se7600 | Inverters | 7600 |  | 3 |  |  | 0.99 |  | Outside | on array
Solar Registration Program | NJSRRE1541446881 | Clermont | 8210 | 21 | 34.1 | Commercial | No | Behind the Meter | OCEAN SOLAR | AC Electric | Accepted | 2019-06-22 | 2019-06-26 | 2020-06-26 | silfab | 310 mono | Solar Panels |  | 0.31 | 110 | 180 | 25 |  | Fixed | Ground
Solar Registration Program | NJSRRE1541446881 | Clermont | 8210 | 21 | 34.1 | Commercial | No | Behind the Meter | OCEAN SOLAR | AC Electric | Accepted | 2019-06-22 | 2019-06-26 | 2020-06-26 | Solar edge | SE7600 | Inverters | 7600 |  | 3 |  |  | 0.99 |  | Outside | on array
Solar Registration Program | NJSRRE1541861737 | Piscataway | 8854 | 11 | 34.1 | Residential | No | Behind the Meter | Suntuity Solar LLC | PSE&G | Accepted | 2019-08-20 | 2019-08-23 | 2020-08-23 | Yingli Green Energy | YL310D-30b | Solar Panels |  | 0.31 | 5 | 56 | 30 |  | Fixed | Roof
Solar Registration Program | NJSRRE1541861737 | Piscataway | 8854 | 11 | 34.1 | Residential | No | Behind the Meter | Suntuity Solar LLC | PSE&G | Accepted | 2019-08-20 | 2019-08-23 | 2020-08-23 | Yingli Green Energy | YL310D-30b | Solar Panels |  | 0.31 | 18 | 56 | 26 |  | Fixed | Roof
Solar Registration Program | NJSRRE1541861737 | Piscataway | 8854 | 11 | 34.1 | Residential | No | Behind the Meter | Suntuity Solar LLC | PSE&G | Accepted | 2019-08-20 | 2019-08-23 | 2020-08-23 | Yingli Green Energy | YL310D-30b | Solar Panels |  | 0.31 | 22 | 236 | 26 |  | Fixed | Roof
Solar Registration Program | NJSRRE1541861737 | Piscataway | 8854 | 11 | 34.1 | Residential | No | Behind the Meter | Suntuity Solar LLC | PSE&G | Accepted | 2019-08-20 | 2019-08-23 | 2020-08-23 | Yingli Green Energy | YL310D-30b | Solar Panels |  | 0.31 | 14 | 146 | 26 |  | Fixed | Roof
Solar Registration Program | NJSRRE1541861737 | Piscataway | 8854 | 11 | 34.1 | Residential | No | Behind the Meter | Suntuity Solar LLC | PSE&G | Accepted | 2019-08-20 | 2019-08-23 | 2020-08-23 | Yingli Green Energy | YL310D-30b | Solar Panels |  | 0.31 | 3 | 236 | 8 |  | Fixed | Roof
Solar Registration Program | NJSRRE1541861737 | Piscataway | 8854 | 11 | 34.1 | Residential | No | Behind the Meter | Suntuity Solar LLC | PSE&G | Accepted | 2019-08-20 | 2019-08-23 | 2020-08-23 | Yingli Green Energy | YL310D-30b | Solar Panels |  | 0.31 | 6 | 56 | 8 |  | Fixed | Roof
Solar Registration Program | NJSRRE1541861737 | Piscataway | 8854 | 11 | 34.1 | Residential | No | Behind the Meter | Suntuity Solar LLC | PSE&G | Accepted | 2019-08-20 | 2019-08-23 | 2020-08-23 | Yingli Green Energy | YL310D-30b | Solar Panels |  | 0.31 | 18 | 236 | 30 |  | Fixed | Roof
Solar Registration Program | NJSRRE1541861737 | Piscataway | 8854 | 11 | 34.1 | Residential | No | Behind the Meter | Suntuity Solar LLC | PSE&G | Accepted | 2019-08-20 | 2019-08-23 | 2020-08-23 | Yingli Green Energy | YL310D-30b | Solar Panels |  | 0.31 | 9 | 326 | 26 |  | Fixed | Roof
Solar Registration Program | NJSRRE1541861737 | Piscataway | 8854 | 11 | 34.1 | Residential | No | Behind the Meter | Suntuity Solar LLC | PSE&G | Accepted | 2019-08-20 | 2019-08-23 | 2020-08-23 | Yingli Green Energy | YL310D-30b | Solar Panels |  | 0.31 | 15 | 146 | 28 |  | Fixed | Roof
Solar Registration Program | NJSRRE1541861737 | Piscataway | 8854 | 11 | 34.1 | Residential | No | Behind the Meter | Suntuity Solar LLC | PSE&G | Accepted | 2019-08-20 | 2019-08-23 | 2020-08-23 | Enphase Energy | IQ7-60-2-US | Inverters | 240 |  | 110 |  |  | 0.97 |  | Outdoor | Behind the PV Modules
Solar Registration Program | NJSRRE1541858932 | Linwood | 8221 | 19 | 34.32 | Residential | No | Behind the Meter | Green Power Energy | AC Electric | Accepted | 2019-08-19 | 2019-08-23 | 2020-08-23 | Panasonic | VBHN330SA17 | Solar Panels |  | 0.33 | 9 | 209 | 23 |  | Fixed | Roof
Solar Registration Program | NJSRRE1541858932 | Linwood | 8221 | 19 | 34.32 | Residential | No | Behind the Meter | Green Power Energy | AC Electric | Accepted | 2019-08-19 | 2019-08-23 | 2020-08-23 | Panasonic | VBHN330SA17 | Solar Panels |  | 0.33 | 8 | 158 | 14 |  | Fixed | Roof
Solar Registration Program | NJSRRE1541858932 | Linwood | 8221 | 19 | 34.32 | Residential | No | Behind the Meter | Green Power Energy | AC Electric | Accepted | 2019-08-19 | 2019-08-23 | 2020-08-23 | Panasonic | VBHN330SA17 | Solar Panels |  | 0.33 | 28 | 212 | 18 |  | Fixed | Roof
Solar Registration Program | NJSRRE1541858932 | Linwood | 8221 | 19 | 34.32 | Residential | No | Behind the Meter | Green Power Energy | AC Electric | Accepted | 2019-08-19 | 2019-08-23 | 2020-08-23 | Panasonic | VBHN330SA17 | Solar Panels |  | 0.33 | 12 | 210 | 18 |  | Fixed | Roof
Solar Registration Program | NJSRRE1541858932 | Linwood | 8221 | 19 | 34.32 | Residential | No | Behind the Meter | Green Power Energy | AC Electric | Accepted | 2019-08-19 | 2019-08-23 | 2020-08-23 | Panasonic | VBHN330SA17 | Solar Panels |  | 0.33 | 14 | 123 | 23 |  | Fixed | Roof
Solar Registration Program | NJSRRE1541858932 | Linwood | 8221 | 19 | 34.32 | Residential | No | Behind the Meter | Green Power Energy | AC Electric | Accepted | 2019-08-19 | 2019-08-23 | 2020-08-23 | Panasonic | VBHN330SA17 | Solar Panels |  | 0.33 | 33 | 213 | 30 |  | Fixed | Roof
Solar Registration Program | NJSRRE1541858932 | Linwood | 8221 | 19 | 34.32 | Residential | No | Behind the Meter | Green Power Energy | AC Electric | Accepted | 2019-08-19 | 2019-08-23 | 2020-08-23 | Solar Edge | SE10000H-US | Inverters | 10000 |  | 3 |  |  | 0.97 |  | Outside | next to meter
Solar Registration Program | NJSRRE1542381875 | NORTHFIELD | 8225 | 19 | 34.32 | Commercial | No | Behind the Meter | SEA BRIGHT SOLAR, LLC | AC Electric | Final As-Built Received | 2019-09-11 | 2019-09-12 | 2020-09-12 | SUNPOWER | SPR-P17-330-COM | Solar Panels |  | 0.33 | 60 | 223 | 36 |  | Fixed | Roof | SW
Solar Registration Program | NJSRRE1542381875 | NORTHFIELD | 8225 | 19 | 34.32 | Commercial | No | Behind the Meter | SEA BRIGHT SOLAR, LLC | AC Electric | Final As-Built Received | 2019-09-11 | 2019-09-12 | 2020-09-12 | SUNPOWER | SPR-P17-330-COM | Solar Panels |  | 0.33 | 36 | 133 | 36 |  | Fixed | Roof | SE
Solar Registration Program | NJSRRE1542381875 | NORTHFIELD | 8225 | 19 | 34.32 | Commercial | No | Behind the Meter | SEA BRIGHT SOLAR, LLC | AC Electric | Final As-Built Received | 2019-09-11 | 2019-09-12 | 2020-09-12 | SUNPOWER | SPR-P17-330-COM | Solar Panels |  | 0.33 | 5 | 133 | 36 |  | Fixed | Roof | SE
Solar Registration Program | NJSRRE1542381875 | NORTHFIELD | 8225 | 19 | 34.32 | Commercial | No | Behind the Meter | SEA BRIGHT SOLAR, LLC | AC Electric | Final As-Built Received | 2019-09-11 | 2019-09-12 | 2020-09-12 | SUNPOWER | SPR-P17-330-COM | Solar Panels |  | 0.33 | 3 | 133 | 36 |  | Fixed | Roof | SE
Solar Registration Program | NJSRRE1542381875 | NORTHFIELD | 8225 | 19 | 34.32 | Commercial | No | Behind the Meter | SEA BRIGHT SOLAR, LLC | AC Electric | Final As-Built Received | 2019-09-11 | 2019-09-12 | 2020-09-12 | HIALEAH | CL- 200 | Meters |  |  | 1 |  |  |  | Yes | Outdoor
Solar Registration Program | NJSRRE1542381875 | NORTHFIELD | 8225 | 19 | 34.32 | Commercial | No | Behind the Meter | SEA BRIGHT SOLAR, LLC | AC Electric | Final As-Built Received | 2019-09-11 | 2019-09-12 | 2020-09-12 | SOLAR EDGE | SE10000H-US | Inverters | 10000 |  | 1 |  |  | 0.97 |  | Outdoor | ADJACENT TO METER
Solar Registration Program | NJSRRE1542381875 | NORTHFIELD | 8225 | 19 | 34.32 | Commercial | No | Behind the Meter | SEA BRIGHT SOLAR, LLC | AC Electric | Final As-Built Received | 2019-09-11 | 2019-09-12 | 2020-09-12 | SOLAR EDGE | SE7600H-US | Inverters | 7600 |  | 2 |  |  | 0.97 |  | Outside | ADJACENT TO METER
Solar Registration Program | NJSRRE1543065229 | Holmdel | 7733 | 17 | 34.5 | Residential | No | Behind the Meter | Pro Custom Solar dba Momentum Solar | JCP&L | Accepted | 2019-11-11 | 2019-11-13 | 2020-11-13 | LG ELECTRONICS | LG 345N1C-V5 | Solar Panels |  | 0.345 | 24 | 210 | 26 |  | Fixed | Roof
Solar Registration Program | NJSRRE1543065229 | Holmdel | 7733 | 17 | 34.5 | Residential | No | Behind the Meter | Pro Custom Solar dba Momentum Solar | JCP&L | Accepted | 2019-11-11 | 2019-11-13 | 2020-11-13 | LG ELECTRONICS | LG 345N1C-V5 | Solar Panels |  | 0.345 | 50 | 120 | 33 |  | Fixed | Roof
Solar Registration Program | NJSRRE1543065229 | Holmdel | 7733 | 17 | 34.5 | Residential | No | Behind the Meter | Pro Custom Solar dba Momentum Solar | JCP&L | Accepted | 2019-11-11 | 2019-11-13 | 2020-11-13 | LG ELECTRONICS | LG 345N1C-V5 | Solar Panels |  | 0.345 | 12 | 120 | 20 |  | Fixed | Roof
Solar Registration Program | NJSRRE1543065229 | Holmdel | 7733 | 17 | 34.5 | Residential | No | Behind the Meter | Pro Custom Solar dba Momentum Solar | JCP&L | Accepted | 2019-11-11 | 2019-11-13 | 2020-11-13 | LG ELECTRONICS | LG 345N1C-V5 | Solar Panels |  | 0.345 | 11 | 120 | 33 |  | Fixed | Roof
Solar Registration Program | NJSRRE1543065229 | Holmdel | 7733 | 17 | 34.5 | Residential | No | Behind the Meter | Pro Custom Solar dba Momentum Solar | JCP&L | Accepted | 2019-11-11 | 2019-11-13 | 2020-11-13 | LG ELECTRONICS | LG 345N1C-V5 | Solar Panels |  | 0.345 | 3 | 120 | 21 |  | Fixed | Roof
Solar Registration Program | NJSRRE1543065229 | Holmdel | 7733 | 17 | 34.5 | Residential | No | Behind the Meter | Pro Custom Solar dba Momentum Solar | JCP&L | Accepted | 2019-11-11 | 2019-11-13 | 2020-11-13 | Enphase Energy | IQ7Plus-72-2-US | Inverters | 250 |  | 100 |  |  | 0.97 |  | Outdoor | Roof
Solar Registration Program | NJSRRE1541415043 | Southampton | 8088 | 13 | 34.51 | Commercial | No | Behind the Meter | Powell Energy and Solar | PSE&G | As-Built Incomplete | 2019-06-17 | 2019-06-20 | 2020-06-20 | LG | LG525N | Solar Panels |  | 0.325 | 84 | 180 | 25 |  | Fixed | Ground
Solar Registration Program | NJSRRE1541415043 | Southampton | 8088 | 13 | 34.51 | Commercial | No | Behind the Meter | Powell Energy and Solar | PSE&G | As-Built Incomplete | 2019-06-17 | 2019-06-20 | 2020-06-20 | LG | LG315N | Solar Panels |  | 0.315 | 8 | 180 | 25 |  | Fixed | Ground
Solar Registration Program | NJSRRE1541415043 | Southampton | 8088 | 13 | 34.51 | Commercial | No | Behind the Meter | Powell Energy and Solar | PSE&G | As-Built Incomplete | 2019-06-17 | 2019-06-20 | 2020-06-20 | LG | LG335N | Solar Panels |  | 0.335 | 14 | 180 | 25 |  | Fixed | Ground
Solar Registration Program | NJSRRE1541415043 | Southampton | 8088 | 13 | 34.51 | Commercial | No | Behind the Meter | Powell Energy and Solar | PSE&G | As-Built Incomplete | 2019-06-17 | 2019-06-20 | 2020-06-20 | Solaredge | SE11400H-us | Inverters | 11400 |  | 2 |  |  | 0.98 |  | Outside | on array
Solar Registration Program | NJSRRE1540474163 | Newfield | 8344 | 15 | 34.56 | Commercial | No | Behind the Meter | DC Solar Integrators LLC | AC Electric | Accepted | 2019-03-11 | 2019-03-28 | 2020-03-28 | Axitec | AC-360M/156-72S | Solar Panels |  | 0.36 | 96 | 18 | 5 |  | Fixed | Roof
Solar Registration Program | NJSRRE1540474163 | Newfield | 8344 | 15 | 34.56 | Commercial | No | Behind the Meter | DC Solar Integrators LLC | AC Electric | Accepted | 2019-03-11 | 2019-03-28 | 2020-03-28 | SolarEdge | SE10000H-US | Inverters | 10000 |  | 3 |  |  | 0.98 |  | Outdoor | by meter
Solar Registration Program | NJSRRE1540427536 | Perth Amboy | 8861 | 11 | 34.65 | Commercial | No | Behind the Meter | NJ Solar Power, LLC | PSE&G | Accepted | 2019-03-04 | 2019-03-05 | 2020-03-05 | Hanwha | Q Peak Duo 385W | Solar Panels |  | 0.385 | 90 | 180 | 30 |  | Fixed | Roof
Solar Registration Program | NJSRRE1540427536 | Perth Amboy | 8861 | 11 | 34.65 | Commercial | No | Behind the Meter | NJ Solar Power, LLC | PSE&G | Accepted | 2019-03-04 | 2019-03-05 | 2020-03-05 | SolarEdge | SE10000H-US | Inverters | 10000 |  | 3 |  |  | 0.99 |  | Indoor | basement
Solar Registration Program | NJSRRE1543461156 | Bedminster | 7921 | 5 | 34.65 | Residential | No | Behind the Meter | Suntuity Solar LLC | JCP&L | Accepted | 2019-11-30 | 2019-12-04 | 2020-12-04 | Yingli Green Energy | YL315D-30b | Solar Panels |  | 0.315 | 110 | 209 | 20 |  | Fixed | Ground
Solar Registration Program | NJSRRE1543461156 | Bedminster | 7921 | 5 | 34.65 | Residential | No | Behind the Meter | Suntuity Solar LLC | JCP&L | Accepted | 2019-11-30 | 2019-12-04 | 2020-12-04 | Enphase Energy | IQ7-60-2-US | Inverters | 240 |  | 110 |  |  | 0.97 |  | Outdoor | Behind the PV Modules
Solar Registration Program | NJSRRE1542422740 | East Orange | 7018 | 9 | 34.88 | Commercial | No | Behind the Meter | Arosa Solar Energy Systems Inc | PSE&G | Accepted | 2019-09-19 | 2019-09-23 | 2020-09-23 | GCL | GCL-m6/72w | Solar Panels |  | 0.375 | 93 | 223 | 10 |  | Fixed | Roof
Solar Registration Program | NJSRRE1542422740 | East Orange | 7018 | 9 | 34.88 | Commercial | No | Behind the Meter | Arosa Solar Energy Systems Inc | PSE&G | Accepted | 2019-09-19 | 2019-09-23 | 2020-09-23 | SolarEdge | SE14.4kus | Inverters | 28.8 |  | 2 |  |  | 0.98 |  | Outside | RoofTop
Solar Registration Program | NJSRRE1541820450 | Long Branch | 7740 | 17 | 34.97 | Residential | No | Behind the Meter | Tesla Energy Operations Inc | JCP&L | Accepted | 2019-08-13 | 2019-08-23 | 2020-08-23 | Hanwha Q-Cells | # Q.Peak DUO BLK-G5/SC315 | Solar Panels |  | 0.315 | 9 | 272 | 18 |  | Fixed | Roof
Solar Registration Program | NJSRRE1541820450 | Long Branch | 7740 | 17 | 34.97 | Residential | No | Behind the Meter | Tesla Energy Operations Inc | JCP&L | Accepted | 2019-08-13 | 2019-08-23 | 2020-08-23 | Hanwha Q-Cells | # Q.Peak DUO BLK-G5/SC315 | Solar Panels |  | 0.315 | 51 | 182 | 27 |  | Fixed | Roof
Solar Registration Program | NJSRRE1541820450 | Long Branch | 7740 | 17 | 34.97 | Residential | No | Behind the Meter | Tesla Energy Operations Inc | JCP&L | Accepted | 2019-08-13 | 2019-08-23 | 2020-08-23 | Hanwha Q-Cells | # Q.Peak DUO BLK-G5/SC315 | Solar Panels |  | 0.315 | 16 | 92 | 23 |  | Fixed | Roof
Solar Registration Program | NJSRRE1541820450 | Long Branch | 7740 | 17 | 34.97 | Residential | No | Behind the Meter | Tesla Energy Operations Inc | JCP&L | Accepted | 2019-08-13 | 2019-08-23 | 2020-08-23 | Hanwha Q-Cells | # Q.Peak DUO BLK-G5/SC315 | Solar Panels |  | 0.315 | 29 | 2 | 27 |  | Fixed | Roof
Solar Registration Program | NJSRRE1541820450 | Long Branch | 7740 | 17 | 34.97 | Residential | No | Behind the Meter | Tesla Energy Operations Inc | JCP&L | Accepted | 2019-08-13 | 2019-08-23 | 2020-08-23 | Hanwha Q-Cells | # Q.Peak DUO BLK-G5/SC315 | Solar Panels |  | 0.315 | 6 | 92 | 18 |  | Fixed | Roof
Solar Registration Program | NJSRRE1541820450 | Long Branch | 7740 | 17 | 34.97 | Residential | No | Behind the Meter | Tesla Energy Operations Inc | JCP&L | Accepted | 2019-08-13 | 2019-08-23 | 2020-08-23 | SolarEdge | SE7600H-US000SNC2 | Inverters | 7600 |  | 1 |  |  | 0.99 |  | Outdoor | outdoor
Solar Registration Program | NJSRRE1541820450 | Long Branch | 7740 | 17 | 34.97 | Residential | No | Behind the Meter | Tesla Energy Operations Inc | JCP&L | Accepted | 2019-08-13 | 2019-08-23 | 2020-08-23 | SolarEdge | SE11400H-US000SNC2 | Inverters | 11400 |  | 2 |  |  | 0.975 |  | Outdoor | Outdoor
Solar Registration Program | NJSRRE1541820450 | Long Branch | 7740 | 17 | 34.97 | Residential | No | Behind the Meter | Tesla Energy Operations Inc | JCP&L | Accepted | 2019-08-13 | 2019-08-23 | 2020-08-23 | Tesla | AC Powerwall 2.0 | Electric Storage Battery |  |  | 3 |  |  |  | Lithium Ion |  | Indoors
Solar Registration Program | NJSRRE1543421786 | Indian Mills | 8088 | 13 | 34.98 | Residential | No | Behind the Meter | Maier Solar Engineering dba Solar Me | AC Electric | Accepted | 2019-11-19 | 2019-11-22 | 2020-11-22 | Canadian | CS1H-330MS | Solar Panels |  | 0.33 | 8 | 164 | 35 |  | Fixed | Roof
Solar Registration Program | NJSRRE1543421786 | Indian Mills | 8088 | 13 | 34.98 | Residential | No | Behind the Meter | Maier Solar Engineering dba Solar Me | AC Electric | Accepted | 2019-11-19 | 2019-11-22 | 2020-11-22 | Canadian | CS1H-330MS | Solar Panels |  | 0.33 | 12 | 74 | 37 |  | Fixed | Roof
Solar Registration Program | NJSRRE1543421786 | Indian Mills | 8088 | 13 | 34.98 | Residential | No | Behind the Meter | Maier Solar Engineering dba Solar Me | AC Electric | Accepted | 2019-11-19 | 2019-11-22 | 2020-11-22 | Canadian | CS1H-330MS | Solar Panels |  | 0.33 | 8 | 254 | 37 |  | Fixed | Roof
Solar Registration Program | NJSRRE1543421786 | Indian Mills | 8088 | 13 | 34.98 | Residential | No | Behind the Meter | Maier Solar Engineering dba Solar Me | AC Electric | Accepted | 2019-11-19 | 2019-11-22 | 2020-11-22 | Canadian | CS1H-330MS | Solar Panels |  | 0.33 | 3 | 254 | 30 |  | Fixed | Roof
Solar Registration Program | NJSRRE1543421786 | Indian Mills | 8088 | 13 | 34.98 | Residential | No | Behind the Meter | Maier Solar Engineering dba Solar Me | AC Electric | Accepted | 2019-11-19 | 2019-11-22 | 2020-11-22 | Canadian | CS1H-330MS | Solar Panels |  | 0.33 | 3 | 74 | 30 |  | Fixed | Roof
Solar Registration Program | NJSRRE1543421786 | Indian Mills | 8088 | 13 | 34.98 | Residential | No | Behind the Meter | Maier Solar Engineering dba Solar Me | AC Electric | Accepted | 2019-11-19 | 2019-11-22 | 2020-11-22 | Canadian | CS1H-330MS | Solar Panels |  | 0.33 | 3 | 74 | 30 |  | Fixed | Roof
Solar Registration Program | NJSRRE1543421786 | Indian Mills | 8088 | 13 | 34.98 | Residential | No | Behind the Meter | Maier Solar Engineering dba Solar Me | AC Electric | Accepted | 2019-11-19 | 2019-11-22 | 2020-11-22 | Canadian | CS1H-330MS | Solar Panels |  | 0.33 | 3 | 254 | 30 |  | Fixed | Roof
Solar Registration Program | NJSRRE1543421786 | Indian Mills | 8088 | 13 | 34.98 | Residential | No | Behind the Meter | Maier Solar Engineering dba Solar Me | AC Electric | Accepted | 2019-11-19 | 2019-11-22 | 2020-11-22 | Canadian | CS1H-330MS | Solar Panels |  | 0.33 | 32 | 164 | 30 |  | Fixed | Roof
Solar Registration Program | NJSRRE1543421786 | Indian Mills | 8088 | 13 | 34.98 | Residential | No | Behind the Meter | Maier Solar Engineering dba Solar Me | AC Electric | Accepted | 2019-11-19 | 2019-11-22 | 2020-11-22 | Canadian | CS1H-330MS | Solar Panels |  | 0.33 | 3 | 164 | 30 |  | Fixed | Roof
Solar Registration Program | NJSRRE1543421786 | Indian Mills | 8088 | 13 | 34.98 | Residential | No | Behind the Meter | Maier Solar Engineering dba Solar Me | AC Electric | Accepted | 2019-11-19 | 2019-11-22 | 2020-11-22 | Canadian | CS1H-330MS | Solar Panels |  | 0.33 | 31 | 344 | 30 |  | Fixed | Roof
Solar Registration Program | NJSRRE1543421786 | Indian Mills | 8088 | 13 | 34.98 | Residential | No | Behind the Meter | Maier Solar Engineering dba Solar Me | AC Electric | Accepted | 2019-11-19 | 2019-11-22 | 2020-11-22 | Enphase | IQ7 | Inverters | 240 |  | 106 |  |  | 0.96 |  | Outdoor | Next to meter
Solar Registration Program | NJSRRE1543416868 | cemden | 8103 | 14 | 35.04 | Commercial | No | Behind the Meter | tj technology | PSE&G | Accepted | 2019-12-21 | 2019-12-23 | 2020-12-23 | jinko solar | Eagle HC 72M | Solar Panels |  | 0.385 | 91 | 203 | 5 |  | Fixed | Roof
Solar Registration Program | NJSRRE1543416868 | cemden | 8103 | 14 | 35.04 | Commercial | No | Behind the Meter | tj technology | PSE&G | Accepted | 2019-12-21 | 2019-12-23 | 2020-12-23 | enphase | IQ7Plus-72-2-US | Inverters | 0.29 |  | 46 |  |  | 0.98 |  | Outdoor | roof top
Solar Registration Program | NJSRRE1540298052 | Pedricktown | 8067 | 16 | 35.1 | Commercial | No | Behind the Meter | Geoscape Solar | AC Electric | Accepted | 2019-01-30 | 2019-02-04 | 2020-02-04 | Sunpower | SPR-P19-390-COM | Solar Panels |  | 0.39 | 90 | 180 | 20 |  | Fixed | Ground
Solar Registration Program | NJSRRE1540298052 | Pedricktown | 8067 | 16 | 35.1 | Commercial | No | Behind the Meter | Geoscape Solar | AC Electric | Accepted | 2019-01-30 | 2019-02-04 | 2020-02-04 | Solar Edge | SE33.3Kus | Inverters | 33300 |  | 1 |  |  | 0.97 |  | Outside | adj to utility meter
Solar Registration Program | NJSRRE1541880494 | Blairstown | 7825 | 2 | 35.1 | Residential | No | Behind the Meter | Accord Power Inc | JCP&L | Accepted | 2019-08-23 | 2019-09-03 | 2020-09-03 | Hanwah | Q.Cell 325 | Solar Panels |  | 0.325 | 108 | 180 | 10 |  | Fixed | Ground
Solar Registration Program | NJSRRE1541880494 | Blairstown | 7825 | 2 | 35.1 | Residential | No | Behind the Meter | Accord Power Inc | JCP&L | Accepted | 2019-08-23 | 2019-09-03 | 2020-09-03 | AP System | YC600 | Inverters | 600 |  | 54 |  |  | 0.967 |  | Outdoor | ground mount under panels
Solar Registration Program | NJSRRE1543498120 | New Brunswick | 8901 | 11 | 35.1 | School Public K-12 | No | Behind the Meter | Swinerton Builders | PSE&G | Accepted | 2019-12-06 | 2019-12-17 | 2020-12-17 | BYD | P6k-36 Series 4BB | Solar Panels |  | 0.325 | 108 | 235 | 10 |  | Fixed | Roof
Solar Registration Program | NJSRRE1543498120 | New Brunswick | 8901 | 11 | 35.1 | School Public K-12 | No | Behind the Meter | Swinerton Builders | PSE&G | Accepted | 2019-12-06 | 2019-12-17 | 2020-12-17 | Solectria | PVI 36TL | Inverters | 36 |  | 1 |  |  | 0.986 |  | Outdoor | N/A
Solar Registration Program | NJSRRE1543498120 | New Brunswick | 8901 | 11 | 35.1 | School Public K-12 | No | Behind the Meter | Swinerton Builders | PSE&G | Accepted | 2019-12-06 | 2019-12-17 | 2020-12-17 | Locus | LGATE360 | Meters |  |  | 1 |  |  |  | Yes | Indoor
Solar Registration Program | NJSRRE1540254983 | East Brunswick | 8816 | 11 | 35.28 | Residential | Yes | Behind the Meter | Pro Custom Solar dba Momentum Solar | PSE&G | Accepted | 2019-01-17 | 2019-01-22 | 2020-01-22 | HANWHA | Q.PEAK DUO BLK-G5 315 | Solar Panels |  | 0.315 | 72 | 198 | 19 |  | Fixed | Roof
Solar Registration Program | NJSRRE1540254983 | East Brunswick | 8816 | 11 | 35.28 | Residential | Yes | Behind the Meter | Pro Custom Solar dba Momentum Solar | PSE&G | Accepted | 2019-01-17 | 2019-01-22 | 2020-01-22 | HANWHA | Q.PEAK DUO BLK-G5 315 | Solar Panels |  | 0.315 | 40 | 18 | 19 |  | Fixed | Roof
Solar Registration Program | NJSRRE1540254983 | East Brunswick | 8816 | 11 | 35.28 | Residential | Yes | Behind the Meter | Pro Custom Solar dba Momentum Solar | PSE&G | Accepted | 2019-01-17 | 2019-01-22 | 2020-01-22 | ENPHASE | IQ7-60-2-US | Inverters | 250 |  | 112 |  |  | 0.97 |  | Outdoor | ROOF
Solar Registration Program | NJSRRE1541680571 | West New York | 7093 | 8 | 35.55 | Commercial | No | Behind the Meter | Geoscape Solar | PSE&G | Accepted | 2019-07-18 | 2019-07-22 | 2020-07-22 | SunPower | SPRR-P19-395-COM | Solar Panels |  | 0.395 | 90 | 220 | 22 |  | Fixed | Roof
Solar Registration Program | NJSRRE1541680571 | West New York | 7093 | 8 | 35.55 | Commercial | No | Behind the Meter | Geoscape Solar | PSE&G | Accepted | 2019-07-18 | 2019-07-22 | 2020-07-22 | SolarEdge | SE14.4kus | Inverters | 14400 |  | 2 |  |  | 0.98 |  | Outside | Adj. to the Utility Meter
Solar Registration Program | NJSRRE1541680591 | West New York | 7093 | 8 | 35.55 | Commercial | No | Behind the Meter | Geoscape Solar | PSE&G | Accepted | 2019-07-18 | 2019-07-22 | 2020-07-22 | SunPower | SPR-P19-395-COM | Solar Panels |  | 0.395 | 90 | 220 | 20 |  | Fixed | Roof
Solar Registration Program | NJSRRE1541680591 | West New York | 7093 | 8 | 35.55 | Commercial | No | Behind the Meter | Geoscape Solar | PSE&G | Accepted | 2019-07-18 | 2019-07-22 | 2020-07-22 | SolarEdge | SE14.4kus | Inverters | 14400 |  | 2 |  |  | 0.98 |  | Outside | Adj. to Utility Meter
Solar Registration Program | NJSRRE1541976880 | Ocean City | 8226 | 21 | 35.69 | Residential | No | Behind the Meter | Sun Up Zero Down | AC Electric | Final As-Built Received | 2019-08-30 | 2019-09-18 | 2020-09-18 | Trina | TSM-305 DD05A.05 (II) | Solar Panels |  | 0.305 | 5 | 46 | 14 |  | Fixed | Roof
Solar Registration Program | NJSRRE1541976880 | Ocean City | 8226 | 21 | 35.69 | Residential | No | Behind the Meter | Sun Up Zero Down | AC Electric | Final As-Built Received | 2019-08-30 | 2019-09-18 | 2020-09-18 | Trina | TSM-305 DD05A.05 (II) | Solar Panels |  | 0.305 | 112 | 226 | 14 |  | Fixed | Roof
Solar Registration Program | NJSRRE1541976880 | Ocean City | 8226 | 21 | 35.69 | Residential | No | Behind the Meter | Sun Up Zero Down | AC Electric | Final As-Built Received | 2019-08-30 | 2019-09-18 | 2020-09-18 | SolarEdge | SE11400H-US | Inverters | 11400 |  | 1 |  |  | 0.98 |  | Other | outside wall
Solar Registration Program | NJSRRE1541976880 | Ocean City | 8226 | 21 | 35.69 | Residential | No | Behind the Meter | Sun Up Zero Down | AC Electric | Final As-Built Received | 2019-08-30 | 2019-09-18 | 2020-09-18 | SolarEdge | SE11400H-US | Inverters | 11400 |  | 1 |  |  | 0.98 |  | Other | outside wall
Solar Registration Program | NJSRRE1541976880 | Ocean City | 8226 | 21 | 35.69 | Residential | No | Behind the Meter | Sun Up Zero Down | AC Electric | Final As-Built Received | 2019-08-30 | 2019-09-18 | 2020-09-18 | SolarEdge | SE6000H-US | Inverters | 6000 |  | 1 |  |  | 0.983 |  | Other | outside wall
Solar Registration Program | NJSRRE1542524450 | Lakewood | 8701 | 18 | 35.97 | Residential | No | Behind the Meter | Kamtech Solar Solutions | JCP&L | Accepted | 2019-10-10 | 2019-10-14 | 2020-10-14 | Sunpower Corp | E20-327-AC-E | Solar Panels |  | 0.327 | 9 | 283 | 17 |  | Fixed | Roof
Solar Registration Program | NJSRRE1542524450 | Lakewood | 8701 | 18 | 35.97 | Residential | No | Behind the Meter | Kamtech Solar Solutions | JCP&L | Accepted | 2019-10-10 | 2019-10-14 | 2020-10-14 | Sunpower Corp | X20-327-C-AC | Solar Panels |  | 0.327 | 29 | 103 | 19 |  | Fixed | Roof
Solar Registration Program | NJSRRE1542524450 | Lakewood | 8701 | 18 | 35.97 | Residential | No | Behind the Meter | Kamtech Solar Solutions | JCP&L | Accepted | 2019-10-10 | 2019-10-14 | 2020-10-14 | Sunpower Corp | X20-327-C-AC | Solar Panels |  | 0.327 | 19 | 283 | 16 |  | Fixed | Roof
Solar Registration Program | NJSRRE1542524450 | Lakewood | 8701 | 18 | 35.97 | Residential | No | Behind the Meter | Kamtech Solar Solutions | JCP&L | Accepted | 2019-10-10 | 2019-10-14 | 2020-10-14 | Sunpower Corp | X20-327-AC-C | Solar Panels |  | 0.327 | 10 | 285 | 18 |  | Fixed | Roof
Solar Registration Program | NJSRRE1542524450 | Lakewood | 8701 | 18 | 35.97 | Residential | No | Behind the Meter | Kamtech Solar Solutions | JCP&L | Accepted | 2019-10-10 | 2019-10-14 | 2020-10-14 | Sunpower Corp | E20-327-C-AC | Solar Panels |  | 0.327 | 24 | 193 | 18 |  | Fixed | Roof
Solar Registration Program | NJSRRE1542524450 | Lakewood | 8701 | 18 | 35.97 | Residential | No | Behind the Meter | Kamtech Solar Solutions | JCP&L | Accepted | 2019-10-10 | 2019-10-14 | 2020-10-14 | Sunpower Corp | X20-327-C-AC | Solar Panels |  | 0.327 | 19 | 13 | 18 |  | Fixed | Roof
Solar Registration Program | NJSRRE1542524450 | Lakewood | 8701 | 18 | 35.97 | Residential | No | Behind the Meter | Kamtech Solar Solutions | JCP&L | Accepted | 2019-10-10 | 2019-10-14 | 2020-10-14 | Enphase Energy Inc. | IQ-7X | Inverters | 315 |  | 110 |  |  | 0.975 |  | Outdoor | Underneath each module
Solar Registration Program | NJSRRE1542431527 | Newton | 7860 | 1 | 36.4 | Residential | No | Behind the Meter | Green Power Energy | JCP&L | Accepted | 2019-09-24 | 2019-09-26 | 2020-09-26 | Silfab | SLG350M | Solar Panels |  | 0.35 | 104 | 178 | 25 |  | Fixed | Ground
Solar Registration Program | NJSRRE1542431527 | Newton | 7860 | 1 | 36.4 | Residential | No | Behind the Meter | Green Power Energy | JCP&L | Accepted | 2019-09-24 | 2019-09-26 | 2020-09-26 | Solar Edge | SE7600H-US | Inverters | 7600 |  | 4 |  |  | 0.97 |  | Outside | next to meter
Solar Registration Program | NJSRRE1539318037 | Wenonah | 8090 | 15 | 36.6 | Residential | No | Behind the Meter | Suntuity Solar LLC | AC Electric | Accepted | 2018-09-03 | 2018-09-06 | 2020-03-06 | Hanwha Solar | Q-cells 305 mono | Solar Panels |  | 0.305 | 60 | 199 | 20 |  | Fixed | Roof
Solar Registration Program | NJSRRE1539318037 | Wenonah | 8090 | 15 | 36.6 | Residential | No | Behind the Meter | Suntuity Solar LLC | AC Electric | Accepted | 2018-09-03 | 2018-09-06 | 2020-03-06 | Hanwha Solar | Q-cells 305 mono | Solar Panels |  | 0.305 | 60 | 199 | 20 |  | Fixed | Roof
Solar Registration Program | NJSRRE1539318037 | Wenonah | 8090 | 15 | 36.6 | Residential | No | Behind the Meter | Suntuity Solar LLC | AC Electric | Accepted | 2018-09-03 | 2018-09-06 | 2020-03-06 | Enphase Energy | IQ7-60-2-US | Inverters | 240 |  | 120 |  |  | 0.97 |  | Outdoor | Behind the PV Modules
Solar Registration Program | NJSRRE1543416870 | cemden | 8103 | 14 | 36.96 | Commercial | No | Behind the Meter | tj technology | PSE&G | Accepted | 2019-12-21 | 2019-12-23 | 2020-12-23 | jinko solar | Eagle HC 72M | Solar Panels |  | 0.385 | 96 | 253 | 30 |  | Fixed | Parking Lot
Solar Registration Program | NJSRRE1543416870 | cemden | 8103 | 14 | 36.96 | Commercial | No | Behind the Meter | tj technology | PSE&G | Accepted | 2019-12-21 | 2019-12-23 | 2020-12-23 | enphase | ENPHASE IQ7PLUS-72-2-US | Inverters | 0.29 |  | 51 |  |  | 0.98 |  | Outdoor | carport
Solar Registration Program | NJSRRE1541118119 | Demarest | 7627 | 7 | 37.17 | Residential | No | Behind the Meter | Tesla Energy Operations Inc | Orange Rockland Electric | Accepted | 2019-06-05 | 2019-06-26 | 2020-06-26 | Hanwha Q-Cells | Q.Peak DUO BLK-G5/SC315 | Solar Panels |  | 0.315 | 3 | 151 | 30 |  | Fixed | Roof
Solar Registration Program | NJSRRE1541118119 | Demarest | 7627 | 7 | 37.17 | Residential | No | Behind the Meter | Tesla Energy Operations Inc | Orange Rockland Electric | Accepted | 2019-06-05 | 2019-06-26 | 2020-06-26 | Hanwha Q-Cells | Q.Peak DUO BLK-G5/SC315 | Solar Panels |  | 0.315 | 8 | 241 | 41 |  | Fixed | Roof
Solar Registration Program | NJSRRE1541118119 | Demarest | 7627 | 7 | 37.17 | Residential | No | Behind the Meter | Tesla Energy Operations Inc | Orange Rockland Electric | Accepted | 2019-06-05 | 2019-06-26 | 2020-06-26 | Hanwha Q-Cells | Q.Peak DUO BLK-G5/SC315 | Solar Panels |  | 0.315 | 8 | 151 | 27 |  | Fixed | Roof
Solar Registration Program | NJSRRE1541118119 | Demarest | 7627 | 7 | 37.17 | Residential | No | Behind the Meter | Tesla Energy Operations Inc | Orange Rockland Electric | Accepted | 2019-06-05 | 2019-06-26 | 2020-06-26 | Hanwha Q-Cells | Q.Peak DUO BLK-G5/SC315 | Solar Panels |  | 0.315 | 46 | 106 | 31 |  | Fixed | Roof
Solar Registration Program | NJSRRE1541118119 | Demarest | 7627 | 7 | 37.17 | Residential | No | Behind the Meter | Tesla Energy Operations Inc | Orange Rockland Electric | Accepted | 2019-06-05 | 2019-06-26 | 2020-06-26 | Hanwha Q-Cells | Q.Peak DUO BLK-G5/SC315 | Solar Panels |  | 0.315 | 16 | 286 | 31 |  | Fixed | Roof
Solar Registration Program | NJSRRE1541118119 | Demarest | 7627 | 7 | 37.17 | Residential | No | Behind the Meter | Tesla Energy Operations Inc | Orange Rockland Electric | Accepted | 2019-06-05 | 2019-06-26 | 2020-06-26 | Hanwha Q-Cells | Q.Peak DUO BLK-G5/SC315 | Solar Panels |  | 0.315 | 4 | 61 | 30 |  | Fixed | Roof
Solar Registration Program | NJSRRE1541118119 | Demarest | 7627 | 7 | 37.17 | Residential | No | Behind the Meter | Tesla Energy Operations Inc | Orange Rockland Electric | Accepted | 2019-06-05 | 2019-06-26 | 2020-06-26 | Hanwha Q-Cells | Q.Peak DUO BLK-G5/SC315 | Solar Panels |  | 0.315 | 27 | 286 | 31 |  | Fixed | Roof
Solar Registration Program | NJSRRE1541118119 | Demarest | 7627 | 7 | 37.17 | Residential | No | Behind the Meter | Tesla Energy Operations Inc | Orange Rockland Electric | Accepted | 2019-06-05 | 2019-06-26 | 2020-06-26 | Hanwha Q-Cells | Q.Peak DUO BLK-G5/SC315 | Solar Panels |  | 0.315 | 6 | 331 | 27 |  | Fixed | Roof
Solar Registration Program | NJSRRE1541118119 | Demarest | 7627 | 7 | 37.17 | Residential | No | Behind the Meter | Tesla Energy Operations Inc | Orange Rockland Electric | Accepted | 2019-06-05 | 2019-06-26 | 2020-06-26 | SOLAREDGE | SE7600H-US000SNC2 | Inverters | 7600 |  | 1 |  |  | 0.99 |  | Indoor | Inside garage
Solar Registration Program | NJSRRE1541118119 | Demarest | 7627 | 7 | 37.17 | Residential | No | Behind the Meter | Tesla Energy Operations Inc | Orange Rockland Electric | Accepted | 2019-06-05 | 2019-06-26 | 2020-06-26 | SOLAREDGE | SE11400H-US000SNC2 | Inverters | 11400 |  | 2 |  |  | 0.975 |  | Indoor | Inside garage
Solar Registration Program | NJSRRE1541118119 | Demarest | 7627 | 7 | 37.17 | Residential | No | Behind the Meter | Tesla Energy Operations Inc | Orange Rockland Electric | Accepted | 2019-06-05 | 2019-06-26 | 2020-06-26 | Tesla | AC Powerwall 2.0 | Electric Storage Battery |  |  | 1 |  |  |  | Lithium Ion |  | Inside garage
Solar Registration Program | NJSRRE1540894650 | South Plainfield | 7080 | 11 | 37.2 | Commercial | No | Behind the Meter | Advanced Solar & Energy Solutions, LLC | PSE&G | Accepted | 2019-04-25 | 2019-04-26 | 2020-04-26 | Silfab | Silfab 300w | Solar Panels |  | 0.3 | 124 | 180 | 33 |  | Fixed | Roof
Solar Registration Program | NJSRRE1540894650 | South Plainfield | 7080 | 11 | 37.2 | Commercial | No | Behind the Meter | Advanced Solar & Energy Solutions, LLC | PSE&G | Accepted | 2019-04-25 | 2019-04-26 | 2020-04-26 | Solar Edge | SE43.2kUS | Inverters | 43.2 |  | 1 |  |  | 0.97 |  | Indoor | In garage
Solar Registration Program | NJSRRE1542553705 | BAYVILLE | 8721 | 18 | 37.2 | Commercial | No | Behind the Meter | TAF SOLAR LLC | JCP&L | Accepted | 2019-10-17 | 2019-10-21 | 2020-10-21 | TRINA | DD05A.05(II) | Solar Panels |  | 0.31 | 120 | 110 | 15 |  | Fixed | Roof
Solar Registration Program | NJSRRE1542553705 | BAYVILLE | 8721 | 18 | 37.2 | Commercial | No | Behind the Meter | TAF SOLAR LLC | JCP&L | Accepted | 2019-10-17 | 2019-10-21 | 2020-10-21 | SolarEdge | SE14.4KUS | Inverters | 14400 |  | 2 |  |  | 0.97 |  | Outside | 3' from utility meter
Solar Registration Program | NJSRRE1543686965 | Pleasantville | 8232 | 19 | 37.74 | Commercial | No | Behind the Meter | Green Power Developers LLC | AC Electric | Accepted | 2019-12-24 | 2019-12-30 | 2020-12-30 | CSun | CSUN370-72M | Solar Panels |  | 0.37 | 102 | 205 | 18 |  | Fixed | Roof
Solar Registration Program | NJSRRE1543686965 | Pleasantville | 8232 | 19 | 37.74 | Commercial | No | Behind the Meter | Green Power Developers LLC | AC Electric | Accepted | 2019-12-24 | 2019-12-30 | 2020-12-30 | SolarEdge | SE30.0KWUS | Inverters | 30000 |  | 1 |  |  | 0.98 |  | Outdoor | Rooftop
Solar Registration Program | NJSRRE1543067321 | Vineland | 8360 | 20 | 37.8 | Residential | Yes | Behind the Meter | Suntuity Solar LLC | AC Electric | Accepted | 2019-11-12 | 2019-11-14 | 2020-11-14 | Yingli Green Energy | YL315D-30b | Solar Panels |  | 0.315 | 120 | 189 | 20 |  | Fixed | Ground
Solar Registration Program | NJSRRE1543067321 | Vineland | 8360 | 20 | 37.8 | Residential | Yes | Behind the Meter | Suntuity Solar LLC | AC Electric | Accepted | 2019-11-12 | 2019-11-14 | 2020-11-14 | Enphase Energy | IQ7-60-2-US | Inverters | 240 |  | 120 |  |  | 0.97 |  | Outdoor | Behind the PV modules
Solar Registration Program | NJSRRE1543820040 | Jackson | 8527 | 18 | 37.8 | Residential | Yes | Behind the Meter | Suntuity Solar LLC | JCP&L | Accepted | 2019-12-26 | 2019-12-31 | 2020-12-31 | Yingli Green Energy | YL315D-30b | Solar Panels |  | 0.315 | 44 | 180 | 20 |  | Fixed | Ground
Solar Registration Program | NJSRRE1543820040 | Jackson | 8527 | 18 | 37.8 | Residential | Yes | Behind the Meter | Suntuity Solar LLC | JCP&L | Accepted | 2019-12-26 | 2019-12-31 | 2020-12-31 | Yingli Green Energy | YL315D-30b | Solar Panels |  | 0.315 | 38 | 180 | 30 |  | Fixed | Ground
Solar Registration Program | NJSRRE1543820040 | Jackson | 8527 | 18 | 37.8 | Residential | Yes | Behind the Meter | Suntuity Solar LLC | JCP&L | Accepted | 2019-12-26 | 2019-12-31 | 2020-12-31 | Yingli Green Energy | YL315D-30b | Solar Panels |  | 0.315 | 38 | 180 | 30 |  | Fixed | Ground
Solar Registration Program | NJSRRE1543820040 | Jackson | 8527 | 18 | 37.8 | Residential | Yes | Behind the Meter | Suntuity Solar LLC | JCP&L | Accepted | 2019-12-26 | 2019-12-31 | 2020-12-31 | Enphase Energy | IQ7-60-2-US | Inverters | 240 |  | 120 |  |  | 0.97 |  | Outdoor | Behind the PV Modules
Solar Registration Program | NJSRRE1541680426 | Hoboken | 7030 | 8 | 37.92 | Commercial | No | Behind the Meter | Geoscape Solar | PSE&G | Accepted | 2019-07-18 | 2019-07-22 | 2020-07-22 | SunPower | SPR-P19-395-COM | Solar Panels |  | 0.395 | 96 | 193 | 10 |  | Fixed | Roof
Solar Registration Program | NJSRRE1541680426 | Hoboken | 7030 | 8 | 37.92 | Commercial | No | Behind the Meter | Geoscape Solar | PSE&G | Accepted | 2019-07-18 | 2019-07-22 | 2020-07-22 | Solar Edge | SE14.4kus | Inverters | 28.8 |  | 2 |  |  | 0.98 |  | Outside | Adj. to Utility Meter
Solar Registration Program | NJSRRE1543474155 | Hewitt | 7421 | 6 | 37.92 | Non Profit | No | Behind the Meter | Self Install | Orange Rockland Electric | Accepted | 2019-12-19 | 2019-12-23 | 2020-12-23 | Canadian Solar | CS1U-395 | Solar Panels |  | 0.395 | 96 | 161 | 22 |  | Fixed | Roof
Solar Registration Program | NJSRRE1543474155 | Hewitt | 7421 | 6 | 37.92 | Non Profit | No | Behind the Meter | Self Install | Orange Rockland Electric | Accepted | 2019-12-19 | 2019-12-23 | 2020-12-23 | SMA | Sunny Boy SB 6.0-US | Inverters | 6000 |  | 6 |  |  | 0.976 |  | Outdoor | roof-mounted adjacent to panels
Solar Registration Program | NJSRRE1541136358 | Marmora | 8223 | 21 | 38.19 | Residential | No | Behind the Meter | Geoscape Solar | AC Electric | Final As-Built Received | 2019-06-12 | 2019-06-17 | 2020-06-17 | Lg Electronics | LG335N1C-A5 | Solar Panels |  | 0.335 | 114 | 225 | 20 |  | Fixed | Ground
Solar Registration Program | NJSRRE1541136358 | Marmora | 8223 | 21 | 38.19 | Residential | No | Behind the Meter | Geoscape Solar | AC Electric | Final As-Built Received | 2019-06-12 | 2019-06-17 | 2020-06-17 | Solar Edge | SE10000H-US | Inverters | 10000 |  | 2 |  |  | 0.98 |  | Outside | adj to utility meter
Solar Registration Program | NJSRRE1541136358 | Marmora | 8223 | 21 | 38.19 | Residential | No | Behind the Meter | Geoscape Solar | AC Electric | Final As-Built Received | 2019-06-12 | 2019-06-17 | 2020-06-17 | SolarEdge | SE5000H-US | Inverters | 5000 |  | 1 |  |  | 0.98 |  | Outside | adj. to utility meter
Solar Registration Program | NJSRRE1542419959 | East Orange | 7018 | 9 | 38.25 | Commercial | No | Behind the Meter | Arosa Solar Energy Systems Inc | PSE&G | Accepted | 2019-09-19 | 2019-09-20 | 2020-09-20 | GCL | GCL-M3/72 | Solar Panels |  | 0.375 | 102 | 133 | 10 |  | Fixed | Roof
Solar Registration Program | NJSRRE1542419959 | East Orange | 7018 | 9 | 38.25 | Commercial | No | Behind the Meter | Arosa Solar Energy Systems Inc | PSE&G | Accepted | 2019-09-19 | 2019-09-20 | 2020-09-20 | SolarEdge | SE14.4kus | Inverters | 14.4 |  | 2 |  |  | 0.98 |  | Outdoor | Rooftop
Solar Registration Program | NJSRRE1542556231 | Cedar Run | 8092 | 18 | 38.25 | Non Profit | Yes | Behind the Meter | Spectrum Energy, Inc. | AC Electric | Accepted | 2019-10-23 | 2019-10-24 | 2020-10-24 | TRINA | TSM-245PA05 | Solar Panels |  | 0.245 | 11 | 202 | 40 |  | Fixed | Roof
Solar Registration Program | NJSRRE1542556231 | Cedar Run | 8092 | 18 | 38.25 | Non Profit | Yes | Behind the Meter | Spectrum Energy, Inc. | AC Electric | Accepted | 2019-10-23 | 2019-10-24 | 2020-10-24 | TRINA | TSM-245PA05 | Solar Panels |  | 0.245 | 34 | 202 | 40 |  | Fixed | Roof
Solar Registration Program | NJSRRE1542556231 | Cedar Run | 8092 | 18 | 38.25 | Non Profit | Yes | Behind the Meter | Spectrum Energy, Inc. | AC Electric | Accepted | 2019-10-23 | 2019-10-24 | 2020-10-24 | TRINA | TSM-275PD05.05 | Solar Panels |  | 0.275 | 99 | 202 | 25 |  | Fixed | Roof
Solar Registration Program | NJSRRE1542556231 | Cedar Run | 8092 | 18 | 38.25 | Non Profit | Yes | Behind the Meter | Spectrum Energy, Inc. | AC Electric | Accepted | 2019-10-23 | 2019-10-24 | 2020-10-24 | ENPHASE | IQ7-60-ACM-US | Inverters | 240 |  | 144 |  |  | 0.97 |  | Outside | MICROINVERTERS UNDER EACH PANEL
Solar Registration Program | NJSRRE1543058033 | Holmdel | 7733 | 17 | 38.53 | Commercial | No | Behind the Meter | New Jersey Clean Energy Solutions | JCP&L | Accepted | 2019-11-08 | 2019-11-12 | 2020-11-12 | Sunpower | P17-335-COM-US | Solar Panels |  | 0.335 | 14 | 264 | 23 |  | Fixed | Roof | Building
Solar Registration Program | NJSRRE1543058033 | Holmdel | 7733 | 17 | 38.53 | Commercial | No | Behind the Meter | New Jersey Clean Energy Solutions | JCP&L | Accepted | 2019-11-08 | 2019-11-12 | 2020-11-12 | Sunpower | P17-335-COM-US | Solar Panels |  | 0.335 | 47 | 174 | 23 |  | Fixed | Roof | Building
Solar Registration Program | NJSRRE1543058033 | Holmdel | 7733 | 17 | 38.53 | Commercial | No | Behind the Meter | New Jersey Clean Energy Solutions | JCP&L | Accepted | 2019-11-08 | 2019-11-12 | 2020-11-12 | Sunpower | P17-335-COM-US | Solar Panels |  | 0.335 | 14 | 84 | 23 |  | Fixed | Roof | Building
Solar Registration Program | NJSRRE1543058033 | Holmdel | 7733 | 17 | 38.53 | Commercial | No | Behind the Meter | New Jersey Clean Energy Solutions | JCP&L | Accepted | 2019-11-08 | 2019-11-12 | 2020-11-12 | Sunpower | P17-335-COM-US | Solar Panels |  | 0.335 | 15 | 264 | 15 |  | Fixed | Roof | Building
Solar Registration Program | NJSRRE1543058033 | Holmdel | 7733 | 17 | 38.53 | Commercial | No | Behind the Meter | New Jersey Clean Energy Solutions | JCP&L | Accepted | 2019-11-08 | 2019-11-12 | 2020-11-12 | Sunpower | P17-335-COM-US | Solar Panels |  | 0.335 | 10 | 174 | 23 |  | Fixed | Roof | Building
Solar Registration Program | NJSRRE1543058033 | Holmdel | 7733 | 17 | 38.53 | Commercial | No | Behind the Meter | New Jersey Clean Energy Solutions | JCP&L | Accepted | 2019-11-08 | 2019-11-12 | 2020-11-12 | Sunpower | P17-335-COM-US | Solar Panels |  | 0.335 | 3 | 174 | 15 |  | Fixed | Roof | Building
Solar Registration Program | NJSRRE1543058033 | Holmdel | 7733 | 17 | 38.53 | Commercial | No | Behind the Meter | New Jersey Clean Energy Solutions | JCP&L | Accepted | 2019-11-08 | 2019-11-12 | 2020-11-12 | Sunpower | P17-335-COM-US | Solar Panels |  | 0.335 | 12 | 264 | 15 |  | Fixed | Roof | Building
Solar Registration Program | NJSRRE1543058033 | Holmdel | 7733 | 17 | 38.53 | Commercial | No | Behind the Meter | New Jersey Clean Energy Solutions | JCP&L | Accepted | 2019-11-08 | 2019-11-12 | 2020-11-12 | Enphase | IQ7 | Inverters | 290 |  | 115 |  |  | 0.987 |  | Outside | under panel
Solar Registration Program | NJSRRE1540904906 | Penns Grove | 8069 | 16 | 38.76 | Commercial | Yes | Behind the Meter | Solar Renewable Energy, LLC | AC Electric | Accepted | 2019-05-15 | 2019-06-17 | 2020-06-17 | Solar Edge | SE 10000 | Inverters | 10000 |  | 3 |  |  | 0.996 |  | Outdoor | Roof
Solar Registration Program | NJSRRE1540904906 | Penns Grove | 8069 | 16 | 38.76 | Commercial | Yes | Behind the Meter | Solar Renewable Energy, LLC | AC Electric | Accepted | 2019-05-15 | 2019-06-17 | 2020-06-17 | HT SAAE | HT 72 156M (380W) | Solar Panels |  | 0.38 | 102 | Landscape | 22 |  | Fixed | Roof
Solar Registration Program | NJSRRE1540904906 | Penns Grove | 8069 | 16 | 38.76 | Commercial | Yes | Behind the Meter | Solar Renewable Energy, LLC | AC Electric | Accepted | 2019-05-15 | 2019-06-17 | 2020-06-17 | Solar Edge | SE RWD ED 480 MB | Meters |  |  | 1 |  |  |  |  | Outdoor
Solar Registration Program | NJSRRE1542592859 | West New York | 7093 | 8 | 39 | Residential | No | Behind the Meter | Green Hybrid Energy Solutions, Inc. | PSE&G | Accepted | 2019-10-25 | 2019-10-29 | 2020-10-29 | JIinko Solar | JKM390M72H-V | Solar Panels |  | 0.39 | 100 | 150 | 10 |  | Fixed | Roof
Solar Registration Program | NJSRRE1542592859 | West New York | 7093 | 8 | 39 | Residential | No | Behind the Meter | Green Hybrid Energy Solutions, Inc. | PSE&G | Accepted | 2019-10-25 | 2019-10-29 | 2020-10-29 | Solar Edge | SE14.4K-US | Inverters | 40 |  | 2 |  |  | 0.97 |  | Outside | Roof
Solar Registration Program | NJSRRE1542592859 | West New York | 7093 | 8 | 39 | Residential | No | Behind the Meter | Green Hybrid Energy Solutions, Inc. | PSE&G | Accepted | 2019-10-25 | 2019-10-29 | 2020-10-29 | ABB | P16200AR34 | Meters |  |  | 1 |  |  |  | Yes | Indoor
Solar Registration Program | NJSRRE1543040947 | Swainton | 8210 | 21 | 39.6 | Commercial | Yes | Behind the Meter | OCEAN SOLAR | AC Electric | Accepted | 2019-11-06 | 2019-11-11 | 2020-11-11 | Solar World | SW 300 Mono | Solar Panels |  | 0.3 | 132 | 202 | 20 |  | Fixed | Ground
Solar Registration Program | NJSRRE1543040947 | Swainton | 8210 | 21 | 39.6 | Commercial | Yes | Behind the Meter | OCEAN SOLAR | AC Electric | Accepted | 2019-11-06 | 2019-11-11 | 2020-11-11 | Fronius | Symo 12.0-3 208 | Inverters | 12000 |  | 3 |  |  | 0.98 |  | Outdoor | On Array
Solar Registration Program | NJSRRE1541721916 | Lawrence Township | 8648 | 12 | 39.66 | Municipality | Yes | Behind the Meter | Eznergy | PSE&G | Accepted | 2019-07-31 | 2019-08-05 | 2020-08-05 | Hanwha | QCells 285 | Solar Panels |  | 0.385 | 103 | 195 | 5 |  | Fixed | Roof
Solar Registration Program | NJSRRE1541721916 | Lawrence Township | 8648 | 12 | 39.66 | Municipality | Yes | Behind the Meter | Eznergy | PSE&G | Accepted | 2019-07-31 | 2019-08-05 | 2020-08-05 | Solaredge | SE14.4KUS | Inverters | 16000 |  | 2 |  |  | 0.99 |  | Outdoor | Side of building
Solar Registration Program | NJSRRE1540287945 | Saddle Brook | 7663 | 7 | 39.96 | Commercial | No | Behind the Meter | Solar Energy Systems, LLC. | PSE&G | Accepted | 2019-01-25 | 2019-05-01 | 2020-05-01 | JA SOLAR | JAM72S01-370/PR | Solar Panels |  | 0.37 | 108 | 161 | 10 |  | Fixed | Roof
Solar Registration Program | NJSRRE1540287945 | Saddle Brook | 7663 | 7 | 39.96 | Commercial | No | Behind the Meter | Solar Energy Systems, LLC. | PSE&G | Accepted | 2019-01-25 | 2019-05-01 | 2020-05-01 | Solectria | PVI 28TL | Inverters | 28000 |  | 1 |  |  | 0.986 |  | Outside | Roof
Solar Registration Program | NJSRRE1541110898 | Bogota | 7603 | 7 | 40 | Commercial | No | Behind the Meter | Geoscape Solar | PSE&G | Accepted | 2019-06-05 | 2019-06-07 | 2020-06-07 | Lg Electronics | LG400-N2W-A5 | Solar Panels |  | 0.4 | 100 | 193 | 45 |  | Fixed | Roof
Solar Registration Program | NJSRRE1541110898 | Bogota | 7603 | 7 | 40 | Commercial | No | Behind the Meter | Geoscape Solar | PSE&G | Accepted | 2019-06-05 | 2019-06-07 | 2020-06-07 | Solar Edge | SE9KUS | Inverters | 9000 |  | 2 |  |  | 0.98 |  | Outside | adj to utility meter
Solar Registration Program | NJSRRE1541110898 | Bogota | 7603 | 7 | 40 | Commercial | No | Behind the Meter | Geoscape Solar | PSE&G | Accepted | 2019-06-05 | 2019-06-07 | 2020-06-07 | Solar Edge | SE14.4KUS | Inverters | 14400 |  | 1 |  |  | 0.98 |  | Outside | adj to utility meter
Solar Registration Program | NJSRRE1541862675 | UNION CITY | 7087 | 8 | 40.12 | Commercial | No | Behind the Meter | GENIE SOLAR | PSE&G | Accepted | 2019-08-20 | 2019-09-03 | 2020-09-03 | TRINA | TSM-DD14AII | Solar Panels |  | 0.34 | 118 | 211 | 5 |  | Fixed | Roof
Solar Registration Program | NJSRRE1541862675 | UNION CITY | 7087 | 8 | 40.12 | Commercial | No | Behind the Meter | GENIE SOLAR | PSE&G | Accepted | 2019-08-20 | 2019-09-03 | 2020-09-03 | SOLAREDGE | SE9K-US | Inverters | 9 |  | 2 |  |  | 0.965 |  | Outside | ROOF
Solar Registration Program | NJSRRE1541862675 | UNION CITY | 7087 | 8 | 40.12 | Commercial | No | Behind the Meter | GENIE SOLAR | PSE&G | Accepted | 2019-08-20 | 2019-09-03 | 2020-09-03 | SOLAREDGE | SE14.4KUS | Inverters | 14400 |  | 1 |  |  | 0.97 |  | Outdoor | ROOF
Solar Registration Program | NJSRRE1539283027 | Fairfield | 7004 | 9 | 40.26 | Commercial | No | Behind the Meter | Samba Energy | PSE&G | As-Built Incomplete | 2018-08-21 | 2018-08-24 | 2019-08-24 | HANWHA | Q.PEAK-G4.1 | Solar Panels |  | 0.305 | 132 | 214 | 5 |  | Fixed | Roof
Solar Registration Program | NJSRRE1539283027 | Fairfield | 7004 | 9 | 40.26 | Commercial | No | Behind the Meter | Samba Energy | PSE&G | As-Built Incomplete | 2018-08-21 | 2018-08-24 | 2019-08-24 | LOCUS | LGATE 320 | Meters |  |  | 1 |  |  |  |  | Indoor
Solar Registration Program | NJSRRE1539283027 | Fairfield | 7004 | 9 | 40.26 | Commercial | No | Behind the Meter | Samba Energy | PSE&G | As-Built Incomplete | 2018-08-21 | 2018-08-24 | 2019-08-24 | Solar Edge | SE33.3KUS | Inverters | 33300 |  | 1 |  |  | 0.985 |  | Outside | Roof Mounted
Solar Registration Program | NJSRRE1541703872 | Flemington | 8822 | 4 | 40.28 | Commercial | Yes | Behind the Meter | Aston Solar | JCP&L | Accepted | 2019-07-25 | 2019-08-05 | 2020-08-05 | Trina Solar | TSM-375-DE14A | Solar Panels |  | 0.38 | 106 | 190 | 10 |  | Fixed | Roof
Solar Registration Program | NJSRRE1541703872 | Flemington | 8822 | 4 | 40.28 | Commercial | Yes | Behind the Meter | Aston Solar | JCP&L | Accepted | 2019-07-25 | 2019-08-05 | 2020-08-05 | SolarEdge | SE33KUS | Inverters | 33000 |  | 1 |  |  | 0.98 |  | Outside | outside
Solar Registration Program | NJSRRE1542712790 | Piscataway | 8854 | 11 | 40.33 | Commercial | No | Behind the Meter | Maier Solar Engineering dba Solar Me | PSE&G | Accepted | 2019-10-29 | 2019-10-31 | 2020-10-31 | Hyundai | HiS-s290RG | Solar Panels |  | 0.37 | 109 | 161 | 10 |  | Fixed | Roof
Solar Registration Program | NJSRRE1542712790 | Piscataway | 8854 | 11 | 40.33 | Commercial | No | Behind the Meter | Maier Solar Engineering dba Solar Me | PSE&G | Accepted | 2019-10-29 | 2019-10-31 | 2020-10-31 | Enphase | IQ7+-290 | Inverters | 290 |  | 109 |  |  | 0.96 |  | Outside | roof
Solar Registration Program | NJSRRE1542575167 | West Milford | 7480 | 6 | 40.88 | School Public K-12 | Yes | Behind the Meter | Eznergy | Orange Rockland Electric | Accepted | 2019-10-22 | 2019-10-24 | 2020-10-24 | Trina | TSM375 | Solar Panels |  | 0.375 | 109 | 230 | 5 |  | Fixed | Roof
Solar Registration Program | NJSRRE1542575167 | West Milford | 7480 | 6 | 40.88 | School Public K-12 | Yes | Behind the Meter | Eznergy | Orange Rockland Electric | Accepted | 2019-10-22 | 2019-10-24 | 2020-10-24 | Solar Edge | SE14.4KUS | Inverters | 14400 |  | 5 |  |  | 0.98 |  | Outdoor | Side of building near meter
Solar Registration Program | NJSRRE1541516202 | Millville | 8332 | 20 | 41.04 | Commercial | No | Behind the Meter | Infiniti Energy Services | AC Electric | Accepted | 2019-07-01 | 2019-07-08 | 2020-07-08 | HANWHA | Q CELLS 380W | Solar Panels |  | 0.38 | 108 | 180 | 25 |  | Fixed | Ground
Solar Registration Program | NJSRRE1541516202 | Millville | 8332 | 20 | 41.04 | Commercial | No | Behind the Meter | Infiniti Energy Services | AC Electric | Accepted | 2019-07-01 | 2019-07-08 | 2020-07-08 | SOLECTRIA SOLAR | PVI 36TL- 36KWUS | Inverters | 36000 |  | 1 |  |  | 0.97 |  | Outdoor | AT METER
Solar Registration Program | NJSRRE1542431219 | Woodcliff Lake | 7677 | 7 | 41.06 | Residential | Yes | Behind the Meter | Pro Custom Solar | PSE&G | Accepted | 2019-09-24 | 2019-09-26 | 2020-09-26 | LG ELECTRONICS | LG 345N1C-V5 | Solar Panels |  | 0.345 | 15 | 42 | 22 |  | Fixed | Roof
Solar Registration Program | NJSRRE1542431219 | Woodcliff Lake | 7677 | 7 | 41.06 | Residential | Yes | Behind the Meter | Pro Custom Solar | PSE&G | Accepted | 2019-09-24 | 2019-09-26 | 2020-09-26 | LG ELECTRONICS | LG 345N1C-V5 | Solar Panels |  | 0.345 | 11 | 42 | 20 |  | Fixed | Roof
Solar Registration Program | NJSRRE1542431219 | Woodcliff Lake | 7677 | 7 | 41.06 | Residential | Yes | Behind the Meter | Pro Custom Solar | PSE&G | Accepted | 2019-09-24 | 2019-09-26 | 2020-09-26 | LG ELECTRONICS | LG 345N1C-V5 | Solar Panels |  | 0.345 | 43 | 42 | 22 |  | Fixed | Roof
Solar Registration Program | NJSRRE1542431219 | Woodcliff Lake | 7677 | 7 | 41.06 | Residential | Yes | Behind the Meter | Pro Custom Solar | PSE&G | Accepted | 2019-09-24 | 2019-09-26 | 2020-09-26 | LG ELECTRONICS | LG 345N1C-V5 | Solar Panels |  | 0.345 | 11 | 222 | 20 |  | Fixed | Roof
Solar Registration Program | NJSRRE1542431219 | Woodcliff Lake | 7677 | 7 | 41.06 | Residential | Yes | Behind the Meter | Pro Custom Solar | PSE&G | Accepted | 2019-09-24 | 2019-09-26 | 2020-09-26 | LG ELECTRONICS | LG 345N1C-V5 | Solar Panels |  | 0.345 | 16 | 222 | 30 |  | Fixed | Roof
Solar Registration Program | NJSRRE1542431219 | Woodcliff Lake | 7677 | 7 | 41.06 | Residential | Yes | Behind the Meter | Pro Custom Solar | PSE&G | Accepted | 2019-09-24 | 2019-09-26 | 2020-09-26 | LG ELECTRONICS | LG 345N1C-V5 | Solar Panels |  | 0.345 | 23 | 222 | 20 |  | Fixed | Roof
Solar Registration Program | NJSRRE1542431219 | Woodcliff Lake | 7677 | 7 | 41.06 | Residential | Yes | Behind the Meter | Pro Custom Solar | PSE&G | Accepted | 2019-09-24 | 2019-09-26 | 2020-09-26 | Enphase Energy | IQ7-60-2-US | Inverters | 250 |  | 119 |  |  | 0.97 |  | Outdoor | Roof
Solar Registration Program | NJSRRE1543441807 | Turnersville | 8012 | 14 | 41.6 | Commercial | No | Behind the Meter | Advanced Renewable Solutions LLC | AC Electric | Accepted | 2019-11-25 | 2019-11-27 | 2020-11-27 | Trina | TSM-PD14 320 | Solar Panels |  | 0.32 | 27 | 171 | 20 |  | Fixed | Roof
Solar Registration Program | NJSRRE1543441807 | Turnersville | 8012 | 14 | 41.6 | Commercial | No | Behind the Meter | Advanced Renewable Solutions LLC | AC Electric | Accepted | 2019-11-25 | 2019-11-27 | 2020-11-27 | Trina | TSM-PD14 320 | Solar Panels |  | 0.32 | 58 | 82 | 20 |  | Fixed | Roof
Solar Registration Program | NJSRRE1543441807 | Turnersville | 8012 | 14 | 41.6 | Commercial | No | Behind the Meter | Advanced Renewable Solutions LLC | AC Electric | Accepted | 2019-11-25 | 2019-11-27 | 2020-11-27 | Trina | TSM-PD14 320 | Solar Panels |  | 0.32 | 45 | 172 | 24 |  | Fixed | Roof
Solar Registration Program | NJSRRE1543441807 | Turnersville | 8012 | 14 | 41.6 | Commercial | No | Behind the Meter | Advanced Renewable Solutions LLC | AC Electric | Accepted | 2019-11-25 | 2019-11-27 | 2020-11-27 | APsystems | QS1 | Inverters | 1200 |  | 33 |  |  | 0.965 |  | Other | Rail Mounted
Solar Registration Program | NJSRRE1541440570 | Raritan | 8869 | 5 | 42 | Commercial | No | Behind the Meter | Green Power Energy | PSE&G | Accepted | 2019-06-20 | 2019-06-25 | 2020-06-25 | Trina Solar | TSM-375DE14A(II) | Solar Panels |  | 0.375 | 112 | 180 | 10 |  | Fixed | Roof
Solar Registration Program | NJSRRE1541440570 | Raritan | 8869 | 5 | 42 | Commercial | No | Behind the Meter | Green Power Energy | PSE&G | Accepted | 2019-06-20 | 2019-06-25 | 2020-06-25 | Solar Edge | SE10000H-US | Inverters | 10000 |  | 4 |  |  | 0.97 |  | Outside | next to meter
Solar Registration Program | NJSRRE1538571631 | MONTCLAIR | 7043 | 9 | 42.2 | Commercial | No | Behind the Meter | SEA BRIGHT SOLAR, LLC | PSE&G | Accepted | 2018-07-20 | 2018-07-24 | 2020-01-24 | SUNPOWER | SPR-E20-435-COM | Solar Panels |  | 0.435 | 44 | 180 | 0 |  | Fixed | Roof | FLAT ROOF
Solar Registration Program | NJSRRE1538571631 | MONTCLAIR | 7043 | 9 | 42.2 | Commercial | No | Behind the Meter | SEA BRIGHT SOLAR, LLC | PSE&G | Accepted | 2018-07-20 | 2018-07-24 | 2020-01-24 | SUNPOWER | SPR-E20-435-COM | Solar Panels |  | 0.435 | 53 | 194 | 8 |  | Fixed | Ground | CARPORT
Solar Registration Program | NJSRRE1538571631 | MONTCLAIR | 7043 | 9 | 42.2 | Commercial | No | Behind the Meter | SEA BRIGHT SOLAR, LLC | PSE&G | Accepted | 2018-07-20 | 2018-07-24 | 2020-01-24 | SOLAR EDGE | SE10000 | Inverters | 10000 |  | 4 |  |  | 0.97 |  | Indoor | UTILITY ROOM
Solar Registration Program | NJSRRE1543442856 | Farmingdale | 7727 | 17 | 42.53 | Residential | No | Behind the Meter | Trinity Solar | JCP&L | Accepted | 2019-11-25 | 2019-11-27 | 2020-11-27 | HANWHA | Q.PEAK DUO BLK-G5 315 | Solar Panels |  | 0.315 | 99 | 177 | 5 |  | Fixed | Roof
Solar Registration Program | NJSRRE1543442856 | Farmingdale | 7727 | 17 | 42.53 | Residential | No | Behind the Meter | Trinity Solar | JCP&L | Accepted | 2019-11-25 | 2019-11-27 | 2020-11-27 | HANWHA | Q.PEAK DUO BLK-G5 315 | Solar Panels |  | 0.315 | 36 | 177 | 40 |  | Fixed | Roof
Solar Registration Program | NJSRRE1543442856 | Farmingdale | 7727 | 17 | 42.53 | Residential | No | Behind the Meter | Trinity Solar | JCP&L | Accepted | 2019-11-25 | 2019-11-27 | 2020-11-27 | Solar Edge | SE11400H-US000BNC4 | Inverters | 22800 |  | 2 |  |  | 0.97 |  | Outdoor | side of home
Solar Registration Program | NJSRRE1543442856 | Farmingdale | 7727 | 17 | 42.53 | Residential | No | Behind the Meter | Trinity Solar | JCP&L | Accepted | 2019-11-25 | 2019-11-27 | 2020-11-27 | Solar Edge | SE10000H-US000BNC4 | Inverters | 10000 |  | 1 |  |  | 0.97 |  | Outdoor | side of home
Solar Registration Program | NJSRRE1542575173 | Freehold | 7728 | 17 | 43.2 | Residential | No | Behind the Meter | Trinity Solar | JCP&L | Accepted | 2019-10-22 | 2019-10-24 | 2020-10-24 | LG 360 | LG360Q1C-A5 | Solar Panels |  | 0.36 | 15 | 221 | 30 |  | Fixed | Roof
Solar Registration Program | NJSRRE1542575173 | Freehold | 7728 | 17 | 43.2 | Residential | No | Behind the Meter | Trinity Solar | JCP&L | Accepted | 2019-10-22 | 2019-10-24 | 2020-10-24 | LG 360 | LG360Q1C-A5 | Solar Panels |  | 0.36 | 16 | 311 | 27 |  | Fixed | Roof
Solar Registration Program | NJSRRE1542575173 | Freehold | 7728 | 17 | 43.2 | Residential | No | Behind the Meter | Trinity Solar | JCP&L | Accepted | 2019-10-22 | 2019-10-24 | 2020-10-24 | LG 360 | LG360Q1C-A5 | Solar Panels |  | 0.36 | 10 | 221 | 27 |  | Fixed | Roof
Solar Registration Program | NJSRRE1542575173 | Freehold | 7728 | 17 | 43.2 | Residential | No | Behind the Meter | Trinity Solar | JCP&L | Accepted | 2019-10-22 | 2019-10-24 | 2020-10-24 | LG 360 | LG360Q1C-A5 | Solar Panels |  | 0.36 | 8 | 311 | 30 |  | Fixed | Roof
Solar Registration Program | NJSRRE1542575173 | Freehold | 7728 | 17 | 43.2 | Residential | No | Behind the Meter | Trinity Solar | JCP&L | Accepted | 2019-10-22 | 2019-10-24 | 2020-10-24 | LG 360 | LG360Q1C-A5 | Solar Panels |  | 0.36 | 3 | 221 | 37 |  | Fixed | Roof
Solar Registration Program | NJSRRE1542575173 | Freehold | 7728 | 17 | 43.2 | Residential | No | Behind the Meter | Trinity Solar | JCP&L | Accepted | 2019-10-22 | 2019-10-24 | 2020-10-24 | LG 360 | LG360Q1C-A5 | Solar Panels |  | 0.36 | 14 | 41 | 30 |  | Fixed | Roof
Solar Registration Program | NJSRRE1542575173 | Freehold | 7728 | 17 | 43.2 | Residential | No | Behind the Meter | Trinity Solar | JCP&L | Accepted | 2019-10-22 | 2019-10-24 | 2020-10-24 | LG 360 | LG360Q1C-A5 | Solar Panels |  | 0.36 | 9 | 131 | 30 |  | Fixed | Roof
Solar Registration Program | NJSRRE1542575173 | Freehold | 7728 | 17 | 43.2 | Residential | No | Behind the Meter | Trinity Solar | JCP&L | Accepted | 2019-10-22 | 2019-10-24 | 2020-10-24 | LG 360 | LG360Q1C-A5 | Solar Panels |  | 0.36 | 3 | 221 | 18 |  | Fixed | Roof
Solar Registration Program | NJSRRE1542575173 | Freehold | 7728 | 17 | 43.2 | Residential | No | Behind the Meter | Trinity Solar | JCP&L | Accepted | 2019-10-22 | 2019-10-24 | 2020-10-24 | LG 360 | LG360Q1C-A5 | Solar Panels |  | 0.36 | 3 | 221 | 27 |  | Fixed | Roof
Solar Registration Program | NJSRRE1542575173 | Freehold | 7728 | 17 | 43.2 | Residential | No | Behind the Meter | Trinity Solar | JCP&L | Accepted | 2019-10-22 | 2019-10-24 | 2020-10-24 | LG 360 | LG360Q1C-A5 | Solar Panels |  | 0.36 | 3 | 41 | 27 |  | Fixed | Roof
Solar Registration Program | NJSRRE1542575173 | Freehold | 7728 | 17 | 43.2 | Residential | No | Behind the Meter | Trinity Solar | JCP&L | Accepted | 2019-10-22 | 2019-10-24 | 2020-10-24 | LG 360 | LG360Q1C-A5 | Solar Panels |  | 0.36 | 23 | 131 | 40 |  | Fixed | Roof
Solar Registration Program | NJSRRE1542575173 | Freehold | 7728 | 17 | 43.2 | Residential | No | Behind the Meter | Trinity Solar | JCP&L | Accepted | 2019-10-22 | 2019-10-24 | 2020-10-24 | LG 360 | LG360Q1C-A5 | Solar Panels |  | 0.36 | 13 | 131 | 27 |  | Fixed | Roof
Solar Registration Program | NJSRRE1542575173 | Freehold | 7728 | 17 | 43.2 | Residential | No | Behind the Meter | Trinity Solar | JCP&L | Accepted | 2019-10-22 | 2019-10-24 | 2020-10-24 | Solar Edge | SE10000A-US000NNR2 | Inverters | 40000 |  | 4 |  |  | 0.97 |  | Outdoor | side of home
Solar Registration Program | NJSRRE1540292304 | Matawan | 7747 | 17 | 43.79 | Residential | Yes | Behind the Meter | Vivint Solar Developer, LLC | JCP&L | Accepted | 2019-01-29 | 2019-01-30 | 2020-01-30 | Hanwha Solar | Q.Peak BLK-G5 315 | Solar Panels |  | 0.315 | 41 | 170 | 26 |  | Fixed | Roof
Solar Registration Program | NJSRRE1540292304 | Matawan | 7747 | 17 | 43.79 | Residential | Yes | Behind the Meter | Vivint Solar Developer, LLC | JCP&L | Accepted | 2019-01-29 | 2019-01-30 | 2020-01-30 | Hanwha Solar | Q.Peak BLK-G5 315 | Solar Panels |  | 0.315 | 4 | 260 | 26 |  | Fixed | Roof
Solar Registration Program | NJSRRE1540292304 | Matawan | 7747 | 17 | 43.79 | Residential | Yes | Behind the Meter | Vivint Solar Developer, LLC | JCP&L | Accepted | 2019-01-29 | 2019-01-30 | 2020-01-30 | Hanwha Solar | Q.Peak BLK-G5 315 | Solar Panels |  | 0.315 | 8 | 170 | 26 |  | Fixed | Roof
Solar Registration Program | NJSRRE1540292304 | Matawan | 7747 | 17 | 43.79 | Residential | Yes | Behind the Meter | Vivint Solar Developer, LLC | JCP&L | Accepted | 2019-01-29 | 2019-01-30 | 2020-01-30 | Hanwha Solar | Q.Peak BLK-G5 315 | Solar Panels |  | 0.315 | 30 | 80 | 26 |  | Fixed | Roof
Solar Registration Program | NJSRRE1540292304 | Matawan | 7747 | 17 | 43.79 | Residential | Yes | Behind the Meter | Vivint Solar Developer, LLC | JCP&L | Accepted | 2019-01-29 | 2019-01-30 | 2020-01-30 | Hanwha Solar | Q.Peak BLK-G5 315 | Solar Panels |  | 0.315 | 5 | 260 | 26 |  | Fixed | Roof
Solar Registration Program | NJSRRE1540292304 | Matawan | 7747 | 17 | 43.79 | Residential | Yes | Behind the Meter | Vivint Solar Developer, LLC | JCP&L | Accepted | 2019-01-29 | 2019-01-30 | 2020-01-30 | Hanwha Solar | Q.Peak BLK-G5 315 | Solar Panels |  | 0.315 | 51 | 350 | 26 |  | Fixed | Roof
Solar Registration Program | NJSRRE1540292304 | Matawan | 7747 | 17 | 43.79 | Residential | Yes | Behind the Meter | Vivint Solar Developer, LLC | JCP&L | Accepted | 2019-01-29 | 2019-01-30 | 2020-01-30 | Solar Edge | SE10000H-US | Inverters | 10000 |  | 3 |  |  | 0.992 |  | Outdoor | Near the Utility Meter.
Solar Registration Program | NJSRRE1542422918 | East Orange | 7018 | 9 | 43.88 | Commercial | No | Behind the Meter | Arosa Solar Energy Systems Inc | PSE&G | Accepted | 2019-09-19 | 2019-09-23 | 2020-09-23 | GCL | GCL-M6/72W | Solar Panels |  | 0.375 | 117 | 138 | 10 |  | Fixed | Roof
Solar Registration Program | NJSRRE1542422918 | East Orange | 7018 | 9 | 43.88 | Commercial | No | Behind the Meter | Arosa Solar Energy Systems Inc | PSE&G | Accepted | 2019-09-19 | 2019-09-23 | 2020-09-23 | SolarEdge | SE43.2K-US | Inverters | 43.2 |  | 1 |  |  | 0.98 |  | Outside | RoofTop
Solar Registration Program | NJSRRE1543446463 | Woodstown | 8098 | 16 | 43.88 | Commercial | No | Behind the Meter | Impact Solar LLC | AC Electric | Accepted | 2019-11-26 | 2019-12-03 | 2020-12-03 | panasonic | VBHN325SA17 | Solar Panels |  | 0.325 | 90 | 211 | 23 |  | Fixed | Roof
Solar Registration Program | NJSRRE1543446463 | Woodstown | 8098 | 16 | 43.88 | Commercial | No | Behind the Meter | Impact Solar LLC | AC Electric | Accepted | 2019-11-26 | 2019-12-03 | 2020-12-03 | panasonic | VBHN325SA17 | Solar Panels |  | 0.325 | 31 | 211 | 19 |  | Fixed | Roof
Solar Registration Program | NJSRRE1543446463 | Woodstown | 8098 | 16 | 43.88 | Commercial | No | Behind the Meter | Impact Solar LLC | AC Electric | Accepted | 2019-11-26 | 2019-12-03 | 2020-12-03 | panasonic | VBHN325SA17 | Solar Panels |  | 0.325 | 14 | 211 | 23 |  | Fixed | Roof
Solar Registration Program | NJSRRE1543446463 | Woodstown | 8098 | 16 | 43.88 | Commercial | No | Behind the Meter | Impact Solar LLC | AC Electric | Accepted | 2019-11-26 | 2019-12-03 | 2020-12-03 | solaredge | solaredge direct | Meters |  |  | 4 |  |  |  | Yes | Indoor
Solar Registration Program | NJSRRE1543446463 | Woodstown | 8098 | 16 | 43.88 | Commercial | No | Behind the Meter | Impact Solar LLC | AC Electric | Accepted | 2019-11-26 | 2019-12-03 | 2020-12-03 | solaredge | SE11400H-US | Inverters | 11400 |  | 3 |  |  | 0.96 |  | Outdoor | soutwest
Solar Registration Program | NJSRRE1543446463 | Woodstown | 8098 | 16 | 43.88 | Commercial | No | Behind the Meter | Impact Solar LLC | AC Electric | Accepted | 2019-11-26 | 2019-12-03 | 2020-12-03 | solaredge | SE3800H-US | Inverters | 3800 |  | 1 |  |  | 0.96 |  | Outdoor | southwest
Solar Registration Program | NJSRRE1541680379 | Hoboken | 7030 | 8 | 44.24 | Commercial | No | Behind the Meter | Geoscape Solar | PSE&G | Accepted | 2019-07-18 | 2019-07-22 | 2020-07-22 | Sunpower | SPR-P19-395-COM | Solar Panels |  | 0.395 | 112 | 193 | 10 |  | Fixed | Roof
Solar Registration Program | NJSRRE1541680379 | Hoboken | 7030 | 8 | 44.24 | Commercial | No | Behind the Meter | Geoscape Solar | PSE&G | Accepted | 2019-07-18 | 2019-07-22 | 2020-07-22 | Solar Edge | SE43.2kUS | Inverters | 43200 |  | 1 |  |  | 0.98 |  | Outside | adj to utility meter
Solar Registration Program | NJSRRE1541680402 | Hoboken | 7030 | 8 | 44.24 | Commercial | No | Behind the Meter | Geoscape Solar | PSE&G | Accepted | 2019-07-18 | 2019-07-22 | 2020-07-22 | SunPower | SPR-P19-395-COM | Solar Panels |  | 0.395 | 112 | 193 | 10 |  | Fixed | Roof
Solar Registration Program | NJSRRE1541680402 | Hoboken | 7030 | 8 | 44.24 | Commercial | No | Behind the Meter | Geoscape Solar | PSE&G | Accepted | 2019-07-18 | 2019-07-22 | 2020-07-22 | SolarEdge | SE43.2kus | Inverters | 43200 |  | 1 |  |  | 0.98 |  | Outside | Adj to Utility Meter
Solar Registration Program | NJSRRE1542390056 | Mount Laurel | 8054 | 13 | 44.24 | Commercial | Yes | Behind the Meter | A Clear Alternative, Inc | PSE&G | Accepted | 2019-09-11 | 2019-09-13 | 2020-09-13 | Hanwha | Q.Peak DUO-L-G5 | Solar Panels |  | 0.395 | 112 | 206 | 10 |  | Fixed | Roof
Solar Registration Program | NJSRRE1542390056 | Mount Laurel | 8054 | 13 | 44.24 | Commercial | Yes | Behind the Meter | A Clear Alternative, Inc | PSE&G | Accepted | 2019-09-11 | 2019-09-13 | 2020-09-13 | Solar Edge | SE33.3K | Inverters | 40 |  | 1 |  |  | 0.985 |  | Outside | Near Electric Roof
Solar Registration Program | NJSRRE1540911037 | Hackettstown | 7840 | 2 | 44.4 | Commercial | No | Behind the Meter | Green Power Energy | JCP&L | Accepted | 2019-05-01 | 2019-05-08 | 2020-05-08 | Trina Solar | TSM-370DEG14A(II) | Solar Panels |  | 0.37 | 120 | 130 | 26 |  | Fixed | Roof
Solar Registration Program | NJSRRE1540911037 | Hackettstown | 7840 | 2 | 44.4 | Commercial | No | Behind the Meter | Green Power Energy | JCP&L | Accepted | 2019-05-01 | 2019-05-08 | 2020-05-08 | Solar Edge | SE6000H-US | Inverters | 6000 |  | 6 |  |  | 0.97 |  | Outside | next to meter
Solar Registration Program | NJSRRE1543509275 | Northfield | 8225 | 19 | 44.75 | Commercial | No | Behind the Meter | South State, Inc. | AC Electric | Accepted | 2019-12-11 | 2019-12-13 | 2020-12-13 | SUNIVA | OPT285-60-4-100 | Solar Panels |  | 0.285 | 157 | MIXED | 30 |  | Fixed | Roof
Solar Registration Program | NJSRRE1543509275 | Northfield | 8225 | 19 | 44.75 | Commercial | No | Behind the Meter | South State, Inc. | AC Electric | Accepted | 2019-12-11 | 2019-12-13 | 2020-12-13 | SMA | TRIPOWER 15TL | Inverters | 15000 |  | 1 |  |  | 0.96 |  | Outdoor | BACK OF MAINTENANCE SHOP
Solar Registration Program | NJSRRE1543509275 | Northfield | 8225 | 19 | 44.75 | Commercial | No | Behind the Meter | South State, Inc. | AC Electric | Accepted | 2019-12-11 | 2019-12-13 | 2020-12-13 | SMA | TRIPOWER 24TL | Inverters | 24000 |  | 1 |  |  | 0.96 |  | Outdoor | BACK OF MAINTENANCE SHOP
Solar Registration Program | NJSRRE1543509275 | Northfield | 8225 | 19 | 44.75 | Commercial | No | Behind the Meter | South State, Inc. | AC Electric | Accepted | 2019-12-11 | 2019-12-13 | 2020-12-13 | ACLARA | KV2CE | Meters |  |  | 1 |  |  |  | Yes
Solar Registration Program | NJSRRE1540257518 | Pennsgrove | 8069 | 16 | 45 | Commercial | No | Behind the Meter | RCL Enterprises Inc. | AC Electric | Accepted | 2019-01-18 | 2019-01-22 | 2020-01-22 | Trina Solar | TSM-300DD05A.05 | Solar Panels |  | 0.3 | 150 | 214 | 25 |  | Fixed | Ground
Solar Registration Program | NJSRRE1540257518 | Pennsgrove | 8069 | 16 | 45 | Commercial | No | Behind the Meter | RCL Enterprises Inc. | AC Electric | Accepted | 2019-01-18 | 2019-01-22 | 2020-01-22 | Enphase | IQ7 | Inverters | 36000 |  | 150 |  |  | 0.96 |  | Outdoor | under panels
Solar Registration Program | NJSRRE1541884010 | Turnersville | 8012 | 14 | 45 | Non Profit | Yes | Behind the Meter | National Energy Partners, LLC | AC Electric | Accepted | 2019-08-27 | 2019-08-30 | 2020-08-30 | GCL | GCL-M6/72 (375W) | Solar Panels |  | 0.375 | 120 | 180 | 20 |  | Fixed | Ground
Solar Registration Program | NJSRRE1541884010 | Turnersville | 8012 | 14 | 45 | Non Profit | Yes | Behind the Meter | National Energy Partners, LLC | AC Electric | Accepted | 2019-08-27 | 2019-08-30 | 2020-08-30 | SMA | SUNNY TRIPOWER 15000TL-US | Inverters | 15000 |  | 2 |  |  | 0.98 |  | Outside | Outside
Solar Registration Program | NJSRRE1541884010 | Turnersville | 8012 | 14 | 45 | Non Profit | Yes | Behind the Meter | National Energy Partners, LLC | AC Electric | Accepted | 2019-08-27 | 2019-08-30 | 2020-08-30 | Also Energy | LGate320 | Meters |  |  | 1
Solar Registration Program | NJSRRE1539706405 | Magnolia | 8049 | 14 | 45.14 | Commercial | No | Behind the Meter | Paradise Solar | PSE&G | Accepted | 2018-10-29 | 2018-11-01 | 2020-05-01 | Longi Solar | LRG-72HPH370M | Solar Panels |  | 0.37 | 122 | 157 | 10 |  | Fixed | Roof
Solar Registration Program | NJSRRE1539706405 | Magnolia | 8049 | 14 | 45.14 | Commercial | No | Behind the Meter | Paradise Solar | PSE&G | Accepted | 2018-10-29 | 2018-11-01 | 2020-05-01 | Solar edge | SE43.2KUS | Inverters | 43200 |  | 1 |  |  | 0.992 |  | Outdoor | Wall nearest service entry
Solar Registration Program | NJSRRE1539706405 | Magnolia | 8049 | 14 | 45.14 | Commercial | No | Behind the Meter | Paradise Solar | PSE&G | Accepted | 2018-10-29 | 2018-11-01 | 2020-05-01 | Vision Metering | Vision Metering energy meter | Meters | 120/208 |  | 1 |  |  |  | Yes | Outdoor
Solar Registration Program | NJSRRE1540746344 | Neptune | 7753 | 17 | 45.14 | Non Profit | No | Behind the Meter | Ecological Systems LLC | JCP&L | Accepted | 2019-04-01 | 2019-04-01 | 2020-04-01 | Blue Sun | 290 | Solar Panels |  | 0.295 | 153 | 180 | 20 |  | Fixed | Roof
Solar Registration Program | NJSRRE1540746344 | Neptune | 7753 | 17 | 45.14 | Non Profit | No | Behind the Meter | Ecological Systems LLC | JCP&L | Accepted | 2019-04-01 | 2019-04-01 | 2020-04-01 | Fronius | 10.0-01 | Inverters | 40000 |  | 4 |  |  | 0.96 |  | Outside | at meter
Solar Registration Program | NJSRRE1540746344 | Neptune | 7753 | 17 | 45.14 | Non Profit | No | Behind the Meter | Ecological Systems LLC | JCP&L | Accepted | 2019-04-01 | 2019-04-01 | 2020-04-01 | Solar Log | CL200 | Meters |  |  | 1 |  |  |  |  | Outdoor
Solar Registration Program | NJSRRE1543463318 | Monroe | 8831 | 11 | 45.24 | Farm | No | Behind the Meter | Advanced Solar & Energy Solutions, LLC | JCP&L | Accepted | 2019-12-06 | 2019-12-06 | 2020-12-06 | Solar Edge | SE11400A-US | Inverters | 11400 |  | 4 |  |  | 0.97 |  | Outdoor | mounted on ground mount system
Solar Registration Program | NJSRRE1543463318 | Monroe | 8831 | 11 | 45.24 | Farm | No | Behind the Meter | Advanced Solar & Energy Solutions, LLC | JCP&L | Accepted | 2019-12-06 | 2019-12-06 | 2020-12-06 | Trina Solae | TSM290w | Solar Panels |  | 0.29 | 156 | 180 | 25 |  | Fixed | Ground
Solar Registration Program | NJSRRE1542419423 | Somerset | 8873 | 5 | 45.26 | Commercial | No | Behind the Meter | Genie Solar | PSE&G | Accepted | 2019-09-18 | 2019-10-10 | 2020-10-10 | Prism Solar Technologies | BN72-365 | Solar Panels |  | 0.365 | 124 | 198.5 | 10 |  | Fixed | Roof
Solar Registration Program | NJSRRE1542419423 | Somerset | 8873 | 5 | 45.26 | Commercial | No | Behind the Meter | Genie Solar | PSE&G | Accepted | 2019-09-18 | 2019-10-10 | 2020-10-10 | SolarEdge | SetApp | Inverters | 20 |  | 2 |  |  | 0.98 |  | Outside | Rooftop
Solar Registration Program | NJSRRE1543464371 | Hewitt | 7421 | 6 | 45.43 | Non Profit | No | Behind the Meter | Self Install | Orange Rockland Electric | Accepted | 2019-12-02 | 2019-12-23 | 2020-12-23 | Canadian Solar | CS1U-395MS | Solar Panels |  | 0.395 | 115 | 283 | 22 |  | Fixed | Roof
Solar Registration Program | NJSRRE1543464371 | Hewitt | 7421 | 6 | 45.43 | Non Profit | No | Behind the Meter | Self Install | Orange Rockland Electric | Accepted | 2019-12-02 | 2019-12-23 | 2020-12-23 | SMA | Sunny Boy SB 7.0-US | Inverters | 7000 |  | 4 |  |  | 0.972 |  | Outdoor | mounted on building wall
Solar Registration Program | NJSRRE1543464371 | Hewitt | 7421 | 6 | 45.43 | Non Profit | No | Behind the Meter | Self Install | Orange Rockland Electric | Accepted | 2019-12-02 | 2019-12-23 | 2020-12-23 | SMA | Sunny Boy SB 6.0-US | Inverters | 6000 |  | 1 |  |  | 0.976 |  | Outdoor | mounted on building wall
Solar Registration Program | NJSRRE1541076923 | South Plainfield | 7080 | 11 | 45.6 | Commercial | No | Behind the Meter | Advanced Solar & Energy Solutions, LLC | PSE&G | Accepted | 2019-06-04 | 2019-06-07 | 2020-06-07 | Canadian Solar | CS6K-270m | Solar Panels |  | 0.27 | 128 | 355 | 25 |  | Fixed | Roof
Solar Registration Program | NJSRRE1541076923 | South Plainfield | 7080 | 11 | 45.6 | Commercial | No | Behind the Meter | Advanced Solar & Energy Solutions, LLC | PSE&G | Accepted | 2019-06-04 | 2019-06-07 | 2020-06-07 | Trina Solar | TSM 230 | Solar Panels |  | 0.23 | 48 | 170 | 25 |  | Fixed | Roof
Solar Registration Program | NJSRRE1541076923 | South Plainfield | 7080 | 11 | 45.6 | Commercial | No | Behind the Meter | Advanced Solar & Energy Solutions, LLC | PSE&G | Accepted | 2019-06-04 | 2019-06-07 | 2020-06-07 | Solar Edge | SE14.4US | Inverters | 14.4 |  | 1 |  |  | 0.97 |  | Outdoor | side of building
Solar Registration Program | NJSRRE1541076923 | South Plainfield | 7080 | 11 | 45.6 | Commercial | No | Behind the Meter | Advanced Solar & Energy Solutions, LLC | PSE&G | Accepted | 2019-06-04 | 2019-06-07 | 2020-06-07 | Solar Edge | SE33.3KUS | Inverters | 33.3 |  | 1 |  |  | 0.97 |  | Outdoor | Side of building
Solar Registration Program | NJSRRE1539706309 | Manchester | 8759 | 18 | 45.9 | Commercial | No | Behind the Meter | Eznergy | JCP&L | Accepted | 2018-10-29 | 2018-11-05 | 2020-05-05 | Solar Edge | SE10KUS | Inverters | 10000 |  | 1 |  |  | 0.985 |  | Indoor | near meter
Solar Registration Program | NJSRRE1539706309 | Manchester | 8759 | 18 | 45.9 | Commercial | No | Behind the Meter | Eznergy | JCP&L | Accepted | 2018-10-29 | 2018-11-05 | 2020-05-05 | Solar Edge | Se33.3KUS | Inverters | 33300 |  | 1 |  |  | 0.985 |  | Indoor | near meter
Solar Registration Program | NJSRRE1539706309 | Manchester | 8759 | 18 | 45.9 | Commercial | No | Behind the Meter | Eznergy | JCP&L | Accepted | 2018-10-29 | 2018-11-05 | 2020-05-05 | Trina | TSM 300 | Solar Panels |  | 0.3 | 98 | 240 | 25 |  | Fixed | Roof
Solar Registration Program | NJSRRE1539706309 | Manchester | 8759 | 18 | 45.9 | Commercial | No | Behind the Meter | Eznergy | JCP&L | Accepted | 2018-10-29 | 2018-11-05 | 2020-05-05 | Trina | TSM 300 | Solar Panels |  | 0.3 | 55 | 240 | 5 |  | Fixed | Roof
Solar Registration Program | NJSRRE1540871008 | Port Norris | 8349 | 20 | 45.99 | Non Profit | Yes | Behind the Meter | Infiniti Energy Services | AC Electric | Accepted | 2019-04-22 | 2019-04-23 | 2020-04-23 | C-SUN | CSUN 365W-144M | Solar Panels |  | 0.365 | 126 | 263.367 | 25 |  | Fixed | Roof
Solar Registration Program | NJSRRE1540871008 | Port Norris | 8349 | 20 | 45.99 | Non Profit | Yes | Behind the Meter | Infiniti Energy Services | AC Electric | Accepted | 2019-04-22 | 2019-04-23 | 2020-04-23 | SOLAREDGE | SE11400H-US | Inverters | 11400 |  | 3 |  |  | 0.97 |  | Outside | ADJACENT TO UTILITY METER
Solar Registration Program | NJSRRE1543565769 | Millville | 8332 | 20 | 47.5 | Commercial | No | Behind the Meter | Kaitanna Solar, LLC | AC Electric | Accepted | 2019-12-18 | 2019-12-23 | 2020-12-23 | Canadian Solar | 380 | Solar Panels |  | 0.38 | 125 | 283 | 8 |  | Fixed | Roof
Solar Registration Program | NJSRRE1543565769 | Millville | 8332 | 20 | 47.5 | Commercial | No | Behind the Meter | Kaitanna Solar, LLC | AC Electric | Accepted | 2019-12-18 | 2019-12-23 | 2020-12-23 | Enphase | Envoy | Meters |  |  | 1 |  |  |  | Yes
Solar Registration Program | NJSRRE1543565769 | Millville | 8332 | 20 | 47.5 | Commercial | No | Behind the Meter | Kaitanna Solar, LLC | AC Electric | Accepted | 2019-12-18 | 2019-12-23 | 2020-12-23 | Enphase | IQ7+ | Inverters | 290 |  | 33 |  |  | 0.97 |  | Outdoor | Under Module
Solar Registration Program | NJSRRE1539706345 | Lakewood | 8701 | 18 | 47.52 | Non Profit | Yes | Behind the Meter | Arosa Solar Energy Systems Inc | JCP&L | Accepted | 2018-10-29 | 2018-10-31 | 2020-04-30 | Trina | TSM-PD14-335 | Solar Panels |  | 0.33 | 144 | 206 | 7 |  | Fixed | Roof
Solar Registration Program | NJSRRE1539706345 | Lakewood | 8701 | 18 | 47.52 | Non Profit | Yes | Behind the Meter | Arosa Solar Energy Systems Inc | JCP&L | Accepted | 2018-10-29 | 2018-10-31 | 2020-04-30 | SolarEdge | SE42.3KUS | Inverters | 42.3 |  | 1 |  |  | 0.98 |  | Outdoor | Roof Top
Solar Registration Program | NJSRRE1541516196 | Millville | 8332 | 20 | 47.88 | Commercial | No | Behind the Meter | Infiniti Energy Services | AC Electric | Accepted | 2019-07-01 | 2019-07-08 | 2020-07-08 | HANWHA | Q-CELLS 380W | Solar Panels |  | 0.38 | 126 | 180 | 25 |  | Fixed | Ground
Solar Registration Program | NJSRRE1541516196 | Millville | 8332 | 20 | 47.88 | Commercial | No | Behind the Meter | Infiniti Energy Services | AC Electric | Accepted | 2019-07-01 | 2019-07-08 | 2020-07-08 | SOLECTRIA SOLAR | PVI 60TL- 60KW-US | Inverters | 60000 |  | 1 |  |  | 0.97 |  | Outdoor | AT METER
Solar Registration Program | NJSRRE1542419876 | East Orange | 7018 | 9 | 48 | Commercial | No | Behind the Meter | Arosa Solar Energy Systems Inc | PSE&G | Accepted | 2019-09-19 | 2019-09-23 | 2020-09-23 | GCL | GCL-M6/72H | Solar Panels |  | 0.375 | 128 | 222 | 10 |  | Fixed | Roof
Solar Registration Program | NJSRRE1542419876 | East Orange | 7018 | 9 | 48 | Commercial | No | Behind the Meter | Arosa Solar Energy Systems Inc | PSE&G | Accepted | 2019-09-19 | 2019-09-23 | 2020-09-23 | SolarEdge | SE43.2K-US | Inverters | 43.2 |  | 1 |  |  | 0.98 |  | Outside | RoofTop
Solar Registration Program | NJSRRE1543441623 | Pitman | 8071 | 15 | 48.28 | Commercial | No | Behind the Meter | Pennoni Associates, Inc. | AC Electric | Accepted | 2019-11-26 | 2019-12-02 | 2020-12-02 | Axitec, Trina | AXIpremium385HC, TSM-DD05A.05(11) | Solar Panels |  | 0.355 | 136 | 241,71,251,161 | 3 |  | Fixed | Roof
Solar Registration Program | NJSRRE1543441623 | Pitman | 8071 | 15 | 48.28 | Commercial | No | Behind the Meter | Pennoni Associates, Inc. | AC Electric | Accepted | 2019-11-26 | 2019-12-02 | 2020-12-02 | Enphase | IQ7PLUS-72-ACM-US | Inverters | 290 |  | 136 |  |  | 0.97 |  | Outdoor | outdoor
Solar Registration Program | NJSRRE1543477513 | Northfield | 8225 | 19 | 48.45 | Commercial | No | Behind the Meter | South State, Inc. | AC Electric | Accepted | 2019-12-04 | 2019-12-06 | 2020-12-06 | SUNIVA | OPT285-60-4-100 | Solar Panels |  | 0.285 | 170 | MIXED | 35 |  | Fixed | Roof
Solar Registration Program | NJSRRE1543477513 | Northfield | 8225 | 19 | 48.45 | Commercial | No | Behind the Meter | South State, Inc. | AC Electric | Accepted | 2019-12-04 | 2019-12-06 | 2020-12-06 | SMA | TRIPOWER 12TL | Inverters | 12000 |  | 1 |  |  | 0.96 |  | Outdoor | SIDE OF FERTILIZER BUILDING
Solar Registration Program | NJSRRE1543477513 | Northfield | 8225 | 19 | 48.45 | Commercial | No | Behind the Meter | South State, Inc. | AC Electric | Accepted | 2019-12-04 | 2019-12-06 | 2020-12-06 | SMA | TRIPOWER 30TL | Inverters | 30000 |  | 1 |  |  | 0.96 |  | Outdoor | BACK OF FERTILIZER BUILDING
Solar Registration Program | NJSRRE1543477513 | Northfield | 8225 | 19 | 48.45 | Commercial | No | Behind the Meter | South State, Inc. | AC Electric | Accepted | 2019-12-04 | 2019-12-06 | 2020-12-06 | ACLARA | KV2CE | Meters |  |  | 1 |  |  |  | Yes
Solar Registration Program | NJSRRE1542685398 | Salem | 8079 | 16 | 48.67 | Commercial | Yes | Behind the Meter | RCL Enterprises Inc. | AC Electric | Accepted | 2019-10-28 | 2019-10-30 | 2020-10-30 | trina | tsm-310DD05H | Solar Panels |  | 0.31 | 157 | 202 | 14 |  | Fixed | Roof
Solar Registration Program | NJSRRE1542685398 | Salem | 8079 | 16 | 48.67 | Commercial | Yes | Behind the Meter | RCL Enterprises Inc. | AC Electric | Accepted | 2019-10-28 | 2019-10-30 | 2020-10-30 | enphase | IQ7 | Inverters | 37680 |  | 157 |  |  | 0.96 |  | Outdoor | under the panels
Solar Registration Program | NJSRRE1543416872 | burlington | 8016 | 13 | 49.5 | Commercial | No | Behind the Meter | tj technology | PSE&G | Accepted | 2019-12-21 | 2019-12-23 | 2020-12-23 | mission solar | mse perc 375 | Solar Panels |  | 0.375 | 132 | 161 | 23 |  | Fixed | Parking Lot | roof
Solar Registration Program | NJSRRE1543416872 | burlington | 8016 | 13 | 49.5 | Commercial | No | Behind the Meter | tj technology | PSE&G | Accepted | 2019-12-21 | 2019-12-23 | 2020-12-23 | hoymiles | mi1200 | Inverters | 1.2 |  | 33 |  |  | 0.98 |  | Outdoor | roof
Solar Registration Program | NJSRRE1540117015 | Swedesboro | 8085 | 15 | 49.7 | Commercial | No | Behind the Meter | DC Solar Integrators LLC | AC Electric | Accepted | 2018-12-20 | 2018-12-27 | 2019-12-27 | Axitec | AC-350M/156-72S | Solar Panels |  | 0.35 | 142 | 160 | 5 |  | Fixed | Roof
Solar Registration Program | NJSRRE1540117015 | Swedesboro | 8085 | 15 | 49.7 | Commercial | No | Behind the Meter | DC Solar Integrators LLC | AC Electric | Accepted | 2018-12-20 | 2018-12-27 | 2019-12-27 | SolarEdge | SE33.3KUS | Inverters | 44800 |  | 2 |  |  | 0.98 |  | Outdoor | by meter
Solar Registration Program | NJSRRE1541703889 | Flemington | 8822 | 4 | 49.88 | Commercial | Yes | Behind the Meter | Aston Solar | JCP&L | Accepted | 2019-07-25 | 2019-08-05 | 2020-08-05 | Trina Solar | TSM-375-DE14A | Solar Panels |  | 0.375 | 133 | 270 | 3 |  | Fixed | Roof
Solar Registration Program | NJSRRE1541703889 | Flemington | 8822 | 4 | 49.88 | Commercial | Yes | Behind the Meter | Aston Solar | JCP&L | Accepted | 2019-07-25 | 2019-08-05 | 2020-08-05 | SolarEdge | SE33KUS | Inverters | 33000 |  | 1 |  |  | 0.98 |  | Outside | outside
Solar Registration Program | NJSRRE1542557013 | Absecon | 8201 | 19 | 49.91 | Commercial | Yes | Behind the Meter | Ampericon | New Construction | Accepted | 2019-10-18 | 2019-10-22 | 2020-10-22 | Silfab | SLA-M-310 | Solar Panels |  | 0.31 | 69 | 212 | 20 |  | Fixed | Roof
Solar Registration Program | NJSRRE1542557013 | Absecon | 8201 | 19 | 49.91 | Commercial | Yes | Behind the Meter | Ampericon | New Construction | Accepted | 2019-10-18 | 2019-10-22 | 2020-10-22 | Silfab | SLA-M-310 | Solar Panels |  | 0.31 | 92 | 94 | 20 |  | Fixed | Roof
Solar Registration Program | NJSRRE1542557013 | Absecon | 8201 | 19 | 49.91 | Commercial | Yes | Behind the Meter | Ampericon | New Construction | Accepted | 2019-10-18 | 2019-10-22 | 2020-10-22 | EnPhase | IQ7 | Inverters | 250 |  | 161 |  |  | 0.965 |  | Outside | Roof
Solar Registration Program | NJSRRE1540980387 | WIldwood Crest | 8260 | 21 | 49.92 | Commercial | No | Behind the Meter | JD Solar Solutions LLC | AC Electric | Accepted | 2019-05-13 | 2019-05-15 | 2020-05-15 | Hanwha | L-G5.2 390 | Solar Panels |  | 0.39 | 128 | 137 | 10 |  | Fixed | Roof
Solar Registration Program | NJSRRE1540980387 | WIldwood Crest | 8260 | 21 | 49.92 | Commercial | No | Behind the Meter | JD Solar Solutions LLC | AC Electric | Accepted | 2019-05-13 | 2019-05-15 | 2020-05-15 | Enphase | IQ7 | Inverters | 390 |  | 128 |  |  | 0.975 |  | Outdoor | roof mounted under each solar module
Solar Registration Program | NJSRRE1540365162 | Glassboro | 8028 | 15 | 50.01 | Commercial | No | Behind the Meter | Dynamic Energy Solutions, LLC | AC Electric | Accepted | 2019-02-22 | 2019-02-25 | 2020-02-25 | JINKO | JINKO 365W | Solar Panels |  | 0.365 | 137 | 153.64 | 10 |  | Fixed | Roof
Solar Registration Program | NJSRRE1540365162 | Glassboro | 8028 | 15 | 50.01 | Commercial | No | Behind the Meter | Dynamic Energy Solutions, LLC | AC Electric | Accepted | 2019-02-22 | 2019-02-25 | 2020-02-25 | CHINT POWER SYSTEMS | CPS-SCA36KTL | Inverters | 36000 |  | 2 |  |  | 0.985 |  | Outdoor | N/A
Solar Registration Program | NJSRRE1540392651 | medford | 8055 | 13 | 50.22 | Commercial | Yes | Behind the Meter | raynor electric | PSE&G | Accepted | 2019-02-24 | 2019-02-26 | 2020-02-26 | silfab | sla-m310 | Solar Panels |  | 0.31 | 162 | 180 | 35 |  | Fixed | Ground
Solar Registration Program | NJSRRE1540392651 | medford | 8055 | 13 | 50.22 | Commercial | Yes | Behind the Meter | raynor electric | PSE&G | Accepted | 2019-02-24 | 2019-02-26 | 2020-02-26 | solar edge | SE43.2kus | Inverters | 43000 |  | 1 |  |  | 0.97 |  | Outdoor | on back of ground array
Solar Registration Program | NJSRRE1542540331 | Far Hills | 7931 | 5 | 51.41 | Residential | Yes | Behind the Meter | Pro Custom Solar dba Momentum Solar | JCP&L | Accepted | 2019-10-14 | 2019-11-18 | 2020-11-18 | LG ELECTRONICS | LG 345N1C-V5 | Solar Panels |  | 0.345 | 17 | 266 | 40 |  | Fixed | Roof
Solar Registration Program | NJSRRE1542540331 | Far Hills | 7931 | 5 | 51.41 | Residential | Yes | Behind the Meter | Pro Custom Solar dba Momentum Solar | JCP&L | Accepted | 2019-10-14 | 2019-11-18 | 2020-11-18 | LG ELECTRONICS | LG 345N1C-V5 | Solar Panels |  | 0.345 | 8 | 176 | 41 |  | Fixed | Roof
Solar Registration Program | NJSRRE1542540331 | Far Hills | 7931 | 5 | 51.41 | Residential | Yes | Behind the Meter | Pro Custom Solar dba Momentum Solar | JCP&L | Accepted | 2019-10-14 | 2019-11-18 | 2020-11-18 | LG ELECTRONICS | LG 345N1C-V5 | Solar Panels |  | 0.345 | 22 | 86 | 40 |  | Fixed | Roof
Solar Registration Program | NJSRRE1542540331 | Far Hills | 7931 | 5 | 51.41 | Residential | Yes | Behind the Meter | Pro Custom Solar dba Momentum Solar | JCP&L | Accepted | 2019-10-14 | 2019-11-18 | 2020-11-18 | LG ELECTRONICS | LG 345N1C-V5 | Solar Panels |  | 0.345 | 58 | 266 | 5 |  | Fixed | Roof
Solar Registration Program | NJSRRE1542540331 | Far Hills | 7931 | 5 | 51.41 | Residential | Yes | Behind the Meter | Pro Custom Solar dba Momentum Solar | JCP&L | Accepted | 2019-10-14 | 2019-11-18 | 2020-11-18 | LG ELECTRONICS | LG 345N1C-V5 | Solar Panels |  | 0.345 | 14 | 176 | 41 |  | Fixed | Roof
Solar Registration Program | NJSRRE1542540331 | Far Hills | 7931 | 5 | 51.41 | Residential | Yes | Behind the Meter | Pro Custom Solar dba Momentum Solar | JCP&L | Accepted | 2019-10-14 | 2019-11-18 | 2020-11-18 | LG ELECTRONICS | LG 345N1C-V5 | Solar Panels |  | 0.345 | 11 | 86 | 41 |  | Fixed | Roof
Solar Registration Program | NJSRRE1542540331 | Far Hills | 7931 | 5 | 51.41 | Residential | Yes | Behind the Meter | Pro Custom Solar dba Momentum Solar | JCP&L | Accepted | 2019-10-14 | 2019-11-18 | 2020-11-18 | LG ELECTRONICS | LG 345N1C-V5 | Solar Panels |  | 0.345 | 4 | 176 | 41 |  | Fixed | Roof
Solar Registration Program | NJSRRE1542540331 | Far Hills | 7931 | 5 | 51.41 | Residential | Yes | Behind the Meter | Pro Custom Solar dba Momentum Solar | JCP&L | Accepted | 2019-10-14 | 2019-11-18 | 2020-11-18 | LG ELECTRONICS | LG 345N1C-V5 | Solar Panels |  | 0.345 | 15 | 17 | 266 |  | Fixed | Roof
Solar Registration Program | NJSRRE1542540331 | Far Hills | 7931 | 5 | 51.41 | Residential | Yes | Behind the Meter | Pro Custom Solar dba Momentum Solar | JCP&L | Accepted | 2019-10-14 | 2019-11-18 | 2020-11-18 | Enphase Energy | IQ7-60-2-US | Inverters | 250 |  | 149 |  |  | 0.97 |  | Outdoor | Roof
Solar Registration Program | NJSRRE1540345807 | Haddonfield Ave | 8033 | 14 | 52.9 | Commercial | Yes | Behind the Meter | SolareAmerica | PSE&G | Accepted | 2019-02-07 | 2019-02-11 | 2020-02-11 | CSUN | CSUN36572 | Solar Panels |  | 0.355 | 149 | 156 | 10 |  | Fixed | Roof
Solar Registration Program | NJSRRE1540345807 | Haddonfield Ave | 8033 | 14 | 52.9 | Commercial | Yes | Behind the Meter | SolareAmerica | PSE&G | Accepted | 2019-02-07 | 2019-02-11 | 2020-02-11 | Apsystems | 1Q1200 | Inverters | 1200 |  | 213 |  |  | 0.97 |  | Outdoor | Under Panel
Solar Registration Program | NJSRRE1543016686 | Marlboro | 7746 | 17 | 53.04 | School Public K-12 | Yes | Behind the Meter | Eznergy | JCP&L | Accepted | 2019-11-05 | 2019-11-08 | 2020-11-08 | URE | 390W D7M390H8A | Solar Panels |  | 0.39 | 136 | 154 | 20 |  | Fixed | Roof
Solar Registration Program | NJSRRE1543016686 | Marlboro | 7746 | 17 | 53.04 | School Public K-12 | Yes | Behind the Meter | Eznergy | JCP&L | Accepted | 2019-11-05 | 2019-11-08 | 2020-11-08 | SolarEdge | SE20KUS | Inverters | 20000 |  | 2 |  |  | 0.98 |  | Outdoor | Side of building near meter
Solar Registration Program | NJSRRE1543509268 | Cranbury | 8831 | 11 | 54.29 | Commercial | No | Behind the Meter | Green Power Energy | PSE&G | Accepted | 2019-12-11 | 2019-12-13 | 2020-12-13 | Trina Solar | TSM-385DE14H(II) | Solar Panels |  | 0.385 | 30 | 183 | 10 |  | Fixed | Roof
Solar Registration Program | NJSRRE1543509268 | Cranbury | 8831 | 11 | 54.29 | Commercial | No | Behind the Meter | Green Power Energy | PSE&G | Accepted | 2019-12-11 | 2019-12-13 | 2020-12-13 | Trina Solar | TSM-385DE14H(II) | Solar Panels |  | 0.385 | 32 | 181 | 10 |  | Fixed | Roof
Solar Registration Program | NJSRRE1543509268 | Cranbury | 8831 | 11 | 54.29 | Commercial | No | Behind the Meter | Green Power Energy | PSE&G | Accepted | 2019-12-11 | 2019-12-13 | 2020-12-13 | Trina Solar | TSM-385DE14H(II) | Solar Panels |  | 0.385 | 79 | 181 | 10 |  | Fixed | Roof
Solar Registration Program | NJSRRE1543509268 | Cranbury | 8831 | 11 | 54.29 | Commercial | No | Behind the Meter | Green Power Energy | PSE&G | Accepted | 2019-12-11 | 2019-12-13 | 2020-12-13 | SolarEdge | SE20KUS | Inverters | 20 |  | 2 |  |  | 0.97 |  | Outside | Next to meter
Solar Registration Program | NJSRRE1541644011 | Franklinville | 8322 | 15 | 54.36 | Non Profit | Yes | Behind the Meter | Castle Energy, LLC | AC Electric | Final As-Built Received | 2019-07-14 | 2019-07-16 | 2020-07-16 | Hanwha QCells | Q.PEAK DUO-BLK G5 310 | Solar Panels |  | 0.31 | 146 | 248 | 16 |  | Fixed | Roof
Solar Registration Program | NJSRRE1541644011 | Franklinville | 8322 | 15 | 54.36 | Non Profit | Yes | Behind the Meter | Castle Energy, LLC | AC Electric | Final As-Built Received | 2019-07-14 | 2019-07-16 | 2020-07-16 | Hanwha QCells | Q.PEAK DUO BLK G5 325 | Solar Panels |  | 0.325 | 28 | 248 | 16 |  | Fixed | Roof
Solar Registration Program | NJSRRE1541644011 | Franklinville | 8322 | 15 | 54.36 | Non Profit | Yes | Behind the Meter | Castle Energy, LLC | AC Electric | Final As-Built Received | 2019-07-14 | 2019-07-16 | 2020-07-16 | Enphase Energy | X-IQ-AM1-240-3 | Meters |  |  | 1 |  |  |  | Yes | Outdoor
Solar Registration Program | NJSRRE1541644011 | Franklinville | 8322 | 15 | 54.36 | Non Profit | Yes | Behind the Meter | Castle Energy, LLC | AC Electric | Final As-Built Received | 2019-07-14 | 2019-07-16 | 2020-07-16 | Enphase Energy | IQ7-60-2-US | Inverters | 240 |  | 174 |  |  | 0.976 |  | Outdoor | On rooftop underneath each solar module
Solar Registration Program | NJSRRE1541883941 | Hammonton | 8037 | 19 | 54.6 | Commercial | No | Behind the Meter | Eznergy | AC Electric | Accepted | 2019-08-26 | 2019-09-03 | 2020-09-03 | Trina | TSM390 | Solar Panels |  | 0.39 | 140 | 157 | 5 |  | Fixed | Roof
Solar Registration Program | NJSRRE1541883941 | Hammonton | 8037 | 19 | 54.6 | Commercial | No | Behind the Meter | Eznergy | AC Electric | Accepted | 2019-08-26 | 2019-09-03 | 2020-09-03 | Solaredge | 43.2K-US | Inverters | 43200 |  | 1 |  |  | 0.98 |  | Outdoor | Near meter
Solar Registration Program | NJSRRE1540847105 | Flemington | 8822 | 4 | 55.08 | Commercial | No | Behind the Meter | Green Power Energy | New Construction | Accepted | 2019-04-11 | 2019-04-12 | 2020-04-12 | Trina Solar | TSM-360DE14A(II) | Solar Panels |  | 0.36 | 113 | 176 | 10 |  | Fixed | Roof
Solar Registration Program | NJSRRE1540847105 | Flemington | 8822 | 4 | 55.08 | Commercial | No | Behind the Meter | Green Power Energy | New Construction | Accepted | 2019-04-11 | 2019-04-12 | 2020-04-12 | Trina Solar | TSM-360DE14A(II) | Solar Panels |  | 0.36 | 40 | 176 | 18 |  | Fixed | Roof
Solar Registration Program | NJSRRE1540847105 | Flemington | 8822 | 4 | 55.08 | Commercial | No | Behind the Meter | Green Power Energy | New Construction | Accepted | 2019-04-11 | 2019-04-12 | 2020-04-12 | Solar Edge | SE20KUS | Inverters | 20 |  | 1 |  |  | 0.97 |  | Outside | next to meter
Solar Registration Program | NJSRRE1540847105 | Flemington | 8822 | 4 | 55.08 | Commercial | No | Behind the Meter | Green Power Energy | New Construction | Accepted | 2019-04-11 | 2019-04-12 | 2020-04-12 | Solar Edge | SE33.3KUS | Inverters | 33.3 |  | 1 |  |  | 0.97 |  | Outside | next
Solar Registration Program | NJSRRE1541076693 | Morris Plains | 7950 | 3 | 55.77 | Commercial | No | Behind the Meter | Eznergy | JCP&L | Accepted | 2019-06-04 | 2019-06-07 | 2020-06-07 | Hanwha | Q-Cell 390 | Solar Panels |  | 0.39 | 99 | 208 | 18 |  | Fixed | Roof
Solar Registration Program | NJSRRE1541076693 | Morris Plains | 7950 | 3 | 55.77 | Commercial | No | Behind the Meter | Eznergy | JCP&L | Accepted | 2019-06-04 | 2019-06-07 | 2020-06-07 | Hanwha | Q-Cell 390 | Solar Panels |  | 0.39 | 44 | 208 | 18 |  | Fixed | Roof
Solar Registration Program | NJSRRE1541076693 | Morris Plains | 7950 | 3 | 55.77 | Commercial | No | Behind the Meter | Eznergy | JCP&L | Accepted | 2019-06-04 | 2019-06-07 | 2020-06-07 | Solar Edge | SE43.3K | Inverters | 43300 |  | 1 |  |  | 0.98 |  | Outside | Near meter
Solar Registration Program | NJSRRE1543040902 | Marlboro | 7746 | 17 | 56.16 | School Public K-12 | Yes | Behind the Meter | Eznergy | JCP&L | Accepted | 2019-11-06 | 2019-11-08 | 2020-11-08 | URE | 390W D7M390H8A NSP | Solar Panels |  | 0.39 | 144 | 120 | 3 |  | Fixed | Roof
Solar Registration Program | NJSRRE1543040902 | Marlboro | 7746 | 17 | 56.16 | School Public K-12 | Yes | Behind the Meter | Eznergy | JCP&L | Accepted | 2019-11-06 | 2019-11-08 | 2020-11-08 | SolarEdge | SE20KUS | Inverters | 20000 |  | 2 |  |  | 0.98 |  | Outdoor | Side of building near meter
Solar Registration Program | NJSRRE1543509329 | Cream Ridge | 8514 | 17 | 56.16 | Commercial | No | Behind the Meter | Pfister Energy, Inc. | JCP&L | Accepted | 2019-12-11 | 2019-12-13 | 2020-12-13 | Heliene | 72M360W | Solar Panels |  | 0.36 | 156 | 219 | 10 |  | Fixed | Roof
Solar Registration Program | NJSRRE1543509329 | Cream Ridge | 8514 | 17 | 56.16 | Commercial | No | Behind the Meter | Pfister Energy, Inc. | JCP&L | Accepted | 2019-12-11 | 2019-12-13 | 2020-12-13 | SolarEdge | SE14.4KUS | Inverters | 14400 |  | 3 |  |  | 0.97 |  | Outdoor | Side of building
Solar Registration Program | NJSRRE1541037894 | Wildwood Crest | 8260 | 21 | 56.21 | Commercial | Yes | Behind the Meter | Amergy Solar | AC Electric | Accepted | 2019-05-23 | 2019-05-28 | 2020-05-28 | Longi | LR6-72PH-365 | Solar Panels |  | 0.365 | 154 | 137 | 10 |  | Fixed | Roof
Solar Registration Program | NJSRRE1541037894 | Wildwood Crest | 8260 | 21 | 56.21 | Commercial | Yes | Behind the Meter | Amergy Solar | AC Electric | Accepted | 2019-05-23 | 2019-05-28 | 2020-05-28 | Solaredge | SE43.2 | Inverters | 43200 |  | 1 |  |  | 0.97 |  | Outdoor | Side of building near meter
Solar Registration Program | NJSRRE1541871795 | Turnersville | 8012 | 14 | 56.25 | School Other | Yes | Behind the Meter | National Energy Partners, LLC | AC Electric | Accepted | 2019-08-21 | 2019-08-26 | 2020-08-26 | GCL | GCL-M6/72H (375) | Solar Panels |  | 0.375 | 150 | 180 | 20 |  | Fixed | Ground
Solar Registration Program | NJSRRE1541871795 | Turnersville | 8012 | 14 | 56.25 | School Other | Yes | Behind the Meter | National Energy Partners, LLC | AC Electric | Accepted | 2019-08-21 | 2019-08-26 | 2020-08-26 | SMA | SUNNY TRIPOWER 30000TL-US-10 | Inverters | 30000 |  | 2 |  |  | 0.98 |  | Outside | Outside
Solar Registration Program | NJSRRE1541871795 | Turnersville | 8012 | 14 | 56.25 | School Other | Yes | Behind the Meter | National Energy Partners, LLC | AC Electric | Accepted | 2019-08-21 | 2019-08-26 | 2020-08-26 | SMA | SUNNY TRIPOWER 15000TL-US | Inverters | 15000 |  | 1 |  |  | 0.98 |  | Outside | Outside
Solar Registration Program | NJSRRE1541871795 | Turnersville | 8012 | 14 | 56.25 | School Other | Yes | Behind the Meter | National Energy Partners, LLC | AC Electric | Accepted | 2019-08-21 | 2019-08-26 | 2020-08-26 | Also Energy | LGate360 | Meters |  |  | 1
Solar Registration Program | NJSRRE1540345894 | Haddonfield Ave | 8033 | 14 | 56.58 | Commercial | Yes | Behind the Meter | SolareAmerica | PSE&G | Accepted | 2019-02-07 | 2019-02-12 | 2020-02-12 | CSUN | CSUN | Solar Panels |  | 0.365 | 155 | 164 | 10 |  | Fixed | Roof
Solar Registration Program | NJSRRE1540345894 | Haddonfield Ave | 8033 | 14 | 56.58 | Commercial | Yes | Behind the Meter | SolareAmerica | PSE&G | Accepted | 2019-02-07 | 2019-02-12 | 2020-02-12 | APsystems | 1Q1200 | Inverters | 1200 |  | 39 |  |  | 0.97 |  | Outdoor | under panels
Solar Registration Program | NJSRRE1539706340 | Westville Boro | 8093 | 15 | 57.51 | Commercial | No | Behind the Meter | Orbit Energy & Power LLC | PSE&G | Accepted | 2018-10-29 | 2018-10-31 | 2020-04-30 | Sunpower | SPR-P17-355-COM | Solar Panels |  | 0.355 | 162 | 221 | 5 |  | Fixed | Roof
Solar Registration Program | NJSRRE1539706340 | Westville Boro | 8093 | 15 | 57.51 | Commercial | No | Behind the Meter | Orbit Energy & Power LLC | PSE&G | Accepted | 2018-10-29 | 2018-10-31 | 2020-04-30 | Solar Edge | SE43.2K-US | Inverters | 43200 |  | 1 |  |  | 0.97 |  | Outside | adj to utility meter
Solar Registration Program | NJSRRE1540345101 | Brick | 8724 | 18 | 58.04 | Commercial | No | Behind the Meter | Dynamic Energy Solutions, LLC | JCP&L | Accepted | 2019-02-22 | 2019-02-25 | 2020-02-25 | JINKO | JINKO 365W | Solar Panels |  | 0.365 | 159 | 153.64 | 10 |  | Fixed | Roof
Solar Registration Program | NJSRRE1540345101 | Brick | 8724 | 18 | 58.04 | Commercial | No | Behind the Meter | Dynamic Energy Solutions, LLC | JCP&L | Accepted | 2019-02-22 | 2019-02-25 | 2020-02-25 | CHINT POWER SYSTEMS | CPS-SCA36KTL | Inverters | 36000 |  | 2 |  |  | 0.985 |  | Outdoor | N/A
Solar Registration Program | NJSRRE1542422970 | East Orange | 7018 | 9 | 58.13 | Commercial | No | Behind the Meter | Arosa Solar Energy Systems Inc | PSE&G | Accepted | 2019-09-19 | 2019-09-23 | 2020-09-23 | GCL | GCL-M6/72W | Solar Panels |  | 0.375 | 155 | 211 | 34 |  | Fixed | Roof
Solar Registration Program | NJSRRE1542422970 | East Orange | 7018 | 9 | 58.13 | Commercial | No | Behind the Meter | Arosa Solar Energy Systems Inc | PSE&G | Accepted | 2019-09-19 | 2019-09-23 | 2020-09-23 | SolarEdge | SE43.2KUS | Inverters | 43.2 |  | 1 |  |  | 0.98 |  | Outside | RoofTop
Solar Registration Program | NJSRRE1541895277 | West Deptford | 8086 | 15 | 59.94 | Commercial | Yes | Behind the Meter | Ampericon | PSE&G | Accepted | 2019-08-28 | 2019-09-03 | 2020-09-03 | Silfab | SLA-M-370 | Solar Panels |  | 0.37 | 162 | 150 | 10 |  | Fixed | Roof
Solar Registration Program | NJSRRE1541895277 | West Deptford | 8086 | 15 | 59.94 | Commercial | Yes | Behind the Meter | Ampericon | PSE&G | Accepted | 2019-08-28 | 2019-09-03 | 2020-09-03 | EnPhase | IQ7 | Inverters | 250 |  | 162 |  |  | 0.965 |  | Outside | Roof
Solar Registration Program | NJSRRE1540918468 | Egg Harbor | 8234 | 19 | 60.16 | Commercial | No | Behind the Meter | Wysocki Electric | AC Electric | Accepted | 2019-05-02 | 2019-05-24 | 2020-05-24 | lg | LG320N1k | Solar Panels |  | 0.32 | 120 | 151 | 30 |  | Fixed | Roof | on roof of 900 building
Solar Registration Program | NJSRRE1540918468 | Egg Harbor | 8234 | 19 | 60.16 | Commercial | No | Behind the Meter | Wysocki Electric | AC Electric | Accepted | 2019-05-02 | 2019-05-24 | 2020-05-24 | LG | LG320N1K | Solar Panels |  | 0.32 | 68 | 241 | 30 |  | Fixed | Roof | on roof of 800 building
Solar Registration Program | NJSRRE1540918468 | Egg Harbor | 8234 | 19 | 60.16 | Commercial | No | Behind the Meter | Wysocki Electric | AC Electric | Accepted | 2019-05-02 | 2019-05-24 | 2020-05-24 | solaredge | SE30000A-US | Inverters | 30000 |  | 1 |  |  | 0.985 |  | Outside | south side of building
Solar Registration Program | NJSRRE1540918468 | Egg Harbor | 8234 | 19 | 60.16 | Commercial | No | Behind the Meter | Wysocki Electric | AC Electric | Accepted | 2019-05-02 | 2019-05-24 | 2020-05-24 | solaredge | SE20000A-US | Inverters | 20000 |  | 1 |  |  | 0.98 |  | Outside | On south wall of building
Solar Registration Program | NJSRRE1540919088 | Egg Harbor | 8234 | 19 | 60.16 | Commercial | No | Behind the Meter | Wysocki Electric | AC Electric | Accepted | 2019-05-02 | 2019-05-08 | 2020-05-08 | LG | LG320N1k | Solar Panels |  | 0.32 | 188 | 151 | 30 |  | Fixed | Roof
Solar Registration Program | NJSRRE1540919088 | Egg Harbor | 8234 | 19 | 60.16 | Commercial | No | Behind the Meter | Wysocki Electric | AC Electric | Accepted | 2019-05-02 | 2019-05-08 | 2020-05-08 | solar edge | SE14.4lwus | Inverters | 14000 |  | 1 |  |  | 0.96 |  | Outside | on roof
Solar Registration Program | NJSRRE1540919088 | Egg Harbor | 8234 | 19 | 60.16 | Commercial | No | Behind the Meter | Wysocki Electric | AC Electric | Accepted | 2019-05-02 | 2019-05-08 | 2020-05-08 | solar edge | se9kwus | Inverters | 9000 |  | 2 |  |  | 0.98 |  | Outdoor | on roof
Solar Registration Program | NJSRRE1541515341 | Jersey City | 7310 | 8 | 61.42 | Commercial | No | Behind the Meter | Premier Solar Solutions | PSE&G | Accepted | 2019-07-01 | 2019-07-03 | 2020-07-03 | S-energy | 370M-10 | Solar Panels |  | 0.37 | 166 | 180 | 10 |  | Fixed | Roof
Solar Registration Program | NJSRRE1541515341 | Jersey City | 7310 | 8 | 61.42 | Commercial | No | Behind the Meter | Premier Solar Solutions | PSE&G | Accepted | 2019-07-01 | 2019-07-03 | 2020-07-03 | Solaredge | SE43.2KUS | Inverters | 43200 |  | 1 |  |  | 0.97 |  | Indoor | Basement electric room
Solar Registration Program | NJSRRE1541515341 | Jersey City | 7310 | 8 | 61.42 | Commercial | No | Behind the Meter | Premier Solar Solutions | PSE&G | Accepted | 2019-07-01 | 2019-07-03 | 2020-07-03 | Solaredge | SE14.4KUS | Inverters | 14400 |  | 1 |  |  | 0.97 |  | Indoor | Basement electric room
Solar Registration Program | NJSRRE1541802535 | Hackensack | 7601 | 7 | 61.42 | Commercial | No | Behind the Meter | Ampericon | PSE&G | Accepted | 2019-08-07 | 2019-08-27 | 2020-08-27 | Silfab | sla-M-370 | Solar Panels |  | 0.37 | 83 | 15 | 10 |  | Fixed | Roof
Solar Registration Program | NJSRRE1541802535 | Hackensack | 7601 | 7 | 61.42 | Commercial | No | Behind the Meter | Ampericon | PSE&G | Accepted | 2019-08-07 | 2019-08-27 | 2020-08-27 | Silfab | sla-M-370 | Solar Panels |  | 0.37 | 83 | 195 | 10 |  | Fixed | Roof
Solar Registration Program | NJSRRE1541802535 | Hackensack | 7601 | 7 | 61.42 | Commercial | No | Behind the Meter | Ampericon | PSE&G | Accepted | 2019-08-07 | 2019-08-27 | 2020-08-27 | EnPhase | IQ7 | Inverters | 250 |  | 166 |  |  | 0.965 |  | Outside | Roof
Solar Registration Program | NJSRRE1543690561 | Pleasantville | 8232 | 19 | 63.18 | Commercial | No | Behind the Meter | Green Power Developers LLC | AC Electric | Accepted | 2019-12-24 | 2019-12-30 | 2020-12-30 | Hanwha | Q.PEAK DUO L-G5. 2 390 | Solar Panels |  | 0.39 | 162 | 207 | 10 |  | Fixed | Roof
Solar Registration Program | NJSRRE1543690561 | Pleasantville | 8232 | 19 | 63.18 | Commercial | No | Behind the Meter | Green Power Developers LLC | AC Electric | Accepted | 2019-12-24 | 2019-12-30 | 2020-12-30 | SMA | SMA STP CORE 50 kW | Inverters | 50000 |  | 1 |  |  | 0.98 |  | Outdoor | Rooftop
Solar Registration Program | NJSRRE1541680444 | Hoboken | 7030 | 8 | 63.2 | Commercial | No | Behind the Meter | Geoscape Solar | PSE&G | Accepted | 2019-07-18 | 2019-07-22 | 2020-07-22 | SunPower | SPR-P19-395-COM | Solar Panels |  | 0.395 | 160 | 193 | 10 |  | Fixed | Roof
Solar Registration Program | NJSRRE1541680444 | Hoboken | 7030 | 8 | 63.2 | Commercial | No | Behind the Meter | Geoscape Solar | PSE&G | Accepted | 2019-07-18 | 2019-07-22 | 2020-07-22 | SolarEdge | SE43.2kus | Inverters | 43200 |  | 1 |  |  | 0.98 |  | Outside | Adj. to Utility Meter
Solar Registration Program | NJSRRE1541514372 | Jersey City | 7310 | 8 | 63.27 | Commercial | No | Behind the Meter | Premier Solar Solutions | PSE&G | Accepted | 2019-07-01 | 2019-07-03 | 2020-07-03 | S-Energy | 370M-10 | Solar Panels |  | 0.37 | 171 | 180 | 10 |  | Fixed | Roof
Solar Registration Program | NJSRRE1541514372 | Jersey City | 7310 | 8 | 63.27 | Commercial | No | Behind the Meter | Premier Solar Solutions | PSE&G | Accepted | 2019-07-01 | 2019-07-03 | 2020-07-03 | Solaredge | SE43.2KUS | Inverters | 43200 |  | 1 |  |  | 0.97 |  | Indoor | Basement Electrical room
Solar Registration Program | NJSRRE1541514372 | Jersey City | 7310 | 8 | 63.27 | Commercial | No | Behind the Meter | Premier Solar Solutions | PSE&G | Accepted | 2019-07-01 | 2019-07-03 | 2020-07-03 | Solaredge | SE14.4KUS | Inverters | 14400 |  | 1 |  |  | 0.97 |  | Indoor | Basement electrical room
Solar Registration Program | NJSRRE1540873794 | Margate City | 8402 | 19 | 63.91 | Commercial | No | Behind the Meter | National Energy Partners | AC Electric | Accepted | 2019-04-23 | 2019-04-24 | 2020-04-24 | Jinko Solar | JKM385M-72H-V | Solar Panels |  | 0.385 | 166 | portrait | 5 |  | Fixed | Roof
Solar Registration Program | NJSRRE1540873794 | Margate City | 8402 | 19 | 63.91 | Commercial | No | Behind the Meter | National Energy Partners | AC Electric | Accepted | 2019-04-23 | 2019-04-24 | 2020-04-24 | Chint | CPS SCA50KTL-DO/US-480 | Inverters | 50000 |  | 1 |  |  | 0.99 |  | Outdoor | Roof
Solar Registration Program | NJSRRE1540873794 | Margate City | 8402 | 19 | 63.91 | Commercial | No | Behind the Meter | National Energy Partners | AC Electric | Accepted | 2019-04-23 | 2019-04-24 | 2020-04-24 | Also Energy | LGate 320 | Meters |  |  | 1 |  |  |  |  | Outdoor
Solar Registration Program | NJSRRE1540378570 | Marlton | 8053 | 13 | 64.24 | Commercial | No | Behind the Meter | Dynamic Energy Solutions, LLC | PSE&G | Accepted | 2019-02-22 | 2019-02-25 | 2020-02-25 | JINKO | JINKO 365W | Solar Panels |  | 0.365 | 176 | 151.4 | 10 |  | Fixed | Roof
Solar Registration Program | NJSRRE1540378570 | Marlton | 8053 | 13 | 64.24 | Commercial | No | Behind the Meter | Dynamic Energy Solutions, LLC | PSE&G | Accepted | 2019-02-22 | 2019-02-25 | 2020-02-25 | Chint Power Systems | CPS-SCA36KTL | Inverters | 36000 |  | 11 |  |  | 0.985 |  | Outdoor | N/A
Solar Registration Program | NJSRRE1539308165 | Far Hills | 7931 | 5 | 64.32 | Residential | No | Behind the Meter | Maier Solar Engineering dba Solar Me | JCP&L | Accepted | 2018-08-29 | 2018-09-04 | 2020-03-04 | LG | LG335N1C-A3 | Solar Panels |  | 0.335 | 192 | 180 | 25 |  | Fixed | Ground
Solar Registration Program | NJSRRE1539308165 | Far Hills | 7931 | 5 | 64.32 | Residential | No | Behind the Meter | Maier Solar Engineering dba Solar Me | JCP&L | Accepted | 2018-08-29 | 2018-09-04 | 2020-03-04 | Solar Edge | SE11400A-US | Inverters | 11400 |  | 5 |  |  | 0.97 |  | Outdoor | Next to meter
Solar Registration Program | NJSRRE1539308165 | Far Hills | 7931 | 5 | 64.32 | Residential | No | Behind the Meter | Maier Solar Engineering dba Solar Me | JCP&L | Accepted | 2018-08-29 | 2018-09-04 | 2020-03-04 | Solar Edge | SE7600A-US | Inverters | 7600 |  | 1 |  |  | 0.97 |  | Outdoor | Next to meter
Solar Registration Program | NJSRRE1541481572 | Glassboro | 8028 | 15 | 64.66 | Non Profit | Yes | Behind the Meter | All Season Solar | AC Electric | Accepted | 2019-06-25 | 2019-06-28 | 2020-06-28 | Trina | TSM DD05A.05II 305W MAR 2019 | Solar Panels |  | 0.305 | 50 | 61 | 16 |  | Fixed | Roof
Solar Registration Program | NJSRRE1541481572 | Glassboro | 8028 | 15 | 64.66 | Non Profit | Yes | Behind the Meter | All Season Solar | AC Electric | Accepted | 2019-06-25 | 2019-06-28 | 2020-06-28 | Trina | TSM DD05A.05II 305W MAR 2019 | Solar Panels |  | 0.305 | 56 | 151 | 16 |  | Fixed | Roof
Solar Registration Program | NJSRRE1541481572 | Glassboro | 8028 | 15 | 64.66 | Non Profit | Yes | Behind the Meter | All Season Solar | AC Electric | Accepted | 2019-06-25 | 2019-06-28 | 2020-06-28 | Trina | TSM DD05A.05II 305W MAR 2019 | Solar Panels |  | 0.305 | 56 | 151 | 16 |  | Fixed | Roof
Solar Registration Program | NJSRRE1541481572 | Glassboro | 8028 | 15 | 64.66 | Non Profit | Yes | Behind the Meter | All Season Solar | AC Electric | Accepted | 2019-06-25 | 2019-06-28 | 2020-06-28 | Trina | TSM DD05A.05II 305W MAR 2019 | Solar Panels |  | 0.305 | 50 | 241 | 16 |  | Fixed | Roof
Solar Registration Program | NJSRRE1541481572 | Glassboro | 8028 | 15 | 64.66 | Non Profit | Yes | Behind the Meter | All Season Solar | AC Electric | Accepted | 2019-06-25 | 2019-06-28 | 2020-06-28 | Enphase | IQ7 | Inverters | 240 |  | 212 |  |  | 0.97 |  | Outdoor | Under Module
Solar Registration Program | NJSRRE1541515360 | Jersey City | 7310 | 8 | 64.75 | Commercial | No | Behind the Meter | Premier Solar Solutions | PSE&G | Accepted | 2019-07-01 | 2019-07-03 | 2020-07-03 | S-Energy | M-10 | Solar Panels |  | 0.37 | 175 | 180 | 10 |  | Fixed | Roof
Solar Registration Program | NJSRRE1541515360 | Jersey City | 7310 | 8 | 64.75 | Commercial | No | Behind the Meter | Premier Solar Solutions | PSE&G | Accepted | 2019-07-01 | 2019-07-03 | 2020-07-03 | Solaredge | SE20KUS | Inverters | 20000 |  | 1 |  |  | 0.98 |  | Indoor | Basement electric room
Solar Registration Program | NJSRRE1541515360 | Jersey City | 7310 | 8 | 64.75 | Commercial | No | Behind the Meter | Premier Solar Solutions | PSE&G | Accepted | 2019-07-01 | 2019-07-03 | 2020-07-03 | Solaredge | SE33.3KUS | Inverters | 33300 |  | 1 |  |  | 0.98 |  | Indoor | Basement electric room
Solar Registration Program | NJSRRE1541884133 | South River | 8882 | 11 | 65.1 | Commercial | Yes | Behind the Meter | Ampericon | PSE&G | Accepted | 2019-08-26 | 2019-08-29 | 2020-08-29 | Silfab | SLA-M-310 | Solar Panels |  | 0.31 | 105 | 63 | 10 |  | Fixed | Roof
Solar Registration Program | NJSRRE1541884133 | South River | 8882 | 11 | 65.1 | Commercial | Yes | Behind the Meter | Ampericon | PSE&G | Accepted | 2019-08-26 | 2019-08-29 | 2020-08-29 | Silfab | SLA-M-310 | Solar Panels |  | 0.31 | 105 | 263 | 10 |  | Fixed | Roof
Solar Registration Program | NJSRRE1541884133 | South River | 8882 | 11 | 65.1 | Commercial | Yes | Behind the Meter | Ampericon | PSE&G | Accepted | 2019-08-26 | 2019-08-29 | 2020-08-29 | EnPhase | IQ7 | Inverters | 250 |  | 210 |  |  | 0.965 |  | Outside | Roof
Solar Registration Program | NJSRRE1543219346 | Oceanville | 8231 | 19 | 65.52 | Residential | No | Behind the Meter | All Season Solar | AC Electric | Accepted | 2019-11-13 | 2019-11-18 | 2020-11-18 | Certain Teed | CT315HC11-04 | Solar Panels |  | 0.315 | 168 | 184 | 25 |  | Fixed | Roof
Solar Registration Program | NJSRRE1543219346 | Oceanville | 8231 | 19 | 65.52 | Residential | No | Behind the Meter | All Season Solar | AC Electric | Accepted | 2019-11-13 | 2019-11-18 | 2020-11-18 | Certain Teed | CT315HC11-04 | Solar Panels |  | 0.315 | 40 | 184 | 30 |  | Fixed | Roof
Solar Registration Program | NJSRRE1543219346 | Oceanville | 8231 | 19 | 65.52 | Residential | No | Behind the Meter | All Season Solar | AC Electric | Accepted | 2019-11-13 | 2019-11-18 | 2020-11-18 | Enphase | IQ7 | Inverters | 240 |  | 208 |  |  | 0.97 |  | Outdoor | Under Module
Solar Registration Program | NJSRRE1542528178 | Union | 7083 | 10 | 65.63 | Commercial | Yes | Behind the Meter | Powerlutions | PSE&G | Accepted | 2019-10-11 | 2019-10-15 | 2020-10-15 | Trina | TSM-375DEG14 | Solar Panels |  | 0.375 | 110 | 218 | 5 |  | Fixed | Roof
Solar Registration Program | NJSRRE1542528178 | Union | 7083 | 10 | 65.63 | Commercial | Yes | Behind the Meter | Powerlutions | PSE&G | Accepted | 2019-10-11 | 2019-10-15 | 2020-10-15 | Trina | TSM-375DEG14 | Solar Panels |  | 0.375 | 65 | 207 | 5 |  | Fixed | Roof
Solar Registration Program | NJSRRE1542528178 | Union | 7083 | 10 | 65.63 | Commercial | Yes | Behind the Meter | Powerlutions | PSE&G | Accepted | 2019-10-11 | 2019-10-15 | 2020-10-15 | SolarEdge | SE 43.2K US | Inverters | 43.2 |  | 1 |  |  | 0.99 |  | Outdoor | Near Meter
Solar Registration Program | NJSRRE1542553189 | Trenton | 8608 | 12 | 66.12 | Commercial | No | Behind the Meter | Geoscape Solar | PSE&G | Accepted | 2019-10-17 | 2019-10-21 | 2020-10-21 | SunPower | SPR-E20-435-COM | Solar Panels |  | 0.435 | 108 | 141 | 5 |  | Fixed | Roof
Solar Registration Program | NJSRRE1542553189 | Trenton | 8608 | 12 | 66.12 | Commercial | No | Behind the Meter | Geoscape Solar | PSE&G | Accepted | 2019-10-17 | 2019-10-21 | 2020-10-21 | SunPower | SPR-E20-435-COM | Solar Panels |  | 0.435 | 44 | 321 | 5 |  | Fixed | Roof
Solar Registration Program | NJSRRE1542553189 | Trenton | 8608 | 12 | 66.12 | Commercial | No | Behind the Meter | Geoscape Solar | PSE&G | Accepted | 2019-10-17 | 2019-10-21 | 2020-10-21 | SolarEdge | SE9kUS | Inverters | 9000 |  | 1 |  |  | 0.98 |  | Outside | adj. to utility meter
Solar Registration Program | NJSRRE1542553189 | Trenton | 8608 | 12 | 66.12 | Commercial | No | Behind the Meter | Geoscape Solar | PSE&G | Accepted | 2019-10-17 | 2019-10-21 | 2020-10-21 | SolarEdge | SE43.2kUS | Inverters | 43200 |  | 1 |  |  | 0.98 |  | Outside | adj. to utility meter
Solar Registration Program | NJSRRE1542579725 | Toms River | 8755 | 18 | 66.43 | Commercial | No | Behind the Meter | Kopp Electric Company | JCP&L | Accepted | 2019-10-23 | 2019-10-25 | 2020-10-25 | CertainTeed | CT365M11-03 | Solar Panels |  | 0.365 | 182 | 210 | 5 |  | Fixed | Roof
Solar Registration Program | NJSRRE1542579725 | Toms River | 8755 | 18 | 66.43 | Commercial | No | Behind the Meter | Kopp Electric Company | JCP&L | Accepted | 2019-10-23 | 2019-10-25 | 2020-10-25 | Solar Edge | SE14400H-US | Inverters | 14400 |  | 1 |  |  | 0.975 |  | Outdoor | Next to meter
Solar Registration Program | NJSRRE1542579725 | Toms River | 8755 | 18 | 66.43 | Commercial | No | Behind the Meter | Kopp Electric Company | JCP&L | Accepted | 2019-10-23 | 2019-10-25 | 2020-10-25 | Solar Edge | SE43200-US | Inverters | 43200 |  | 1 |  |  | 0.975 |  | Outdoor | Next to meter
Solar Registration Program | NJSRRE1541699022 | Williamstown | 8094 | 15 | 66.49 | Non Profit | Yes | Behind the Meter | All Season Solar | AC Electric | Accepted | 2019-07-24 | 2019-07-26 | 2020-07-26 | Trina | TSM DD05A.05II 305W MAR 2019 | Solar Panels |  | 0.305 | 63 | 143 | 17 |  | Fixed | Roof
Solar Registration Program | NJSRRE1541699022 | Williamstown | 8094 | 15 | 66.49 | Non Profit | Yes | Behind the Meter | All Season Solar | AC Electric | Accepted | 2019-07-24 | 2019-07-26 | 2020-07-26 | Trina | TSM DD05A.05II 305W MAR 2019 | Solar Panels |  | 0.305 | 28 | 323 | 18 |  | Fixed | Roof
Solar Registration Program | NJSRRE1541699022 | Williamstown | 8094 | 15 | 66.49 | Non Profit | Yes | Behind the Meter | All Season Solar | AC Electric | Accepted | 2019-07-24 | 2019-07-26 | 2020-07-26 | Trina | TSM DD05A.05II 305W MAR 2019 | Solar Panels |  | 0.305 | 55 | 143 | 18 |  | Fixed | Roof
Solar Registration Program | NJSRRE1541699022 | Williamstown | 8094 | 15 | 66.49 | Non Profit | Yes | Behind the Meter | All Season Solar | AC Electric | Accepted | 2019-07-24 | 2019-07-26 | 2020-07-26 | Trina | TSM DD05A.05II 305W MAR 2019 | Solar Panels |  | 0.305 | 72 | 323 | 17 |  | Fixed | Roof
Solar Registration Program | NJSRRE1541699022 | Williamstown | 8094 | 15 | 66.49 | Non Profit | Yes | Behind the Meter | All Season Solar | AC Electric | Accepted | 2019-07-24 | 2019-07-26 | 2020-07-26 | Enphase | IQ7 | Inverters | 240 |  | 218 |  |  | 0.97 |  | Outdoor | Under Module
Solar Registration Program | NJSRRE1541820427 | Manasquan | 8736 | 17 | 66.96 | Commercial | Yes | Behind the Meter | Bright Eye Solar LLC | JCP&L | Accepted | 2019-08-26 | 2019-08-29 | 2020-08-29 | Silfab | SLA310M | Solar Panels |  | 0.31 | 216 | portrait | 0.25 |  | Fixed | Roof
Solar Registration Program | NJSRRE1541820427 | Manasquan | 8736 | 17 | 66.96 | Commercial | Yes | Behind the Meter | Bright Eye Solar LLC | JCP&L | Accepted | 2019-08-26 | 2019-08-29 | 2020-08-29 | SMA | 33 | Inverters | 33 |  | 2 |  |  | 0.98 |  | Outside | outside wall
Solar Registration Program | NJSRRE1540345795 | Medford | 8055 | 13 | 68.62 | Commercial | Yes | Behind the Meter | SolareAmerica | PSE&G | Accepted | 2019-02-07 | 2019-02-12 | 2020-02-12 | CSUN | CSUN | Solar Panels |  | 0.365 | 188 | 206 | 10 |  | Fixed | Roof
Solar Registration Program | NJSRRE1540345795 | Medford | 8055 | 13 | 68.62 | Commercial | Yes | Behind the Meter | SolareAmerica | PSE&G | Accepted | 2019-02-07 | 2019-02-12 | 2020-02-12 | APsystems | 1Q1200 | Inverters | 1200 |  | 47 |  |  | 0.97 |  | Outdoor | Underpanel
Solar Registration Program | NJSRRE1540345829 | Haddonfield Ave | 8033 | 14 | 68.62 | Commercial | Yes | Behind the Meter | SolareAmerica | PSE&G | Accepted | 2019-02-07 | 2019-02-12 | 2020-02-12 | CSUN | CSUN365 | Solar Panels |  | 0.365 | 188 | 191 | 10 |  | Fixed | Roof
Solar Registration Program | NJSRRE1540345829 | Haddonfield Ave | 8033 | 14 | 68.62 | Commercial | Yes | Behind the Meter | SolareAmerica | PSE&G | Accepted | 2019-02-07 | 2019-02-12 | 2020-02-12 | APsystems | 1Q1200 | Inverters | 1200 |  | 45 |  |  | 0.97 |  | Outdoor | under panels
Solar Registration Program | NJSRRE1540892672 | PRINCETON | 8540 | 12 | 68.73 | Non Profit | Yes | Behind the Meter | SEA BRIGHT SOLAR, LLC | PSE&G | Accepted | 2019-04-24 | 2019-04-26 | 2020-04-26 | SUNPOWER | SPR-P19-395-COM | Solar Panels |  | 0.395 | 87 | 297 | 10 |  | Fixed | Roof | NW
Solar Registration Program | NJSRRE1540892672 | PRINCETON | 8540 | 12 | 68.73 | Non Profit | Yes | Behind the Meter | SEA BRIGHT SOLAR, LLC | PSE&G | Accepted | 2019-04-24 | 2019-04-26 | 2020-04-26 | SUNPOWER | SPR-P19-395-COM | Solar Panels |  | 0.395 | 87 | 117 | 10 |  | Fixed | Roof | SE
Solar Registration Program | NJSRRE1540892672 | PRINCETON | 8540 | 12 | 68.73 | Non Profit | Yes | Behind the Meter | SEA BRIGHT SOLAR, LLC | PSE&G | Accepted | 2019-04-24 | 2019-04-26 | 2020-04-26 | SOLAR EDGE | SE43.2KUS | Inverters | 43200 |  | 1 |  |  | 0.97 |  | Indoor | ELECTRICAL ROOM
Solar Registration Program | NJSRRE1540892672 | PRINCETON | 8540 | 12 | 68.73 | Non Profit | Yes | Behind the Meter | SEA BRIGHT SOLAR, LLC | PSE&G | Accepted | 2019-04-24 | 2019-04-26 | 2020-04-26 | SOLAR EDGE | SE14.4KUS | Inverters | 14400 |  | 1 |  |  | 0.97 |  | Indoor | ELECTRICAL ROOM
Solar Registration Program | NJSRRE1540892672 | PRINCETON | 8540 | 12 | 68.73 | Non Profit | Yes | Behind the Meter | SEA BRIGHT SOLAR, LLC | PSE&G | Accepted | 2019-04-24 | 2019-04-26 | 2020-04-26 | LOCUS ENERGY | LGATE 320 | Meters |  |  | 1 |  |  |  | No | Indoor
Solar Registration Program | NJSRRE1541505857 | Englewood | 7631 | 7 | 68.93 | Commercial | No | Behind the Meter | Green Power Energy | PSE&G | Accepted | 2019-06-28 | 2019-07-15 | 2020-07-15 | Trina Solar | TSM-305DD05A | Solar Panels |  | 0.305 | 84 | 140 | 15 |  | Fixed | Roof
Solar Registration Program | NJSRRE1541505857 | Englewood | 7631 | 7 | 68.93 | Commercial | No | Behind the Meter | Green Power Energy | PSE&G | Accepted | 2019-06-28 | 2019-07-15 | 2020-07-15 | Trina Solar | TSM-305DD05A | Solar Panels |  | 0.305 | 70 | 185 | 15 |  | Fixed | Roof
Solar Registration Program | NJSRRE1541505857 | Englewood | 7631 | 7 | 68.93 | Commercial | No | Behind the Meter | Green Power Energy | PSE&G | Accepted | 2019-06-28 | 2019-07-15 | 2020-07-15 | Trina Solar | TSM-305DD05A | Solar Panels |  | 0.305 | 72 | 220 | 25 |  | Fixed | Roof
Solar Registration Program | NJSRRE1541505857 | Englewood | 7631 | 7 | 68.93 | Commercial | No | Behind the Meter | Green Power Energy | PSE&G | Accepted | 2019-06-28 | 2019-07-15 | 2020-07-15 | Solar Edge | SE10000H-US | Inverters | 10000 |  | 2 |  |  | 0.97 |  | Outside | next to meter
Solar Registration Program | NJSRRE1541505857 | Englewood | 7631 | 7 | 68.93 | Commercial | No | Behind the Meter | Green Power Energy | PSE&G | Accepted | 2019-06-28 | 2019-07-15 | 2020-07-15 | Solar Edge | SE7600H-US | Inverters | 7600 |  | 2 |  |  | 0.97 |  | Outside | next to meter
Solar Registration Program | NJSRRE1541505857 | Englewood | 7631 | 7 | 68.93 | Commercial | No | Behind the Meter | Green Power Energy | PSE&G | Accepted | 2019-06-28 | 2019-07-15 | 2020-07-15 | Solar Edge | SE11400H-US | Inverters | 11400 |  | 2 |  |  | 0.97 |  | Outside | next to meter
Solar Registration Program | NJSRRE1539995483 | City of Orange | 7050 | 9 | 69.75 | Commercial | No | Behind the Meter | Solar Landscape | PSE&G | Accepted | 2018-12-17 | 2018-12-19 | 2020-06-19 | Longi | LR6-72PH-375M | Solar Panels |  | 0.375 | 186 | 186.265 | 0.1 |  | Fixed | Roof
Solar Registration Program | NJSRRE1539995483 | City of Orange | 7050 | 9 | 69.75 | Commercial | No | Behind the Meter | Solar Landscape | PSE&G | Accepted | 2018-12-17 | 2018-12-19 | 2020-06-19 | SolarEdge | SE9kUS | Inverters | 0.375 |  | 6 |  |  | 0.965 |  | Outside | roof
Solar Registration Program | NJSRRE1542411810 | Hammonton | 8037 | 19 | 69.76 | Commercial | No | Behind the Meter | Castle Energy, LLC | AC Electric | Accepted | 2019-09-17 | 2019-09-19 | 2020-09-19 | LG Electronics | LG 320N1K-A5 | Solar Panels |  | 0.32 | 60 | 198 | 12 |  | Fixed | Roof
Solar Registration Program | NJSRRE1542411810 | Hammonton | 8037 | 19 | 69.76 | Commercial | No | Behind the Meter | Castle Energy, LLC | AC Electric | Accepted | 2019-09-17 | 2019-09-19 | 2020-09-19 | LG Electronics | LG 320N1K-A5 | Solar Panels |  | 0.32 | 30 | 222 | 13 |  | Fixed | Roof
Solar Registration Program | NJSRRE1542411810 | Hammonton | 8037 | 19 | 69.76 | Commercial | No | Behind the Meter | Castle Energy, LLC | AC Electric | Accepted | 2019-09-17 | 2019-09-19 | 2020-09-19 | LG Electronics | LG 320N1K-A5 | Solar Panels |  | 0.32 | 11 | 222 | 13 |  | Fixed | Roof
Solar Registration Program | NJSRRE1542411810 | Hammonton | 8037 | 19 | 69.76 | Commercial | No | Behind the Meter | Castle Energy, LLC | AC Electric | Accepted | 2019-09-17 | 2019-09-19 | 2020-09-19 | LG Electronics | LG 320N1K-A5 | Solar Panels |  | 0.32 | 16 | 197 | 20 |  | Fixed | Roof
Solar Registration Program | NJSRRE1542411810 | Hammonton | 8037 | 19 | 69.76 | Commercial | No | Behind the Meter | Castle Energy, LLC | AC Electric | Accepted | 2019-09-17 | 2019-09-19 | 2020-09-19 | LG Electronics | LG 320N1K-A5 | Solar Panels |  | 0.32 | 43 | 197 | 11 |  | Fixed | Roof
Solar Registration Program | NJSRRE1542411810 | Hammonton | 8037 | 19 | 69.76 | Commercial | No | Behind the Meter | Castle Energy, LLC | AC Electric | Accepted | 2019-09-17 | 2019-09-19 | 2020-09-19 | LG Electronics | LG 320N1K-A5 | Solar Panels |  | 0.32 | 58 | 158 | 12 |  | Fixed | Roof
Solar Registration Program | NJSRRE1542411810 | Hammonton | 8037 | 19 | 69.76 | Commercial | No | Behind the Meter | Castle Energy, LLC | AC Electric | Accepted | 2019-09-17 | 2019-09-19 | 2020-09-19 | Enphase Energy | IQ7-60-2-US | Inverters | 240 |  | 218 |  |  | 0.976 |  | Outdoor | On rooftop underneath each solar module
Solar Registration Program | NJSRRE1542572996 | BERNARDSVILLE | 7924 | 5 | 69.84 | Residential | No | Behind the Meter | SEA BRIGHT SOLAR, LLC | JCP&L | Accepted | 2019-10-21 | 2019-10-23 | 2020-10-23 | SUNPOWER | SPR-X22-360-E-AC | Solar Panels |  | 0.36 | 194 | 150 | 2 |  | Fixed | Ground | YARD
Solar Registration Program | NJSRRE1542572996 | BERNARDSVILLE | 7924 | 5 | 69.84 | Residential | No | Behind the Meter | SEA BRIGHT SOLAR, LLC | JCP&L | Accepted | 2019-10-21 | 2019-10-23 | 2020-10-23 | SUNPOWER | SPR-X22-360-E-AC | Inverters | 320 |  | 194 |  |  | 0.96 |  | Outside | BENEATH ARRAY
Solar Registration Program | NJSRRE1543498133 | New Brunswick | 8901 | 11 | 70.2 | School Public K-12 | No | Behind the Meter | Swinerton Builders | PSE&G | Accepted | 2019-12-06 | 2019-12-17 | 2020-12-17 | BYD | P6K-36 Series- 4BB | Solar Panels |  | 0.325 | 216 | 235 | 10 |  | Fixed | Roof
Solar Registration Program | NJSRRE1543498133 | New Brunswick | 8901 | 11 | 70.2 | School Public K-12 | No | Behind the Meter | Swinerton Builders | PSE&G | Accepted | 2019-12-06 | 2019-12-17 | 2020-12-17 | Solectria | PVI 50TL | Inverters | 50 |  | 1 |  |  | 0.99 |  | Outdoor | N/A
Solar Registration Program | NJSRRE1543498133 | New Brunswick | 8901 | 11 | 70.2 | School Public K-12 | No | Behind the Meter | Swinerton Builders | PSE&G | Accepted | 2019-12-06 | 2019-12-17 | 2020-12-17 | Locus | LGATE360 | Meters |  |  | 1 |  |  |  | Yes | Indoor
Solar Registration Program | NJSRRE1543691841 | Pleasantville | 8232 | 19 | 70.2 | Commercial | No | Behind the Meter | Green Power Developers LLC | AC Electric | Accepted | 2019-12-24 | 2019-12-30 | 2020-12-30 | Hanwha | Q.PEAK DUO L-G5. 2 390 | Solar Panels |  | 0.39 | 180 | 136 | 10 |  | Fixed | Roof
Solar Registration Program | NJSRRE1543691841 | Pleasantville | 8232 | 19 | 70.2 | Commercial | No | Behind the Meter | Green Power Developers LLC | AC Electric | Accepted | 2019-12-24 | 2019-12-30 | 2020-12-30 | SMA | SMA STP CORE 50 kW | Inverters | 50000 |  | 1 |  |  | 0.98 |  | Outdoor | Rooftop
Solar Registration Program | NJSRRE1539826368 | Parsippany | 7054 | 3 | 71.18 | Commercial | No | Behind the Meter | Dynamic Energy Solutions, LLC | JCP&L | Accepted | 2018-11-19 | 2018-11-21 | 2020-05-21 | Jinko | Jinko 365 W | Solar Panels |  | 0.365 | 195 | 231 | 1 |  | Fixed | Roof
Solar Registration Program | NJSRRE1539826368 | Parsippany | 7054 | 3 | 71.18 | Commercial | No | Behind the Meter | Dynamic Energy Solutions, LLC | JCP&L | Accepted | 2018-11-19 | 2018-11-21 | 2020-05-21 | Chint Power Systems | CPS-SCA28KTL | Inverters | 28000 |  | 2 |  |  | 0.98 |  | Outside | n/a
Solar Registration Program | NJSRRE1540384107 | Marlton | 8053 | 13 | 71.18 | Commercial | No | Behind the Meter | Dynamic Energy Solutions, LLC | PSE&G | Accepted | 2019-02-22 | 2019-02-25 | 2020-02-25 | JINKO | JINKO 365W | Solar Panels |  | 0.365 | 195 | 151.4 | 10 |  | Fixed | Roof
Solar Registration Program | NJSRRE1540384107 | Marlton | 8053 | 13 | 71.18 | Commercial | No | Behind the Meter | Dynamic Energy Solutions, LLC | PSE&G | Accepted | 2019-02-22 | 2019-02-25 | 2020-02-25 | Chint Power Systems | CPS-SCA36KTL | Inverters | 36000 |  | 13 |  |  | 0.985 |  | Outside | N/A
Solar Registration Program | NJSRRE1542375374 | Mount Laurel | 8054 | 13 | 71.89 | Commercial | Yes | Behind the Meter | A Clear Alternative, Inc | PSE&G | Accepted | 2019-09-10 | 2019-09-16 | 2020-09-16 | Hanwha Q. Cell | Q.Peak Duo-L-G5 | Solar Panels |  | 0.395 | 182 | 206 | 10 |  | Fixed | Roof
Solar Registration Program | NJSRRE1542375374 | Mount Laurel | 8054 | 13 | 71.89 | Commercial | Yes | Behind the Meter | A Clear Alternative, Inc | PSE&G | Accepted | 2019-09-10 | 2019-09-16 | 2020-09-16 | Solar Edge | SE66.6K | Inverters | 80 |  | 1 |  |  | 0.985 |  | Outside | Outside Electric Room
Solar Registration Program | NJSRRE1540457025 | Hillsborough | 8844 | 5 | 72 | Residential | No | Behind the Meter | Ampericon | JCP&L | Accepted | 2019-03-06 | 2019-03-25 | 2020-03-25 | Trina | TSM-300DD05A | Solar Panels |  | 0.3 | 240 | 180 | 25 |  | Fixed | Ground
Solar Registration Program | NJSRRE1540457025 | Hillsborough | 8844 | 5 | 72 | Residential | No | Behind the Meter | Ampericon | JCP&L | Accepted | 2019-03-06 | 2019-03-25 | 2020-03-25 | EnPhase | IQ7-60-2-INT | Inverters | 250 |  | 240 |  |  | 0.965 |  | Other | Ground
Solar Registration Program | NJSRRE1543586594 | clementon | 8021 | 14 | 72.38 | Commercial | Yes | Behind the Meter | Hytek Energy | AC Electric | Accepted | 2019-12-30 | 2019-12-30 | 2020-12-30 | axitec | axitec premium | Solar Panels |  | 0.385 | 188 | 190 | 10 |  | Fixed | Roof
Solar Registration Program | NJSRRE1543586594 | clementon | 8021 | 14 | 72.38 | Commercial | Yes | Behind the Meter | Hytek Energy | AC Electric | Accepted | 2019-12-30 | 2019-12-30 | 2020-12-30 | solaredge | 43.2 | Inverters | 43200 |  | 1 |  |  | 0.98 |  | Outdoor | attached to building
Solar Registration Program | NJSRRE1543586594 | clementon | 8021 | 14 | 72.38 | Commercial | Yes | Behind the Meter | Hytek Energy | AC Electric | Accepted | 2019-12-30 | 2019-12-30 | 2020-12-30 | solaredge | 14.4 | Inverters | 43200 |  | 2 |  |  | 0.98 |  | Outdoor | attached to building
Solar Registration Program | NJSRRE1541624192 | Mahwah | 7430 | 7 | 73.08 | Commercial | No | Behind the Meter | SunnyMac LLC | Orange Rockland Electric | Final As-Built Received | 2019-08-12 | 2019-08-22 | 2020-08-22 | Sunpower | SPR-E20-435-Com | Solar Panels |  | 0.435 | 168 | -7 | 0 |  | Fixed | Roof
Solar Registration Program | NJSRRE1541624192 | Mahwah | 7430 | 7 | 73.08 | Commercial | No | Behind the Meter | SunnyMac LLC | Orange Rockland Electric | Final As-Built Received | 2019-08-12 | 2019-08-22 | 2020-08-22 | SMA | Sunny Tripower Core1 62-US | Inverters | 62.5 |  | 1 |  |  | 0.98 |  | Outdoor | roof
Solar Registration Program | NJSRRE1543497721 | hazlet | 7734 | 17 | 73.08 | Commercial | No | Behind the Meter | Geoscape Solar | JCP&L | Accepted | 2019-12-06 | 2019-12-10 | 2020-12-10 | SUNPOWER | SPR-P19-395-COM | Solar Panels |  | 0.395 | 76 | 175 | 25 |  | Fixed | Roof
Solar Registration Program | NJSRRE1543497721 | hazlet | 7734 | 17 | 73.08 | Commercial | No | Behind the Meter | Geoscape Solar | JCP&L | Accepted | 2019-12-06 | 2019-12-10 | 2020-12-10 | SUNPOWER | SPR-P19-395-COM | Solar Panels |  | 0.395 | 66 | 265 | 29 |  | Fixed | Roof
Solar Registration Program | NJSRRE1543497721 | hazlet | 7734 | 17 | 73.08 | Commercial | No | Behind the Meter | Geoscape Solar | JCP&L | Accepted | 2019-12-06 | 2019-12-10 | 2020-12-10 | SOLAREDGE | SPR-P19-395-COM | Solar Panels |  | 0.395 | 43 | 175 | 5 |  | Fixed | Roof
Solar Registration Program | NJSRRE1543497721 | hazlet | 7734 | 17 | 73.08 | Commercial | No | Behind the Meter | Geoscape Solar | JCP&L | Accepted | 2019-12-06 | 2019-12-10 | 2020-12-10 | SOLAREDGE | SE43.2KUS | Inverters | 43200 |  | 1 |  |  | 0.98 |  | Outside | ADJ. TO UTIYLITY METER
Solar Registration Program | NJSRRE1543497721 | hazlet | 7734 | 17 | 73.08 | Commercial | No | Behind the Meter | Geoscape Solar | JCP&L | Accepted | 2019-12-06 | 2019-12-10 | 2020-12-10 | SOLAREDGE | SE 14.4KUS | Inverters | 14400 |  | 1 |  |  | 0.98 |  | Outside | ADJ. TO UTILITY METER
Solar Registration Program | NJSRRE1540336518 | Washington | 7822 | 1 | 73.32 | Commercial | No | Behind the Meter | Eznergy | JCP&L | Accepted | 2019-02-06 | 2019-02-08 | 2020-02-08 | Trina | TSM 390 | Solar Panels |  | 0.39 | 27 | 172 | 2 |  | Fixed | Roof
Solar Registration Program | NJSRRE1540336518 | Washington | 7822 | 1 | 73.32 | Commercial | No | Behind the Meter | Eznergy | JCP&L | Accepted | 2019-02-06 | 2019-02-08 | 2020-02-08 | Trina | TSM 390 | Solar Panels |  | 0.39 | 44 | 172 | 2 |  | Fixed | Roof
Solar Registration Program | NJSRRE1540336518 | Washington | 7822 | 1 | 73.32 | Commercial | No | Behind the Meter | Eznergy | JCP&L | Accepted | 2019-02-06 | 2019-02-08 | 2020-02-08 | Trina | TSM 390 | Solar Panels |  | 0.39 | 117 | 262 | 8 |  | Fixed | Roof
Solar Registration Program | NJSRRE1540336518 | Washington | 7822 | 1 | 73.32 | Commercial | No | Behind the Meter | Eznergy | JCP&L | Accepted | 2019-02-06 | 2019-02-08 | 2020-02-08 | Solar Edge | SE33.3 k-US | Inverters | 33300 |  | 2 |  |  | 0.97 |  | Outdoor | side of building near meter
Solar Registration Program | NJSRRE1540297982 | Pedricktown | 8067 | 16 | 73.71 | Commercial | No | Behind the Meter | Geoscape Solar | AC Electric | Accepted | 2019-01-30 | 2019-02-04 | 2020-02-04 | Sunpower | SPR-P19-390-COM | Solar Panels |  | 0.39 | 189 | 180 | 20 |  | Fixed | Ground
Solar Registration Program | NJSRRE1540297982 | Pedricktown | 8067 | 16 | 73.71 | Commercial | No | Behind the Meter | Geoscape Solar | AC Electric | Accepted | 2019-01-30 | 2019-02-04 | 2020-02-04 | Solar Edge | SE33.3KUS | Inverters | 33300 |  | 2 |  |  | 0.97 |  | Outside | Adj to utiliity meter
Solar Registration Program | NJSRRE1542568789 | West Milford | 7480 | 6 | 73.88 | School Public K-12 | Yes | Behind the Meter | Eznergy | Orange Rockland Electric | Accepted | 2019-10-21 | 2019-10-23 | 2020-10-23 | Trina | TSM375 | Solar Panels |  | 0.375 | 197 | 175 | 5 |  | Fixed | Roof
Solar Registration Program | NJSRRE1542568789 | West Milford | 7480 | 6 | 73.88 | School Public K-12 | Yes | Behind the Meter | Eznergy | Orange Rockland Electric | Accepted | 2019-10-21 | 2019-10-23 | 2020-10-23 | Solar Edge | SE14.4KUS | Inverters | 14400 |  | 5 |  |  | 0.98 |  | Outdoor | Side of building near meter
Solar Registration Program | NJSRRE1540378629 | Marlton | 8053 | 13 | 74.46 | Commercial | No | Behind the Meter | Dynamic Energy Solutions, LLC | PSE&G | Accepted | 2019-02-22 | 2019-02-22 | 2020-02-22 | JINKO | JINKO 365W | Solar Panels |  | 0.365 | 204 | 151.4 | 10 |  | Fixed | Roof
Solar Registration Program | NJSRRE1540378629 | Marlton | 8053 | 13 | 74.46 | Commercial | No | Behind the Meter | Dynamic Energy Solutions, LLC | PSE&G | Accepted | 2019-02-22 | 2019-02-22 | 2020-02-22 | Chint Power Systems | CPS-SCA36KTL | Inverters | 36000 |  | 13 |  |  | 0.985 |  | Outside | n/a
Solar Registration Program | NJSRRE1541850991 | Sewell | 8080 | 15 | 74.52 | Commercial | No | Behind the Meter | Renewable Energy Alliance | AC Electric | Accepted | 2019-08-16 | 2019-08-23 | 2020-08-23 | Hanwha | Q.Plus L-G4.2 | Solar Panels |  | 0.345 | 216 | 199 | 10 |  | Fixed | Roof
Solar Registration Program | NJSRRE1541850991 | Sewell | 8080 | 15 | 74.52 | Commercial | No | Behind the Meter | Renewable Energy Alliance | AC Electric | Accepted | 2019-08-16 | 2019-08-23 | 2020-08-23 | SMA | Core1-62.5 | Inverters | 62500 |  | 1 |  |  | 0.98 |  | Outdoor | Roof
Solar Registration Program | NJSRRE1541850991 | Sewell | 8080 | 15 | 74.52 | Commercial | No | Behind the Meter | Renewable Energy Alliance | AC Electric | Accepted | 2019-08-16 | 2019-08-23 | 2020-08-23 | Elkor | WattsOn | Meters |  |  | 1 |  |  |  |  | Outdoor
Solar Registration Program | NJSRRE1541851248 | Lyndhurst | 7071 | 7 | 75 | School Other | Yes | Behind the Meter | Green Energy Construction & Consulting | PSE&G | Accepted | 2019-08-16 | 2019-09-03 | 2020-09-03 | GCL | GCLM6/72H 375 | Solar Panels |  | 0.375 | 200 | 217 | 10 |  | Fixed | Roof
Solar Registration Program | NJSRRE1541851248 | Lyndhurst | 7071 | 7 | 75 | School Other | Yes | Behind the Meter | Green Energy Construction & Consulting | PSE&G | Accepted | 2019-08-16 | 2019-09-03 | 2020-09-03 | Chint Power Systems | SCA20KTL | Inverters | 20000 |  | 3 |  |  | 0.95 |  | Outdoor | Next to Meter
Solar Registration Program | NJSRRE1542575070 | Somers Point | 8244 | 19 | 75.05 | Commercial | No | Behind the Meter | Geoscape Solar | AC Electric | Accepted | 2019-10-24 | 2019-10-24 | 2020-10-24 | Sunpower | SPR-P19-395-COM | Solar Panels |  | 0.395 | 190 | 128 | 25 |  | Fixed | Roof
Solar Registration Program | NJSRRE1542575070 | Somers Point | 8244 | 19 | 75.05 | Commercial | No | Behind the Meter | Geoscape Solar | AC Electric | Accepted | 2019-10-24 | 2019-10-24 | 2020-10-24 | SolarEdge | SE66.6kUS | Inverters | 66600 |  | 1 |  |  | 0.98 |  | Outside | adj. to utility meter
Solar Registration Program | NJSRRE1543689648 | Pleasantville | 8232 | 19 | 75.48 | Commercial | No | Behind the Meter | Green Power Developers LLC | AC Electric | Accepted | 2019-12-24 | 2019-12-30 | 2020-12-30 | CSUN | CSUN370-72M | Solar Panels |  | 0.37 | 204 | 205 | 7 |  | Fixed | Parking Lot
Solar Registration Program | NJSRRE1543689648 | Pleasantville | 8232 | 19 | 75.48 | Commercial | No | Behind the Meter | Green Power Developers LLC | AC Electric | Accepted | 2019-12-24 | 2019-12-30 | 2020-12-30 | SolarEdge | SE 30.00 kWΓÇæUS | Inverters | 30000 |  | 2 |  |  | 0.98 |  | Outdoor | Rooftop
Solar Registration Program | NJSRRE1539955355 | Caldwell | 7006 | 9 | 75.92 | School Public K-12 | Yes | Behind the Meter | HESP Construction, LLC | PSE&G | Accepted | 2018-12-11 | 2018-12-14 | 2020-06-14 | Trina Solar | TSM-DE14A(11) | Solar Panels |  | 0.365 | 17 | 225 | 7 |  | Fixed | Roof
Solar Registration Program | NJSRRE1539955355 | Caldwell | 7006 | 9 | 75.92 | School Public K-12 | Yes | Behind the Meter | HESP Construction, LLC | PSE&G | Accepted | 2018-12-11 | 2018-12-14 | 2020-06-14 | Trina Solar | TSM-DE14A(11) | Solar Panels |  | 0.365 | 191 | 135 | 7 |  | Fixed | Roof
Solar Registration Program | NJSRRE1539955355 | Caldwell | 7006 | 9 | 75.92 | School Public K-12 | Yes | Behind the Meter | HESP Construction, LLC | PSE&G | Accepted | 2018-12-11 | 2018-12-14 | 2020-06-14 | Solectria | PVI 14TL | Inverters | 14000 |  | 4 |  |  | 0.966 |  | Outdoor | near arrays
Solar Registration Program | NJSRRE1541347982 | Monroeville | 8343 | 16 | 76.86 | Commercial | No | Behind the Meter | RCL Enterprises Inc. | AC Electric | Accepted | 2019-06-14 | 2019-06-19 | 2020-06-19 | Trina Solar | TSM-305DD05A | Solar Panels |  | 0.305 | 252 | 126 | 18 |  | Fixed | Roof
Solar Registration Program | NJSRRE1541347982 | Monroeville | 8343 | 16 | 76.86 | Commercial | No | Behind the Meter | RCL Enterprises Inc. | AC Electric | Accepted | 2019-06-14 | 2019-06-19 | 2020-06-19 | Enphase | IQ7 | Inverters | 60480 |  | 252 |  |  | 0.96 |  | Outdoor | under panels
Solar Registration Program | NJSRRE1543505764 | Wildwood | 8260 | 21 | 77.19 | Residential | Yes | Behind the Meter | RCL Enterprises Inc. | AC Electric | Accepted | 2019-12-10 | 2019-12-12 | 2020-12-12 | trina | TSM-310DD05H.05 | Solar Panels |  | 0.31 | 68 | 226 | 22 |  | Fixed | Roof
Solar Registration Program | NJSRRE1543505764 | Wildwood | 8260 | 21 | 77.19 | Residential | Yes | Behind the Meter | RCL Enterprises Inc. | AC Electric | Accepted | 2019-12-10 | 2019-12-12 | 2020-12-12 | trina | TSM-310DD05H.05 | Solar Panels |  | 0.31 | 32 | 226 | 18 |  | Fixed | Roof
Solar Registration Program | NJSRRE1543505764 | Wildwood | 8260 | 21 | 77.19 | Residential | Yes | Behind the Meter | RCL Enterprises Inc. | AC Electric | Accepted | 2019-12-10 | 2019-12-12 | 2020-12-12 | trina | TSM-310DD05H.05 | Solar Panels |  | 0.31 | 39 | 136 | 22 |  | Fixed | Roof
Solar Registration Program | NJSRRE1543505764 | Wildwood | 8260 | 21 | 77.19 | Residential | Yes | Behind the Meter | RCL Enterprises Inc. | AC Electric | Accepted | 2019-12-10 | 2019-12-12 | 2020-12-12 | trina | TSM-310DD05H.05 | Solar Panels |  | 0.31 | 44 | 46 | 18 |  | Fixed | Roof
Solar Registration Program | NJSRRE1543505764 | Wildwood | 8260 | 21 | 77.19 | Residential | Yes | Behind the Meter | RCL Enterprises Inc. | AC Electric | Accepted | 2019-12-10 | 2019-12-12 | 2020-12-12 | trina | TSM-310DD05H.05 | Solar Panels |  | 0.31 | 66 | 46 | 22 |  | Fixed | Roof
Solar Registration Program | NJSRRE1543505764 | Wildwood | 8260 | 21 | 77.19 | Residential | Yes | Behind the Meter | RCL Enterprises Inc. | AC Electric | Accepted | 2019-12-10 | 2019-12-12 | 2020-12-12 | enphase | iq7 | Inverters | 10560 |  | 44 |  |  | 0.96 |  | Outside | under panels
Solar Registration Program | NJSRRE1543505764 | Wildwood | 8260 | 21 | 77.19 | Residential | Yes | Behind the Meter | RCL Enterprises Inc. | AC Electric | Accepted | 2019-12-10 | 2019-12-12 | 2020-12-12 | enphase | iq7 | Inverters | 7680 |  | 32 |  |  | 0.96 |  | Outside | under panels
Solar Registration Program | NJSRRE1543505764 | Wildwood | 8260 | 21 | 77.19 | Residential | Yes | Behind the Meter | RCL Enterprises Inc. | AC Electric | Accepted | 2019-12-10 | 2019-12-12 | 2020-12-12 | enpase | iq7 | Inverters | 9360 |  | 39 |  |  | 0.96 |  | Outside | under panels
Solar Registration Program | NJSRRE1543505764 | Wildwood | 8260 | 21 | 77.19 | Residential | Yes | Behind the Meter | RCL Enterprises Inc. | AC Electric | Accepted | 2019-12-10 | 2019-12-12 | 2020-12-12 | enphase | iq7 | Inverters | 15840 |  | 66 |  |  | 0.96 |  | Outside | under panels
Solar Registration Program | NJSRRE1543505764 | Wildwood | 8260 | 21 | 77.19 | Residential | Yes | Behind the Meter | RCL Enterprises Inc. | AC Electric | Accepted | 2019-12-10 | 2019-12-12 | 2020-12-12 | enphase | IQ7 | Inverters | 16320 |  | 68 |  |  | 0.96 |  | Outdoor | under panels
Solar Registration Program | NJSRRE1540345847 | Haddonfield Ave | 8033 | 14 | 77.75 | Commercial | Yes | Behind the Meter | SolareAmerica | PSE&G | Accepted | 2019-02-08 | 2019-02-12 | 2020-02-12 | CSUN | CSUN | Solar Panels |  | 0.365 | 213 | 148 | 10 |  | Fixed | Roof
Solar Registration Program | NJSRRE1540345847 | Haddonfield Ave | 8033 | 14 | 77.75 | Commercial | Yes | Behind the Meter | SolareAmerica | PSE&G | Accepted | 2019-02-08 | 2019-02-12 | 2020-02-12 | APsystems | 1Q1200 | Inverters | 1200 |  | 54 |  |  | 0.97 |  | Outdoor | under panels
Solar Registration Program | NJSRRE1541887755 | East Windsor | 8520 | 12 | 78.39 | Commercial | No | Behind the Meter | Maier Solar Engineering dba Solar Me | JCP&L | Accepted | 2019-08-27 | 2019-08-29 | 2020-08-29 | Panasonic | VBHN330KA03 | Solar Panels |  | 0.335 | 120 | 180 | 23 |  | Fixed | Ground
Solar Registration Program | NJSRRE1541887755 | East Windsor | 8520 | 12 | 78.39 | Commercial | No | Behind the Meter | Maier Solar Engineering dba Solar Me | JCP&L | Accepted | 2019-08-27 | 2019-08-29 | 2020-08-29 | Panasonic | VBHN330KA03 | Solar Panels |  | 0.335 | 114 | 180 | 23 |  | Fixed | Ground
Solar Registration Program | NJSRRE1541887755 | East Windsor | 8520 | 12 | 78.39 | Commercial | No | Behind the Meter | Maier Solar Engineering dba Solar Me | JCP&L | Accepted | 2019-08-27 | 2019-08-29 | 2020-08-29 | Solar Edge | SE14.4K-US | Inverters | 14.4 |  | 4 |  |  | 0.97 |  | Outdoor | Next to meter
Solar Registration Program | NJSRRE1541887755 | East Windsor | 8520 | 12 | 78.39 | Commercial | No | Behind the Meter | Maier Solar Engineering dba Solar Me | JCP&L | Accepted | 2019-08-27 | 2019-08-29 | 2020-08-29 | Solar Edge | SE9K-US | Inverters | 9 |  | 2 |  |  | 0.97 |  | Outdoor | Next to meter
Solar Registration Program | NJSRRE1540969607 | Ringoes | 8551 | 4 | 79 | Commercial | No | Behind the Meter | Green Power Energy | JCP&L | Accepted | 2019-05-08 | 2019-05-13 | 2020-05-13 | Sun Power | SPR-P19-395- COM | Solar Panels |  | 0.395 | 200 | 180 | 35 |  | Fixed | Ground
Solar Registration Program | NJSRRE1540969607 | Ringoes | 8551 | 4 | 79 | Commercial | No | Behind the Meter | Green Power Energy | JCP&L | Accepted | 2019-05-08 | 2019-05-13 | 2020-05-13 | Solar Edge | SE11400-US | Inverters | 11400 |  | 6 |  |  | 0.97 |  | Outside | next to meter
Solar Registration Program | NJSRRE1541432094 | Freehold | 7728 | 17 | 79.13 | Commercial | No | Behind the Meter | Powerlutions | JCP&L | Accepted | 2019-06-19 | 2019-06-24 | 2020-06-24 | Trina | TSM-375DEG14 | Solar Panels |  | 0.375 | 211 | 206 | 10 |  | Fixed | Roof
Solar Registration Program | NJSRRE1541432094 | Freehold | 7728 | 17 | 79.13 | Commercial | No | Behind the Meter | Powerlutions | JCP&L | Accepted | 2019-06-19 | 2019-06-24 | 2020-06-24 | SolarEdge | SE43.2KUS | Inverters | 43.2 |  | 1 |  |  | 0.99 |  | Outdoor | Near Meter
Solar Registration Program | NJSRRE1541432094 | Freehold | 7728 | 17 | 79.13 | Commercial | No | Behind the Meter | Powerlutions | JCP&L | Accepted | 2019-06-19 | 2019-06-24 | 2020-06-24 | SolarEdge | SE14.4KUS | Inverters | 14.4 |  | 1 |  |  | 0.99 |  | Outdoor | Near Meter
Solar Registration Program | NJSRRE1541703884 | Flemington | 8822 | 4 | 79.88 | Commercial | Yes | Behind the Meter | Aston Solar | JCP&L | Accepted | 2019-07-25 | 2019-08-05 | 2020-08-05 | Trina Solar | TSM-375-DE14A | Solar Panels |  | 0.375 | 213 | 270 | 3 |  | Fixed | Roof
Solar Registration Program | NJSRRE1541703884 | Flemington | 8822 | 4 | 79.88 | Commercial | Yes | Behind the Meter | Aston Solar | JCP&L | Accepted | 2019-07-25 | 2019-08-05 | 2020-08-05 | SolarEdge | SE66KUS | Inverters | 66000 |  | 1 |  |  | 0.98 |  | Outside | outside
Solar Registration Program | NJSRRE1540980103 | Cream Ridge | 8514 | 17 | 80.28 | Commercial | No | Behind the Meter | DC Solar Integrators | JCP&L | Accepted | 2019-05-10 | 2019-05-20 | 2020-05-20 | AXITEC | 360M/156-72S | Solar Panels |  | 0.36 | 223 | 230 | 17 |  | Fixed | Roof
Solar Registration Program | NJSRRE1540980103 | Cream Ridge | 8514 | 17 | 80.28 | Commercial | No | Behind the Meter | DC Solar Integrators | JCP&L | Accepted | 2019-05-10 | 2019-05-20 | 2020-05-20 | Solaredge | SE14.4KUS | Inverters | 14400 |  | 5 |  |  | 0.975 |  | Outdoor | outdoor
Solar Registration Program | NJSRRE1541506131 | Englewood | 7631 | 7 | 80.83 | Commercial | No | Behind the Meter | Green Power Energy | PSE&G | Accepted | 2019-06-28 | 2019-07-15 | 2020-07-15 | Trina Solar | TSM-305DD05A | Solar Panels |  | 0.305 | 84 | 145 | 15 |  | Fixed | Roof
Solar Registration Program | NJSRRE1541506131 | Englewood | 7631 | 7 | 80.83 | Commercial | No | Behind the Meter | Green Power Energy | PSE&G | Accepted | 2019-06-28 | 2019-07-15 | 2020-07-15 | Trina Solar | TSM-305DD05A | Solar Panels |  | 0.305 | 71 | 210 | 15 |  | Fixed | Roof
Solar Registration Program | NJSRRE1541506131 | Englewood | 7631 | 7 | 80.83 | Commercial | No | Behind the Meter | Green Power Energy | PSE&G | Accepted | 2019-06-28 | 2019-07-15 | 2020-07-15 | Trina Solar | TSM-305DD05A | Solar Panels |  | 0.305 | 110 | 250 | 15 |  | Fixed | Roof
Solar Registration Program | NJSRRE1541506131 | Englewood | 7631 | 7 | 80.83 | Commercial | No | Behind the Meter | Green Power Energy | PSE&G | Accepted | 2019-06-28 | 2019-07-15 | 2020-07-15 | Solar Edge | SE11400H-US | Inverters | 11400 |  | 3 |  |  | 0.97 |  | Outside | next to meter
Solar Registration Program | NJSRRE1541506131 | Englewood | 7631 | 7 | 80.83 | Commercial | No | Behind the Meter | Green Power Energy | PSE&G | Accepted | 2019-06-28 | 2019-07-15 | 2020-07-15 | Solar Edge | SE10000H-US | Inverters | 10000 |  | 3 |  |  | 0.97 |  | Outside | next to meter
Solar Registration Program | NJSRRE1541506131 | Englewood | 7631 | 7 | 80.83 | Commercial | No | Behind the Meter | Green Power Energy | PSE&G | Accepted | 2019-06-28 | 2019-07-15 | 2020-07-15 | Solar Edge | SE7600H-US | Inverters | 7600 |  | 1 |  |  | 0.97 |  | Outside | next to meter
Solar Registration Program | NJSRRE1542624128 | Hightstown | 8520 | 12 | 80.85 | Non Profit | Yes | Behind the Meter | e2/ECTA, Inc. | JCP&L | Accepted | 2019-10-25 | 2019-10-29 | 2020-10-29 | Axitec | AC-385MH/144S | Solar Panels |  | 0.385 | 210 | 196 | 10 |  | Fixed | Roof
Solar Registration Program | NJSRRE1542624128 | Hightstown | 8520 | 12 | 80.85 | Non Profit | Yes | Behind the Meter | e2/ECTA, Inc. | JCP&L | Accepted | 2019-10-25 | 2019-10-29 | 2020-10-29 | Solaredge Technologies, Inc. | SE43.2KUS | Inverters | 43200 |  | 2 |  |  | 0.97 |  | Outside | Exterior SW corner of building
Solar Registration Program | NJSRRE1542434096 | Farmingdale | 7727 | 17 | 80.92 | Commercial | No | Behind the Meter | Powerlutions | JCP&L | Accepted | 2019-09-25 | 2019-09-27 | 2020-09-27 | Trina | TSM-340DD14A(II) | Solar Panels |  | 0.34 | 238 | 221 | 10 |  | Fixed | Roof
Solar Registration Program | NJSRRE1542434096 | Farmingdale | 7727 | 17 | 80.92 | Commercial | No | Behind the Meter | Powerlutions | JCP&L | Accepted | 2019-09-25 | 2019-09-27 | 2020-09-27 | Solar Edge | SE14.4KUS | Inverters | 14.4 |  | 1 |  |  | 0.99 |  | Outdoor | near meter
Solar Registration Program | NJSRRE1542434096 | Farmingdale | 7727 | 17 | 80.92 | Commercial | No | Behind the Meter | Powerlutions | JCP&L | Accepted | 2019-09-25 | 2019-09-27 | 2020-09-27 | Solar Edge | SE43.2KUS | Inverters | 43.2 |  | 1 |  |  | 0.99 |  | Outdoor | Near Meter
Solar Registration Program | NJSRRE1540334856 | West New York | 7093 | 8 | 81.03 | Commercial | No | Behind the Meter | SunCycle Energy | PSE&G | Accepted | 2019-02-05 | 2019-02-07 | 2020-02-07 | Jinko | JKM365M-72 | Solar Panels |  | 0.365 | 222 | 210 | 5 |  | Fixed | Roof
Solar Registration Program | NJSRRE1540334856 | West New York | 7093 | 8 | 81.03 | Commercial | No | Behind the Meter | SunCycle Energy | PSE&G | Accepted | 2019-02-05 | 2019-02-07 | 2020-02-07 | Solar Edge | SE66KUS | Inverters | 66000 |  | 1 |  |  | 0.98 |  | Outdoor | Roof
Solar Registration Program | NJSRRE1542556259 | Brooklawn | 8030 | 14 | 81.7 | Commercial | No | Behind the Meter | Helios Solar Energy, LLC | PSE&G | Accepted | 2019-10-18 | 2019-10-22 | 2020-10-22 | Axitec | AC-380MH/144s | Solar Panels |  | 0.38 | 88 | 229 | 5 |  | Fixed | Roof | North
Solar Registration Program | NJSRRE1542556259 | Brooklawn | 8030 | 14 | 81.7 | Commercial | No | Behind the Meter | Helios Solar Energy, LLC | PSE&G | Accepted | 2019-10-18 | 2019-10-22 | 2020-10-22 | Axitec | AC-380MH/144S | Solar Panels |  | 0.38 | 127 | 229 | 12 |  | Fixed | Roof | South
Solar Registration Program | NJSRRE1542556259 | Brooklawn | 8030 | 14 | 81.7 | Commercial | No | Behind the Meter | Helios Solar Energy, LLC | PSE&G | Accepted | 2019-10-18 | 2019-10-22 | 2020-10-22 | SolarEdge | SE43.2KUS | Inverters | 43200 |  | 2 |  |  | 0.97 |  | Indoor | Switchgear room
Solar Registration Program | NJSRRE1540369863 | Old Bridge | 8859 | 11 | 82.13 | Commercial | No | Behind the Meter | Dynamic Energy Solutions, LLC | JCP&L | Accepted | 2019-02-22 | 2019-02-25 | 2020-02-25 | JINKO | JINKO 365W | Solar Panels |  | 0.365 | 225 | 204.74 | 10 |  | Fixed | Roof
Solar Registration Program | NJSRRE1540369863 | Old Bridge | 8859 | 11 | 82.13 | Commercial | No | Behind the Meter | Dynamic Energy Solutions, LLC | JCP&L | Accepted | 2019-02-22 | 2019-02-25 | 2020-02-25 | Chint Power Systems | CPS-SCA36KTL | Inverters | 36000 |  | 3 |  |  | 0.985 |  | Outdoor | N/A
Solar Registration Program | NJSRRE1542393321 | Clinton | 8809 | 4 | 82.5 | Commercial | No | Behind the Meter | Geoscape Solar | JCP&L | Accepted | 2019-09-12 | 2019-09-16 | 2020-09-16 | SunPower | SPR-E20-330-COM | Solar Panels |  | 0.33 | 250 | 191 | 5 |  | Fixed | Roof
Solar Registration Program | NJSRRE1542393321 | Clinton | 8809 | 4 | 82.5 | Commercial | No | Behind the Meter | Geoscape Solar | JCP&L | Accepted | 2019-09-12 | 2019-09-16 | 2020-09-16 | SolarEdge | SE43.2Kus | Inverters | 43200 |  | 1 |  |  | 0.98 |  | Outside | Adj. to utility meter
Solar Registration Program | NJSRRE1542393321 | Clinton | 8809 | 4 | 82.5 | Commercial | No | Behind the Meter | Geoscape Solar | JCP&L | Accepted | 2019-09-12 | 2019-09-16 | 2020-09-16 | SolarEdge | SE14.4Kus | Inverters | 14400 |  | 1 |  |  | 0.98 |  | Outside | Adj. to utility meter
Solar Registration Program | NJSRRE1542393321 | Clinton | 8809 | 4 | 82.5 | Commercial | No | Behind the Meter | Geoscape Solar | JCP&L | Accepted | 2019-09-12 | 2019-09-16 | 2020-09-16 | SolarEdge | SE9Kus | Inverters | 9000 |  | 1 |  |  | 0.98 |  | Outside | Adj. to utility meter
Solar Registration Program | NJSRRE1540257553 | Pennsgrove | 8069 | 16 | 82.8 | Commercial | No | Behind the Meter | RCL Enterprises Inc. | AC Electric | Accepted | 2019-01-18 | 2019-01-22 | 2020-01-22 | Trina Solar | TSM-300DD05A.05 | Solar Panels |  | 0.3 | 276 | 214 | 25 |  | Fixed | Ground
Solar Registration Program | NJSRRE1540257553 | Pennsgrove | 8069 | 16 | 82.8 | Commercial | No | Behind the Meter | RCL Enterprises Inc. | AC Electric | Accepted | 2019-01-18 | 2019-01-22 | 2020-01-22 | Enphase | IQ7 | Inverters | 66240 |  | 276 |  |  | 0.96 |  | Outdoor | under panels
Solar Registration Program | NJSRRE1542447187 | Pennsauken | 8109 | 14 | 83.16 | Commercial | No | Behind the Meter | Pfister Energy, Inc. | PSE&G | Accepted | 2019-09-30 | 2019-10-01 | 2020-10-01 | Heliene | 72M360 | Solar Panels |  | 0.36 | 231 | Portrait | 5 |  | Fixed | Roof
Solar Registration Program | NJSRRE1542447187 | Pennsauken | 8109 | 14 | 83.16 | Commercial | No | Behind the Meter | Pfister Energy, Inc. | PSE&G | Accepted | 2019-09-30 | 2019-10-01 | 2020-10-01 | SolarEdge Technologies | SE66.6KUS | Inverters | 66600 |  | 1 |  |  | 0.985 |  | Outdoor | Roof
Solar Registration Program | NJSRRE1538473237 | Moorestown | 8057 | 13 | 83.78 | Commercial | Yes | Behind the Meter | Vision Solar | PSE&G | Accepted | 2018-07-02 | 2018-07-06 | 2020-01-06 | hanwha q-cells | q.peak blk-g4.1 295 | Solar Panels |  | 0.295 | 162 | 116 | 20 |  | Fixed | Roof
Solar Registration Program | NJSRRE1538473237 | Moorestown | 8057 | 13 | 83.78 | Commercial | Yes | Behind the Meter | Vision Solar | PSE&G | Accepted | 2018-07-02 | 2018-07-06 | 2020-01-06 | hanwha q-cells | q.peak blk-g4.1 295 | Solar Panels |  | 0.295 | 122 | 296 | 20 |  | Fixed | Roof
Solar Registration Program | NJSRRE1538473237 | Moorestown | 8057 | 13 | 83.78 | Commercial | Yes | Behind the Meter | Vision Solar | PSE&G | Accepted | 2018-07-02 | 2018-07-06 | 2020-01-06 | solar edge | se30000a-us rgm (240) | Inverters | 90000 |  | 3 |  |  | 0.985 |  | Outside | adj to utility meter
Solar Registration Program | NJSRRE1540457085 | Hillsborough | 8844 | 5 | 84 | Farm | No | Behind the Meter | Ampericon | JCP&L | Accepted | 2019-03-06 | 2019-03-25 | 2020-03-25 | Trina | TSM-300DD05A | Solar Panels |  | 0.3 | 280 | 180 | 25 |  | Fixed | Ground
Solar Registration Program | NJSRRE1540457085 | Hillsborough | 8844 | 5 | 84 | Farm | No | Behind the Meter | Ampericon | JCP&L | Accepted | 2019-03-06 | 2019-03-25 | 2020-03-25 | EnPhase | IQ7-60-2-INT | Inverters | 250 |  | 280 |  |  | 0.965 |  | Other | Ground
Solar Registration Program | NJSRRE1540287598 | Galloway | 8205 | 19 | 85.09 | School Public K-12 | Yes | Behind the Meter | Pfister Energy, Inc. | AC Electric | Accepted | 2019-01-25 | 2019-02-19 | 2020-02-19 | Hanwha | Q CELLS Q.PEAK DUO L-G5.2 385W | Solar Panels |  | 0.385 | 221 | Horizontal | 5 |  | Fixed | Roof
Solar Registration Program | NJSRRE1540287598 | Galloway | 8205 | 19 | 85.09 | School Public K-12 | Yes | Behind the Meter | Pfister Energy, Inc. | AC Electric | Accepted | 2019-01-25 | 2019-02-19 | 2020-02-19 | Chint | CPS SCA60KTL-DO/US-480 | Inverters | 60000 |  | 2 |  |  | 0.988 |  | Outdoor | N/A
Solar Registration Program | NJSRRE1542575013 | Hewitt | 7421 | 6 | 85.5 | School Public K-12 | Yes | Behind the Meter | Eznergy | Orange Rockland Electric | Accepted | 2019-10-22 | 2019-10-24 | 2020-10-24 | Trina | TSM375 | Solar Panels |  | 0.375 | 228 | 183 | 5 |  | Fixed | Roof
Solar Registration Program | NJSRRE1542575013 | Hewitt | 7421 | 6 | 85.5 | School Public K-12 | Yes | Behind the Meter | Eznergy | Orange Rockland Electric | Accepted | 2019-10-22 | 2019-10-24 | 2020-10-24 | Solar Edge | SE14.4KUS | Inverters | 14400 |  | 5 |  |  | 0.98 |  | Outdoor | Side of Building Near Meter
Solar Registration Program | NJSRRE1542543918 | Tuckerton | 8087 | 18 | 85.8 | Residential | No | Behind the Meter | Impact Solar LLC | AC Electric | Accepted | 2019-10-15 | 2019-10-17 | 2020-10-17 | Panasonic | VBHN330SA17 | Solar Panels |  | 0.33 | 260 | 180 | 10 |  | Fixed | Ground
Solar Registration Program | NJSRRE1542543918 | Tuckerton | 8087 | 18 | 85.8 | Residential | No | Behind the Meter | Impact Solar LLC | AC Electric | Accepted | 2019-10-15 | 2019-10-17 | 2020-10-17 | SolarEdge | SE10000H-US | Inverters | 10000 |  | 7 |  |  | 0.96 |  | Indoor | garage
Solar Registration Program | NJSRRE1542543918 | Tuckerton | 8087 | 18 | 85.8 | Residential | No | Behind the Meter | Impact Solar LLC | AC Electric | Accepted | 2019-10-15 | 2019-10-17 | 2020-10-17 | solaredge | solaredge direct | Meters |  |  | 7 |  |  |  | Yes | Indoor
Solar Registration Program | NJSRRE1540992161 | Woodbury | 8096 | 15 | 86.4 | Commercial | No | Behind the Meter | Safari Energy | PSE&G | Accepted | 2019-05-15 | 2019-05-20 | 2020-05-20 | LG | LG400W | Solar Panels |  | 0.4 | 216 | 166 | 5 |  | Fixed | Roof
Solar Registration Program | NJSRRE1540992161 | Woodbury | 8096 | 15 | 86.4 | Commercial | No | Behind the Meter | Safari Energy | PSE&G | Accepted | 2019-05-15 | 2019-05-20 | 2020-05-20 | SolarEdge | SE33.3KUS | Inverters | 33300 |  | 2 |  |  | 0.98 |  | Outdoor | n/a
Solar Registration Program | NJSRRE1540287847 | Saddle Brook | 7663 | 7 | 86.58 | Commercial | No | Behind the Meter | Solar Energy Systems, LLC. | PSE&G | Accepted | 2019-01-25 | 2019-05-01 | 2020-05-01 | JA SOLAR | JAM72S01-370/PR | Solar Panels |  | 0.37 | 234 | 161 | 10 |  | Fixed | Roof
Solar Registration Program | NJSRRE1540287847 | Saddle Brook | 7663 | 7 | 86.58 | Commercial | No | Behind the Meter | Solar Energy Systems, LLC. | PSE&G | Accepted | 2019-01-25 | 2019-05-01 | 2020-05-01 | Solectria | XGI 1000 65/65 | Inverters | 65000 |  | 1 |  |  | 0.982 |  | Outdoor | ROOF
Solar Registration Program | NJSRRE1540369842 | Turnersville | 8012 | 14 | 86.87 | Commercial | No | Behind the Meter | Dynamic Energy Solutions, LLC | AC Electric | Accepted | 2019-02-22 | 2019-02-25 | 2020-02-25 | JINKO | JINKO 365W | Solar Panels |  | 0.365 | 238 | 169.3 | 10 |  | Fixed | Roof
Solar Registration Program | NJSRRE1540369842 | Turnersville | 8012 | 14 | 86.87 | Commercial | No | Behind the Meter | Dynamic Energy Solutions, LLC | AC Electric | Accepted | 2019-02-22 | 2019-02-25 | 2020-02-25 | Chint Power Systems | CPS-SCA23KTL | Inverters | 23000 |  | 3 |  |  | 0.98 |  | Outdoor | N/A
Solar Registration Program | NJSRRE1539955114 | Caldwell | 7006 | 9 | 88.33 | School Public K-12 | Yes | Behind the Meter | HESP Construction, LLC | PSE&G | Accepted | 2018-12-11 | 2018-12-14 | 2020-06-14 | Trina Solar | TSM-DE14A(11) | Solar Panels |  | 0.365 | 242 | 222 | 7 |  | Fixed | Roof
Solar Registration Program | NJSRRE1539955114 | Caldwell | 7006 | 9 | 88.33 | School Public K-12 | Yes | Behind the Meter | HESP Construction, LLC | PSE&G | Accepted | 2018-12-11 | 2018-12-14 | 2020-06-14 | Solectria | PVI 14TL | Inverters | 14000 |  | 5 |  |  | 0.966 |  | Outdoor | near arrays
Solar Registration Program | NJSRRE1541624131 | Vineland | 8360 | 20 | 88.33 | Commercial | No | Behind the Meter | Infiniti Energy Services | Vineland Muni Electric | Accepted | 2019-07-09 | 2019-07-11 | 2020-07-11 | TRINA SOLAR | TSM-DE14A PERC MONO | Solar Panels |  | 0.365 | 242 | 183.5 | 15 |  | Fixed | Roof
Solar Registration Program | NJSRRE1541624131 | Vineland | 8360 | 20 | 88.33 | Commercial | No | Behind the Meter | Infiniti Energy Services | Vineland Muni Electric | Accepted | 2019-07-09 | 2019-07-11 | 2020-07-11 | SOLAREDGE | SE33.3KUS | Inverters | 33300 |  | 2 |  |  | 0.97 |  | Outdoor | AT METER
Solar Registration Program | NJSRRE1539706484 | Egg Harbor Twp. | 8234 | 19 | 88.4 | Non Profit | No | Behind the Meter | Green Power Solution, LLC | AC Electric | Accepted | 2018-10-30 | 2019-01-21 | 2020-01-21 | Hyundai | HIS-S355RI | Solar Panels |  | 0.355 | 249 | 180 | 5 |  | Fixed | Roof
Solar Registration Program | NJSRRE1539706484 | Egg Harbor Twp. | 8234 | 19 | 88.4 | Non Profit | No | Behind the Meter | Green Power Solution, LLC | AC Electric | Accepted | 2018-10-30 | 2019-01-21 | 2020-01-21 | Solar Edge | SE33.3K-US | Inverters | 33300 |  | 1 |  |  | 0.98 |  | Outside | S.Side
Solar Registration Program | NJSRRE1539706501 | Egg Harbor Twp. | 8234 | 19 | 88.4 | Non Profit | Yes | Behind the Meter | Green Power Solution, LLC | AC Electric | Accepted | 2018-10-30 | 2019-02-04 | 2020-02-04 | Hyundai | HIS-S355RI | Solar Panels |  | 0.355 | 249 | 180 | 5 |  | Fixed | Roof
Solar Registration Program | NJSRRE1539706501 | Egg Harbor Twp. | 8234 | 19 | 88.4 | Non Profit | Yes | Behind the Meter | Green Power Solution, LLC | AC Electric | Accepted | 2018-10-30 | 2019-02-04 | 2020-02-04 | SolarEdge | SE33.3K-US | Inverters | 33300 |  | 1 |  |  | 0.98 |  | Outside | S.side
Solar Registration Program | NJSRRE1541851271 | Ridgewood | 7450 | 7 | 89.25 | Non Profit | Yes | Behind the Meter | Green Energy Construction & Consulting | PSE&G | Accepted | 2019-08-16 | 2019-09-03 | 2020-09-03 | GCL | GCL M6/72H 375 | Solar Panels |  | 0.375 | 238 | 188 | 10 |  | Fixed | Roof
Solar Registration Program | NJSRRE1541851271 | Ridgewood | 7450 | 7 | 89.25 | Non Profit | Yes | Behind the Meter | Green Energy Construction & Consulting | PSE&G | Accepted | 2019-08-16 | 2019-09-03 | 2020-09-03 | Chint Power Systems | SC20KT | Inverters | 20000 |  | 4 |  |  | 0.95 |  | Outside | next to meter
Solar Registration Program | NJSRRE1540407900 | Woodstown | 8098 | 16 | 89.71 | Commercial | No | Behind the Meter | National Energy Partners, LLC | AC Electric | Accepted | 2019-02-28 | 2019-03-01 | 2020-03-01 | Jinko Solar | JKM385M-72H-V | Solar Panels |  | 0.385 | 233 | 168 | 5 |  | Fixed | Roof
Solar Registration Program | NJSRRE1540407900 | Woodstown | 8098 | 16 | 89.71 | Commercial | No | Behind the Meter | National Energy Partners, LLC | AC Electric | Accepted | 2019-02-28 | 2019-03-01 | 2020-03-01 | Chint | SCA36KTL-DO/US-480 | Inverters | 36000 |  | 2 |  |  | 0.986 |  | Outdoor | Roof
Solar Registration Program | NJSRRE1540407900 | Woodstown | 8098 | 16 | 89.71 | Commercial | No | Behind the Meter | National Energy Partners, LLC | AC Electric | Accepted | 2019-02-28 | 2019-03-01 | 2020-03-01 | Also Energy | LGate 320 | Meters |  |  | 1 |  |  |  |  | Outdoor
Solar Registration Program | NJSRRE1542589551 | Pennington | 8534 | 12 | 89.78 | Commercial | No | Behind the Meter | Geoscape Solar | PSE&G | Accepted | 2019-11-05 | 2019-11-05 | 2020-11-05 | LG Electronics | LG335N1K-V5 | Solar Panels |  | 0.335 | 14 | 89 | 22 |  | Fixed | Roof
Solar Registration Program | NJSRRE1542589551 | Pennington | 8534 | 12 | 89.78 | Commercial | No | Behind the Meter | Geoscape Solar | PSE&G | Accepted | 2019-11-05 | 2019-11-05 | 2020-11-05 | LG Electronics | LG335N1K-V5 | Solar Panels |  | 0.335 | 122 | 269 | 25 |  | Fixed | Roof
Solar Registration Program | NJSRRE1542589551 | Pennington | 8534 | 12 | 89.78 | Commercial | No | Behind the Meter | Geoscape Solar | PSE&G | Accepted | 2019-11-05 | 2019-11-05 | 2020-11-05 | LG Electronics | LG335N1K-V5 | Solar Panels |  | 0.335 | 116 | 89 | 25 |  | Fixed | Roof
Solar Registration Program | NJSRRE1542589551 | Pennington | 8534 | 12 | 89.78 | Commercial | No | Behind the Meter | Geoscape Solar | PSE&G | Accepted | 2019-11-05 | 2019-11-05 | 2020-11-05 | LG Electronics | LG335N1K-V5 | Solar Panels |  | 0.335 | 16 | 269 | 22 |  | Fixed | Roof
Solar Registration Program | NJSRRE1542589551 | Pennington | 8534 | 12 | 89.78 | Commercial | No | Behind the Meter | Geoscape Solar | PSE&G | Accepted | 2019-11-05 | 2019-11-05 | 2020-11-05 | SolarEdge | SE66.6Kus | Inverters | 66600 |  | 1 |  |  | 0.98 |  | Indoor | adj. to utility meter
Solar Registration Program | NJSRRE1540499450 | Somers Point | 8244 | 19 | 90.52 | Commercial | No | Behind the Meter | Sunvest Solar, Inc | AC Electric | Accepted | 2019-03-19 | 2019-03-20 | 2020-03-20 | Trina | TSM-DE14A(II) Perc Monos | Solar Panels |  | 0.365 | 248 | 201 | 10 |  | Fixed | Roof
Solar Registration Program | NJSRRE1540499450 | Somers Point | 8244 | 19 | 90.52 | Commercial | No | Behind the Meter | Sunvest Solar, Inc | AC Electric | Accepted | 2019-03-19 | 2019-03-20 | 2020-03-20 | Solar Edge | SE33.3kUS | Inverters | 40 |  | 2 |  |  | 0.985 |  | Outdoor | wall mounted
Solar Registration Program | NJSRRE1541802533 | Paterson | 7501 | 6 | 91.02 | Commercial | No | Behind the Meter | Ampericon | PSE&G | Accepted | 2019-08-07 | 2019-08-27 | 2020-08-27 | Silfab | SLA-M-370 | Solar Panels |  | 0.37 | 123 | 190 | 10 |  | Fixed | Roof
Solar Registration Program | NJSRRE1541802533 | Paterson | 7501 | 6 | 91.02 | Commercial | No | Behind the Meter | Ampericon | PSE&G | Accepted | 2019-08-07 | 2019-08-27 | 2020-08-27 | Silfab | SLA-M-370 | Solar Panels |  | 0.37 | 123 | 10 | 10 |  | Fixed | Roof
Solar Registration Program | NJSRRE1541802533 | Paterson | 7501 | 6 | 91.02 | Commercial | No | Behind the Meter | Ampericon | PSE&G | Accepted | 2019-08-07 | 2019-08-27 | 2020-08-27 | EnPhase | IQ7 | Inverters | 250 |  | 246 |  |  | 0.965 |  | Outside | Roof
Solar Registration Program | NJSRRE1542574964 | West Milford | 7480 | 6 | 91.13 | School Public K-12 | Yes | Behind the Meter | Eznergy | Orange Rockland Electric | Accepted | 2019-10-22 | 2019-10-24 | 2020-10-24 | Trina | TSM243 | Solar Panels |  | 0.375 | 243 | 230 | 5 |  | Fixed | Roof
Solar Registration Program | NJSRRE1542574964 | West Milford | 7480 | 6 | 91.13 | School Public K-12 | Yes | Behind the Meter | Eznergy | Orange Rockland Electric | Accepted | 2019-10-22 | 2019-10-24 | 2020-10-24 | Solar Edge | SE14.4KUS | Inverters | 14400 |  | 5 |  |  | 0.98 |  | Outdoor | Side of building near meter
Solar Registration Program | NJSRRE1541686318 | SOUTH BRUNSWICK | 8810 | 11 | 91.2 | Non Profit | Yes | Behind the Meter | Aston Solar | PSE&G | Accepted | 2019-07-18 | 2019-08-05 | 2020-08-05 | Trina Solar | TSM-380-DE14A | Solar Panels |  | 0.38 | 240 | 130 | 10 |  | Fixed | Roof
Solar Registration Program | NJSRRE1541686318 | SOUTH BRUNSWICK | 8810 | 11 | 91.2 | Non Profit | Yes | Behind the Meter | Aston Solar | PSE&G | Accepted | 2019-07-18 | 2019-08-05 | 2020-08-05 | SolarEdge | SE66K-US | Inverters | 66000 |  | 1 |  |  | 0.99 |  | Outside | outside
Solar Registration Program | NJSRRE1540163338 | Piscataway | 8854 | 11 | 92.82 | Non Profit | Yes | Behind the Meter | Infiniti Energy Services | PSE&G | Accepted | 2018-12-28 | 2019-01-03 | 2020-07-03 | HYUNDAI | HiS-S340TI | Solar Panels |  | 0.34 | 273 | 300 | 20 |  | Fixed | Roof
Solar Registration Program | NJSRRE1540163338 | Piscataway | 8854 | 11 | 92.82 | Non Profit | Yes | Behind the Meter | Infiniti Energy Services | PSE&G | Accepted | 2018-12-28 | 2019-01-03 | 2020-07-03 | ABB SOLAR | MICRO-0.3-I-OUTD (240V) | Inverters | 300 |  | 273 |  |  | 0.97 |  | Outdoor | AT MODULE
Solar Registration Program | NJSRRE1540356286 | Piscataway | 8854 | 11 | 92.82 | Non Profit | Yes | Behind the Meter | Infiniti Energy Services | PSE&G | Accepted | 2019-02-12 | 2019-02-14 | 2020-02-14 | HYUNDAI | HiS-S340TI | Solar Panels |  | 0.34 | 273 | 300 | 20 |  | Fixed | Roof
Solar Registration Program | NJSRRE1540356286 | Piscataway | 8854 | 11 | 92.82 | Non Profit | Yes | Behind the Meter | Infiniti Energy Services | PSE&G | Accepted | 2019-02-12 | 2019-02-14 | 2020-02-14 | ABB SOLAR | MICRO-0.3-I-OUTD (240V) | Inverters | 300 |  | 273 |  |  | 0.97 |  | Outdoor | at module
Solar Registration Program | NJSRRE1543442819 | Hillside | 7205 | 10 | 94.52 | Commercial | No | Behind the Meter | Facilities Solutions Group, Inc | PSE&G | Accepted | 2019-11-25 | 2019-12-02 | 2020-12-02 | Longi Solar | LR6-72HPH340M | Solar Panels |  | 0.34 | 278 | 154 | 10 |  | Fixed | Roof
Solar Registration Program | NJSRRE1543442819 | Hillside | 7205 | 10 | 94.52 | Commercial | No | Behind the Meter | Facilities Solutions Group, Inc | PSE&G | Accepted | 2019-11-25 | 2019-12-02 | 2020-12-02 | Solar Edge | 43.2KUS | Inverters | 43200 |  | 2 |  |  | 0.97 |  | Outdoor | opposite wall from service entry
Solar Registration Program | NJSRRE1541851300 | Newark | 7107 | 9 | 94.88 | School Other | Yes | Behind the Meter | Green Energy Construction & Consulting | PSE&G | Accepted | 2019-08-16 | 2019-09-03 | 2020-09-03 | GCL | GCL M6/72H 375 | Solar Panels |  | 0.375 | 253 | 200 | 10 |  | Fixed | Roof
Solar Registration Program | NJSRRE1541851300 | Newark | 7107 | 9 | 94.88 | School Other | Yes | Behind the Meter | Green Energy Construction & Consulting | PSE&G | Accepted | 2019-08-16 | 2019-09-03 | 2020-09-03 | Chint Power Systems | SCA23KTL | Inverters | 23000 |  | 3 |  |  | 0.95 |  | Outside | next to meter
Solar Registration Program | NJSRRE1541627552 | Secaucus | 7094 | 8 | 95.04 | Commercial | No | Behind the Meter | Geoscape Solar | PSE&G | Accepted | 2019-07-10 | 2019-07-12 | 2020-07-12 | Sunpower | SPR-X22-360-COM | Solar Panels |  | 0.36 | 264 | 208 | 5 |  | Fixed | Roof
Solar Registration Program | NJSRRE1541627552 | Secaucus | 7094 | 8 | 95.04 | Commercial | No | Behind the Meter | Geoscape Solar | PSE&G | Accepted | 2019-07-10 | 2019-07-12 | 2020-07-12 | Solar Edge | SE43.2kUS | Inverters | 43200 |  | 1 |  |  | 0.97 |  | Outside | adj to utility meter
Solar Registration Program | NJSRRE1541627552 | Secaucus | 7094 | 8 | 95.04 | Commercial | No | Behind the Meter | Geoscape Solar | PSE&G | Accepted | 2019-07-10 | 2019-07-12 | 2020-07-12 | Solar Edge | SE14.4kUS | Inverters | 14400 |  | 2 |  |  | 0.97 |  | Outside | adj to utility meter
Solar Registration Program | NJSRRE1541888306 | Parsipanny | 7054 | 3 | 95.2 | Commercial | No | Behind the Meter | Green Power Energy | JCP&L | Accepted | 2019-08-27 | 2019-08-30 | 2020-08-30 | LG Electronics | LG400N2W-A5 | Solar Panels |  | 0.4 | 238 | 174 | 5 |  | Fixed | Roof
Solar Registration Program | NJSRRE1541888306 | Parsipanny | 7054 | 3 | 95.2 | Commercial | No | Behind the Meter | Green Power Energy | JCP&L | Accepted | 2019-08-27 | 2019-08-30 | 2020-08-30 | Solar Edge | SE33.3KUS | Inverters | 33.3 |  | 3 |  |  | 0.97 |  | Outside | next to meter
Solar Registration Program | NJSRRE1541888583 | Hazlet | 7730 | 17 | 95.55 | Commercial | No | Behind the Meter | 1st Light Energy Inc | JCP&L | Accepted | 2019-08-27 | 2019-08-30 | 2020-08-30 | Axitec | AC-325P/156-72S | Solar Panels |  | 0.325 | 294 | 172 | 5 |  | Fixed | Roof
Solar Registration Program | NJSRRE1541888583 | Hazlet | 7730 | 17 | 95.55 | Commercial | No | Behind the Meter | 1st Light Energy Inc | JCP&L | Accepted | 2019-08-27 | 2019-08-30 | 2020-08-30 | SolarEdge | SE30K-US | Inverters | 30000 |  | 3 |  |  | 0.98 |  | Outside | Within 10 feet of Meter
Solar Registration Program | NJSRRE1538265415 | Cape May | 8204 | 21 | 97.56 | Commercial | Yes | Behind the Meter | Geoscape Solar | AC Electric | Accepted | 2018-05-22 | 2018-06-04 | 2019-12-04 | Sunpower | SPR-X22-360-COM | Solar Panels |  | 0.36 | 271 | 156 | 5 |  | Fixed | Roof
Solar Registration Program | NJSRRE1538265415 | Cape May | 8204 | 21 | 97.56 | Commercial | Yes | Behind the Meter | Geoscape Solar | AC Electric | Accepted | 2018-05-22 | 2018-06-04 | 2019-12-04 | Solar Edge | SE33.3kus | Inverters | 33300 |  | 2 |  |  | 0.97 |  | Outside | adj to utility meter
Solar Registration Program | NJSRRE1538265415 | Cape May | 8204 | 21 | 97.56 | Commercial | Yes | Behind the Meter | Geoscape Solar | AC Electric | Accepted | 2018-05-22 | 2018-06-04 | 2019-12-04 | Solar Edge | SE10kus | Inverters | 10000 |  | 1 |  |  | 0.97 |  | Outside | adj to utility meter
Solar Registration Program | NJSRRE1543040987 | Swainton | 8210 | 21 | 99.9 | Commercial | No | Behind the Meter | OCEAN SOLAR | AC Electric | Accepted | 2019-11-06 | 2019-11-11 | 2020-11-11 | Solar World | SW 300 Mono | Solar Panels |  | 0.3 | 333 | 202 | 20 |  | Fixed | Ground
Solar Registration Program | NJSRRE1543040987 | Swainton | 8210 | 21 | 99.9 | Commercial | No | Behind the Meter | OCEAN SOLAR | AC Electric | Accepted | 2019-11-06 | 2019-11-11 | 2020-11-11 | SMA | SMA Core 1 50kw | Inverters | 50000 |  | 2 |  |  | 0.98 |  | Outside | on array
Solar Registration Program | NJSRRE1540989359 | Piscataway | 8854 | 11 | 100.1 | Commercial | No | Behind the Meter | Aston Solar | PSE&G | Accepted | 2019-05-15 | 2019-05-17 | 2020-05-17 | Canadian Solar | CS3U-380MS | Solar Panels |  | 0.385 | 260 | 165 | 10 |  | Fixed | Roof
Solar Registration Program | NJSRRE1540989359 | Piscataway | 8854 | 11 | 100.1 | Commercial | No | Behind the Meter | Aston Solar | PSE&G | Accepted | 2019-05-15 | 2019-05-17 | 2020-05-17 | SolarEdge | SE-100kW | Inverters | 100000 |  | 1 |  |  | 0.97 |  | Indoor | next to service panel
Solar Registration Program | NJSRRE1540397450 | Somers Point | 8244 | 19 | 100.8 | Commercial | No | Behind the Meter | DC Solar Integrators LLC | AC Electric | Accepted | 2019-02-26 | 2019-02-28 | 2020-02-28 | Axitec | AC-360M/72S | Solar Panels |  | 0.36 | 192 | 148 | 0 |  | Fixed | Roof
Solar Registration Program | NJSRRE1540397450 | Somers Point | 8244 | 19 | 100.8 | Commercial | No | Behind the Meter | DC Solar Integrators LLC | AC Electric | Accepted | 2019-02-26 | 2019-02-28 | 2020-02-28 | Axitec | AC-360M/72S | Solar Panels |  | 0.36 | 88 | 148 | 0 |  | Fixed | Ground
Solar Registration Program | NJSRRE1540397450 | Somers Point | 8244 | 19 | 100.8 | Commercial | No | Behind the Meter | DC Solar Integrators LLC | AC Electric | Accepted | 2019-02-26 | 2019-02-28 | 2020-02-28 | Fronius | Symo 12.0-3-240 | Inverters | 12000 |  | 7 |  |  | 0.98 |  | Outdoor | roof
Solar Registration Program | NJSRRE1540407630 | Woodstown | 8098 | 16 | 101.26 | Commercial | No | Behind the Meter | National Energy Partners, LLC | AC Electric | Accepted | 2019-02-28 | 2019-03-01 | 2020-03-01 | Jinko Solar | JKM385M-72H-V | Solar Panels |  | 0.385 | 263 | 168 | 5 |  | Fixed | Roof
Solar Registration Program | NJSRRE1540407630 | Woodstown | 8098 | 16 | 101.26 | Commercial | No | Behind the Meter | National Energy Partners, LLC | AC Electric | Accepted | 2019-02-28 | 2019-03-01 | 2020-03-01 | Also Energy | LGate 320 | Meters |  |  | 1 |  |  |  |  | Outdoor
Solar Registration Program | NJSRRE1540407630 | Woodstown | 8098 | 16 | 101.26 | Commercial | No | Behind the Meter | National Energy Partners, LLC | AC Electric | Accepted | 2019-02-28 | 2019-03-01 | 2020-03-01 | Chint | SCA50KTL-DO/US-480 | Inverters | 50000 |  | 1 |  |  | 0.99 |  | Outdoor | Roof
Solar Registration Program | NJSRRE1540407630 | Woodstown | 8098 | 16 | 101.26 | Commercial | No | Behind the Meter | National Energy Partners, LLC | AC Electric | Accepted | 2019-02-28 | 2019-03-01 | 2020-03-01 | Chint | SCA36KTL-DO/US-480 | Inverters | 36000 |  | 1 |  |  | 0.986 |  | Outdoor | Roof
Solar Registration Program | NJSRRE1539706532 | North Branch | 8876 | 5 | 101.52 | Commercial | No | Behind the Meter | Solar Landscape | JCP&L | Accepted | 2018-10-29 | 2018-11-01 | 2020-05-01 | Longi Solar | LR6-72PE-360M | Solar Panels |  | 0.36 | 282 | 204.675 | 5 |  | Fixed | Roof
Solar Registration Program | NJSRRE1539706532 | North Branch | 8876 | 5 | 101.52 | Commercial | No | Behind the Meter | Solar Landscape | JCP&L | Accepted | 2018-10-29 | 2018-11-01 | 2020-05-01 | Chint Power Systems | CPS SCA50KTL-DO/US-480 | Inverters | 50000 |  | 2 |  |  | 0.988 |  | Outdoor | Roof
Solar Registration Program | NJSRRE1543058660 | OAKLAND | 7436 | 7 | 101.52 | Commercial | No | Behind the Meter | Geoscape Solar | Orange Rockland Electric | Accepted | 2019-11-08 | 2019-11-12 | 2020-11-12 | SUNPOWER | SPR-X22-360-COM | Solar Panels |  | 0.36 | 282 | 130 | 5 |  | Fixed | Roof
Solar Registration Program | NJSRRE1543058660 | OAKLAND | 7436 | 7 | 101.52 | Commercial | No | Behind the Meter | Geoscape Solar | Orange Rockland Electric | Accepted | 2019-11-08 | 2019-11-12 | 2020-11-12 | SOLAREDGE | SE20k-US | Inverters | 20000 |  | 1 |  |  | 0.98 |  | Outside | ADJ. TO UTILITY METER
Solar Registration Program | NJSRRE1543058660 | OAKLAND | 7436 | 7 | 101.52 | Commercial | No | Behind the Meter | Geoscape Solar | Orange Rockland Electric | Accepted | 2019-11-08 | 2019-11-12 | 2020-11-12 | SOLAREDGE | SE66.6k-US | Inverters | 66600 |  | 1 |  |  | 0.98 |  | Outside | ADJ. TO UTILITY METER
Solar Registration Program | NJSRRE1540365171 | Somers Point | 8244 | 19 | 102.2 | Commercial | No | Behind the Meter | Dynamic Energy Solutions, LLC | AC Electric | Accepted | 2019-02-22 | 2019-02-25 | 2020-02-25 | JINKO | JINKO 365W | Solar Panels |  | 0.365 | 280 | 213.64 | 10 |  | Fixed | Roof
Solar Registration Program | NJSRRE1540365171 | Somers Point | 8244 | 19 | 102.2 | Commercial | No | Behind the Meter | Dynamic Energy Solutions, LLC | AC Electric | Accepted | 2019-02-22 | 2019-02-25 | 2020-02-25 | Chint Power Systems | CPS-SCA36KTL | Inverters | 36000 |  | 3 |  |  | 0.985 |  | Outside | N/A
Solar Registration Program | NJSRRE1542687322 | Asbury | 8802 | 4 | 104.28 | Farm | No | Behind the Meter | Eznergy | JCP&L | Accepted | 2019-10-29 | 2019-10-31 | 2020-10-31 | Trina | TSM395 | Solar Panels |  | 0.395 | 264 | 160 | 10 |  | Fixed | Ground
Solar Registration Program | NJSRRE1542687322 | Asbury | 8802 | 4 | 104.28 | Farm | No | Behind the Meter | Eznergy | JCP&L | Accepted | 2019-10-29 | 2019-10-31 | 2020-10-31 | Solar Edge | SE14.4KUS | Inverters | 14400 |  | 3 |  |  | 0.98 |  | Outdoor | Side of building near meter
Solar Registration Program | NJSRRE1542967025 | Bedminster | 7921 | 5 | 105.08 | Commercial | No | Behind the Meter | Pfister Energy, Inc. | JCP&L | Accepted | 2019-12-06 | 2019-12-11 | 2020-12-11 | Heliene | 72M370 | Solar Panels |  | 0.37 | 284 | landscape | 10 |  | Fixed | Roof
Solar Registration Program | NJSRRE1542967025 | Bedminster | 7921 | 5 | 105.08 | Commercial | No | Behind the Meter | Pfister Energy, Inc. | JCP&L | Accepted | 2019-12-06 | 2019-12-11 | 2020-12-11 | Fronius | PRIMO 15.0-1 | Inverters | 15000 |  | 5 |  |  | 0.97 |  | Outside | n/a
Solar Registration Program | NJSRRE1539954888 | Caldwell | 7006 | 9 | 108.04 | School Public K-12 | Yes | Behind the Meter | HESP Construction, LLC | PSE&G | Accepted | 2018-12-11 | 2018-12-14 | 2020-06-14 | Trina Solar | TSM-DE14A(11) | Solar Panels |  | 0.365 | 158 | 203 | 7 |  | Fixed | Roof
Solar Registration Program | NJSRRE1539954888 | Caldwell | 7006 | 9 | 108.04 | School Public K-12 | Yes | Behind the Meter | HESP Construction, LLC | PSE&G | Accepted | 2018-12-11 | 2018-12-14 | 2020-06-14 | Trina Solar | TSM-DE14A(11) | Solar Panels |  | 0.365 | 60 | 293 | 10 |  | Fixed | Roof
Solar Registration Program | NJSRRE1539954888 | Caldwell | 7006 | 9 | 108.04 | School Public K-12 | Yes | Behind the Meter | HESP Construction, LLC | PSE&G | Accepted | 2018-12-11 | 2018-12-14 | 2020-06-14 | Trina Solar | TSM-DE14A(11) | Solar Panels |  | 0.365 | 78 | 113 | 10 |  | Fixed | Roof
Solar Registration Program | NJSRRE1539954888 | Caldwell | 7006 | 9 | 108.04 | School Public K-12 | Yes | Behind the Meter | HESP Construction, LLC | PSE&G | Accepted | 2018-12-11 | 2018-12-14 | 2020-06-14 | Solectria | PVI 14TL | Inverters | 14000 |  | 6 |  |  | 0.966 |  | Outside | near arrays
Solar Registration Program | NJSRRE1540304863 | Old Bridge | 8857 | 11 | 108.19 | Commercial | Yes | Behind the Meter | SolareAmerica | JCP&L | Accepted | 2019-01-31 | 2019-02-08 | 2020-02-08 | CSUN | CSUN385 | Solar Panels |  | 0.385 | 281 | 82 | 10 |  | Fixed | Roof
Solar Registration Program | NJSRRE1540304863 | Old Bridge | 8857 | 11 | 108.19 | Commercial | Yes | Behind the Meter | SolareAmerica | JCP&L | Accepted | 2019-01-31 | 2019-02-08 | 2020-02-08 | APsystems | QS1200 | Inverters | 1200 |  | 42 |  |  | 0.97 |  | Outdoor | Under Panels
Solar Registration Program | NJSRRE1540304868 | Jackson | 8527 | 18 | 108.19 | Commercial | Yes | Behind the Meter | SolareAmerica | JCP&L | Accepted | 2019-01-31 | 2019-02-08 | 2020-02-08 | CSUN | CSUN385 | Solar Panels |  | 0.385 | 281 | 292 | 10 |  | Fixed | Roof
Solar Registration Program | NJSRRE1540304868 | Jackson | 8527 | 18 | 108.19 | Commercial | Yes | Behind the Meter | SolareAmerica | JCP&L | Accepted | 2019-01-31 | 2019-02-08 | 2020-02-08 | APsystems | QS1200 | Inverters | 1200 |  | 49 |  |  | 0.97 |  | Outdoor | Under Panels
Solar Registration Program | NJSRRE1540304885 | Hackensack | 7601 | 7 | 108.19 | Commercial | Yes | Behind the Meter | SolareAmerica | PSE&G | Accepted | 2019-01-31 | 2019-02-08 | 2020-02-08 | CSUN | CSUN385 | Solar Panels |  | 0.385 | 281 | 82 | 10 |  | Fixed | Roof
Solar Registration Program | NJSRRE1540304885 | Hackensack | 7601 | 7 | 108.19 | Commercial | Yes | Behind the Meter | SolareAmerica | PSE&G | Accepted | 2019-01-31 | 2019-02-08 | 2020-02-08 | APsystems | QS1200 | Inverters | 1200 |  | 49 |  |  | 0.97 |  | Outdoor | Under Panels
Solar Registration Program | NJSRRE1540304897 | Plumstead | 8533 | 18 | 108.19 | Commercial | Yes | Behind the Meter | SolareAmerica | JCP&L | Accepted | 2019-01-31 | 2019-02-11 | 2020-02-11 | CSUN | CSUN385 | Solar Panels |  | 0.385 | 281 | 40 | 10 |  | Fixed | Roof
Solar Registration Program | NJSRRE1540304897 | Plumstead | 8533 | 18 | 108.19 | Commercial | Yes | Behind the Meter | SolareAmerica | JCP&L | Accepted | 2019-01-31 | 2019-02-11 | 2020-02-11 | APsystems | QS1200 | Inverters | 1200 |  | 49 |  |  | 0.97 |  | Outdoor | Under Panels
Solar Registration Program | NJSRRE1540305123 | Hamilton | 8691 | 12 | 108.19 | Commercial | Yes | Behind the Meter | SolareAmerica | PSE&G | Accepted | 2019-01-31 | 2019-02-07 | 2020-02-07 | CSUN | CSUN385 | Solar Panels |  | 0.385 | 281 | 338 | 10 |  | Fixed | Roof
Solar Registration Program | NJSRRE1540305123 | Hamilton | 8691 | 12 | 108.19 | Commercial | Yes | Behind the Meter | SolareAmerica | PSE&G | Accepted | 2019-01-31 | 2019-02-07 | 2020-02-07 | APsystems | QS1200 | Inverters | 1200 |  | 49 |  |  | 0.97 |  | Outdoor | Under Panels
Solar Registration Program | NJSRRE1540305138 | Neptune | 7753 | 17 | 108.19 | Commercial | Yes | Behind the Meter | SolareAmerica | JCP&L | Accepted | 2019-01-31 | 2019-02-11 | 2020-02-11 | CSUN | CSUN385 | Solar Panels |  | 0.385 | 281 | 259 | 10 |  | Fixed | Roof
Solar Registration Program | NJSRRE1540305138 | Neptune | 7753 | 17 | 108.19 | Commercial | Yes | Behind the Meter | SolareAmerica | JCP&L | Accepted | 2019-01-31 | 2019-02-11 | 2020-02-11 | APsystems | QS1200 | Inverters | 1200 |  | 42 |  |  | 0.97 |  | Outdoor | Under Panels
Solar Registration Program | NJSRRE1540305147 | Maplewood | 7040 | 9 | 108.19 | Commercial | Yes | Behind the Meter | SolareAmerica | PSE&G | Accepted | 2019-01-31 | 2019-02-08 | 2020-02-08 | CSUN | CSUN385 | Solar Panels |  | 0.385 | 281 | 348 | 10 |  | Fixed | Roof
Solar Registration Program | NJSRRE1540305147 | Maplewood | 7040 | 9 | 108.19 | Commercial | Yes | Behind the Meter | SolareAmerica | PSE&G | Accepted | 2019-01-31 | 2019-02-08 | 2020-02-08 | APsystems | QS1200 | Inverters | 1200 |  | 42 |  |  | 0.97 |  | Outdoor | Under Panels
Solar Registration Program | NJSRRE1540305228 | Dorchester | 8316 | 20 | 108.19 | Commercial | Yes | Behind the Meter | SolareAmerica | AC Electric | Accepted | 2019-01-31 | 2019-02-11 | 2020-02-11 | CSUN | CSUN385 | Solar Panels |  | 0.385 | 281 | 161 | 10 |  | Fixed | Roof
Solar Registration Program | NJSRRE1540305228 | Dorchester | 8316 | 20 | 108.19 | Commercial | Yes | Behind the Meter | SolareAmerica | AC Electric | Accepted | 2019-01-31 | 2019-02-11 | 2020-02-11 | APsystems | QS1200 | Inverters | 1200 |  | 42 |  |  | 0.97 |  | Outdoor | Under Panels
Solar Registration Program | NJSRRE1540305239 | Egg Harbor | 8234 | 19 | 108.19 | Commercial | Yes | Behind the Meter | SolareAmerica | AC Electric | Accepted | 2019-01-31 | 2019-02-07 | 2020-02-07 | CSUN | CSUN385 | Solar Panels |  | 0.385 | 281 | 229 | 10 |  | Fixed | Roof
Solar Registration Program | NJSRRE1540305239 | Egg Harbor | 8234 | 19 | 108.19 | Commercial | Yes | Behind the Meter | SolareAmerica | AC Electric | Accepted | 2019-01-31 | 2019-02-07 | 2020-02-07 | APsystems | QS1200 | Inverters | 1200 |  | 42 |  |  | 0.97 |  | Outdoor | Under Panels
Solar Registration Program | NJSRRE1539798353 | Fairfield | 7004 | 9 | 108.5 | Commercial | No | Behind the Meter | DC Solar Integrators LLC | PSE&G | As-Built Incomplete | 2018-11-12 | 2018-11-14 | 2019-11-14 | Triina | 350W TSM-DD14A(II) | Solar Panels |  | 0.35 | 310 | 135 | 5 |  | Fixed | Roof
Solar Registration Program | NJSRRE1539798353 | Fairfield | 7004 | 9 | 108.5 | Commercial | No | Behind the Meter | DC Solar Integrators LLC | PSE&G | As-Built Incomplete | 2018-11-12 | 2018-11-14 | 2019-11-14 | Fronius Symo | 12.0-3 240V | Inverters | 11995 |  | 8 |  |  | 0.975 |  | Outside | next to meter
Solar Registration Program | NJSRRE1539798353 | Fairfield | 7004 | 9 | 108.5 | Commercial | No | Behind the Meter | DC Solar Integrators LLC | PSE&G | As-Built Incomplete | 2018-11-12 | 2018-11-14 | 2019-11-14 | Fronius Symo | 12.0-3 240V | Meters |  |  | 1 |  |  |  | Yes | Outdoor
Solar Registration Program | NJSRRE1538441325 | Long Branch | 7740 | 17 | 108.8 | Commercial | Yes | Behind the Meter | Solar Renewable Energy, LLC | JCP&L | Accepted | 2018-06-25 | 2018-06-29 | 2019-12-29 | CSun | Axitec340 | Solar Panels |  | 0.34 | 320 | Landscape | 5 |  | Fixed | Roof
Solar Registration Program | NJSRRE1538441325 | Long Branch | 7740 | 17 | 108.8 | Commercial | Yes | Behind the Meter | Solar Renewable Energy, LLC | JCP&L | Accepted | 2018-06-25 | 2018-06-29 | 2019-12-29 | Solar Edge | SE14.4K-US | Inverters | 48 |  | 7 |  |  | 0.98 |  | Outdoor | None
Solar Registration Program | NJSRRE1541895284 | Bridgeton | 8302 | 20 | 109.15 | Commercial | Yes | Behind the Meter | Ampericon | New Construction | Accepted | 2019-08-28 | 2019-09-03 | 2020-09-03 | Silfab | SLA-M-370 | Solar Panels |  | 0.37 | 295 | 150 | 10 |  | Fixed | Roof
Solar Registration Program | NJSRRE1541895284 | Bridgeton | 8302 | 20 | 109.15 | Commercial | Yes | Behind the Meter | Ampericon | New Construction | Accepted | 2019-08-28 | 2019-09-03 | 2020-09-03 | EnPhase | IQ7 | Inverters | 250 |  | 295 |  |  | 0.965 |  | Outside | Roof
Solar Registration Program | NJSRRE1541801980 | Marlboro | 7746 | 17 | 109.81 | Commercial | No | Behind the Meter | New Jersey Clean Energy Solutions | JCP&L | Accepted | 2019-08-07 | 2019-08-27 | 2020-08-27 | Sunppwer | SPR-P19-395-COM | Solar Panels |  | 0.395 | 104 | 150 | 10 |  | Fixed | Roof | Building
Solar Registration Program | NJSRRE1541801980 | Marlboro | 7746 | 17 | 109.81 | Commercial | No | Behind the Meter | New Jersey Clean Energy Solutions | JCP&L | Accepted | 2019-08-07 | 2019-08-27 | 2020-08-27 | Sunpower | SPR-P19-395-COM | Solar Panels |  | 0.395 | 174 | 150 | 10 |  | Fixed | Roof | Building
Solar Registration Program | NJSRRE1541801980 | Marlboro | 7746 | 17 | 109.81 | Commercial | No | Behind the Meter | New Jersey Clean Energy Solutions | JCP&L | Accepted | 2019-08-07 | 2019-08-27 | 2020-08-27 | SMA | CORE-1-STP-62.5-US-S | Inverters | 62.5 |  | 1 |  |  | 0.97 |  | Outside | near meter
Solar Registration Program | NJSRRE1541801980 | Marlboro | 7746 | 17 | 109.81 | Commercial | No | Behind the Meter | New Jersey Clean Energy Solutions | JCP&L | Accepted | 2019-08-07 | 2019-08-27 | 2020-08-27 | SMA | CORE 1-STP33.3-US-S | Inverters | 33.3 |  | 1 |  |  | 0.97 |  | Outside | near meter
Solar Registration Program | NJSRRE1541675989 | Manahawkin | 8050 | 18 | 109.82 | Commercial | Yes | Behind the Meter | SolareAmerica | AC Electric | Accepted | 2019-07-17 | 2019-07-18 | 2020-07-18 | HT Solar | HTSAEE 380 | Solar Panels |  | 0.38 | 289 | 208 | 10 |  | Fixed | Roof
Solar Registration Program | NJSRRE1541675989 | Manahawkin | 8050 | 18 | 109.82 | Commercial | Yes | Behind the Meter | SolareAmerica | AC Electric | Accepted | 2019-07-17 | 2019-07-18 | 2020-07-18 | APsystems | QS1 | Inverters | 1100 |  | 73 |  |  | 0.96 |  | Outside | Under Panels
Solar Registration Program | NJSRRE1541481630 | Newark | 7105 | 9 | 110 | Commercial | No | Behind the Meter | Integrity Solar Solutions | PSE&G | Accepted | 2019-06-25 | 2019-06-28 | 2020-06-28 | Jinko | Eagle 400 | Solar Panels |  | 0.4 | 275 | Landscape | 10 |  | Fixed | Roof
Solar Registration Program | NJSRRE1541481630 | Newark | 7105 | 9 | 110 | Commercial | No | Behind the Meter | Integrity Solar Solutions | PSE&G | Accepted | 2019-06-25 | 2019-06-28 | 2020-06-28 | Solar Edge | 100kw | Inverters | 100000 |  | 1 |  |  | 0.99 |  | Outside | Outside next to disconnect and meter
Solar Registration Program | NJSRRE1539706316 | Manchester | 8759 | 18 | 110.84 | Commercial | No | Behind the Meter | Eznergy | JCP&L | Accepted | 2018-10-29 | 2018-11-05 | 2020-05-05 | Trina | TSM 340 | Solar Panels |  | 0.34 | 148 | 137 | 25 |  | Fixed | Roof
Solar Registration Program | NJSRRE1539706316 | Manchester | 8759 | 18 | 110.84 | Commercial | No | Behind the Meter | Eznergy | JCP&L | Accepted | 2018-10-29 | 2018-11-05 | 2020-05-05 | Trina | TSM 340 | Solar Panels |  | 0.34 | 178 | 137 | 5 |  | Fixed | Roof
Solar Registration Program | NJSRRE1539706316 | Manchester | 8759 | 18 | 110.84 | Commercial | No | Behind the Meter | Eznergy | JCP&L | Accepted | 2018-10-29 | 2018-11-05 | 2020-05-05 | Solar Edge | 33.30KUS | Inverters | 33300 |  | 3 |  |  | 0.985 |  | Indoor | near meter
Solar Registration Program | NJSRRE1540918495 | Wayne | 7470 | 6 | 111 | Commercial | No | Behind the Meter | Summit Solar Company LLC | PSE&G | Accepted | 2019-05-02 | 2019-05-07 | 2020-05-07 | ASTRONERGY SOLAR | ASTRONERGY SOLAR 370W | Solar Panels |  | 0.37 | 300 | 174 | 10 |  | Fixed | Roof
Solar Registration Program | NJSRRE1540918495 | Wayne | 7470 | 6 | 111 | Commercial | No | Behind the Meter | Summit Solar Company LLC | PSE&G | Accepted | 2019-05-02 | 2019-05-07 | 2020-05-07 | SOLAREDGE | 43.2KUS | Inverters | 4320 |  | 2 |  |  | 0.99 |  | Outside | wall or roof
Solar Registration Program | NJSRRE1541851038 | Sewell | 8080 | 15 | 111.78 | Commercial | No | Behind the Meter | Renewable Energy Alliance | AC Electric | Accepted | 2019-08-16 | 2019-08-23 | 2020-08-23 | Hanwha | Q.Plus L-G4.2 | Solar Panels |  | 0.345 | 324 | 199 | 10 |  | Fixed | Roof
Solar Registration Program | NJSRRE1541851038 | Sewell | 8080 | 15 | 111.78 | Commercial | No | Behind the Meter | Renewable Energy Alliance | AC Electric | Accepted | 2019-08-16 | 2019-08-23 | 2020-08-23 | SMA | Core1-50 | Inverters | 50000 |  | 2 |  |  | 0.98 |  | Outdoor | Roof
Solar Registration Program | NJSRRE1541851038 | Sewell | 8080 | 15 | 111.78 | Commercial | No | Behind the Meter | Renewable Energy Alliance | AC Electric | Accepted | 2019-08-16 | 2019-08-23 | 2020-08-23 | Elkor | WattsOn | Meters |  |  | 1 |  |  |  |  | Outdoor
Solar Registration Program | NJSRRE1541805468 | TURNERSVILLE | 8012 | 14 | 112 | Commercial | No | Behind the Meter | SAFARI ENERGY LLC | AC Electric | Accepted | 2019-08-08 | 2019-08-23 | 2020-08-23 | LG | LG400 | Solar Panels |  | 0.4 | 280 | 181 | 5 |  | Fixed | Roof
Solar Registration Program | NJSRRE1541805468 | TURNERSVILLE | 8012 | 14 | 112 | Commercial | No | Behind the Meter | SAFARI ENERGY LLC | AC Electric | Accepted | 2019-08-08 | 2019-08-23 | 2020-08-23 | SOLAREDGE | SE33.3KUS | Inverters | 33300 |  | 2 |  |  | 0.98 |  | Outdoor | NA
Solar Registration Program | NJSRRE1541851306 | North Caldwell | 7006 | 9 | 112.5 | Non Profit | Yes | Behind the Meter | Green Energy Construction & Consulting | PSE&G | Accepted | 2019-08-16 | 2019-09-03 | 2020-09-03 | GCL | GCL M6/72H 375 | Solar Panels |  | 0.375 | 136 | 270 | 19 |  | Fixed | Roof
Solar Registration Program | NJSRRE1541851306 | North Caldwell | 7006 | 9 | 112.5 | Non Profit | Yes | Behind the Meter | Green Energy Construction & Consulting | PSE&G | Accepted | 2019-08-16 | 2019-09-03 | 2020-09-03 | GCL | GCL M6/72H 375 | Solar Panels |  | 0.375 | 164 | 90 | 19 |  | Fixed | Roof
Solar Registration Program | NJSRRE1541851306 | North Caldwell | 7006 | 9 | 112.5 | Non Profit | Yes | Behind the Meter | Green Energy Construction & Consulting | PSE&G | Accepted | 2019-08-16 | 2019-09-03 | 2020-09-03 | Chint Power Systems | SCA36KTL | Inverters | 36000 |  | 3 |  |  | 0.95 |  | Outside | Next to Meter
Solar Registration Program | NJSRRE1541863011 | Princeton | 8540 | 12 | 113.22 | Commercial | No | Behind the Meter | Summit Solar Company LLC | PSE&G | Accepted | 2019-08-21 | 2019-08-26 | 2020-08-26 | ASTRONERGY | ASTRONERGY 370 | Solar Panels |  | 0.37 | 306 | 150 | 10 |  | Fixed | Roof
Solar Registration Program | NJSRRE1541863011 | Princeton | 8540 | 12 | 113.22 | Commercial | No | Behind the Meter | Summit Solar Company LLC | PSE&G | Accepted | 2019-08-21 | 2019-08-26 | 2020-08-26 | SOLAREDGE | SOLAREDGE 43.2KW | Inverters | 43200 |  | 2 |  |  | 0.99 |  | Outside | wall or roof
Solar Registration Program | NJSRRE1540292365 | Burlington | 8016 | 13 | 114.31 | Commercial | Yes | Behind the Meter | SolareAmerica | PSE&G | Accepted | 2019-01-28 | 2019-02-06 | 2020-02-06 | CSUN | CSUN355 | Solar Panels |  | 0.355 | 322 | 175 | 133 |  | Fixed | Ground
Solar Registration Program | NJSRRE1540292365 | Burlington | 8016 | 13 | 114.31 | Commercial | Yes | Behind the Meter | SolareAmerica | PSE&G | Accepted | 2019-01-28 | 2019-02-06 | 2020-02-06 | SolarEdge | SolarEdge 33.3 480 | Inverters | 3300 |  | 9 |  |  | 0.97 |  | Outdoor | Outdoor
Solar Registration Program | NJSRRE1541841284 | Haskell | 7420 | 6 | 114.7 | Commercial | No | Behind the Meter | EVERGREEN ENERGY | JCP&L | Accepted | 2019-08-15 | 2019-08-23 | 2020-08-23 | S-energy | SN370M | Solar Panels |  | 0.37 | 310 | 150 | 10 |  | Fixed | Roof
Solar Registration Program | NJSRRE1541841284 | Haskell | 7420 | 6 | 114.7 | Commercial | No | Behind the Meter | EVERGREEN ENERGY | JCP&L | Accepted | 2019-08-15 | 2019-08-23 | 2020-08-23 | SolarEdge | SE100KUS | Inverters | 100000 |  | 1 |  |  | 0.98 |  | Outside | Near Service Area
Solar Registration Program | NJSRRE1540391584 | Eatontown | 7724 | 17 | 115.2 | Commercial | No | Behind the Meter | InFEWsion, LLC | JCP&L | Accepted | 2019-02-26 | 2019-04-01 | 2020-04-01 | JA Solar | JAM6(K)-72/360/PR | Solar Panels |  | 0.36 | 320 | 164 | 10 |  | Fixed | Roof
Solar Registration Program | NJSRRE1540391584 | Eatontown | 7724 | 17 | 115.2 | Commercial | No | Behind the Meter | InFEWsion, LLC | JCP&L | Accepted | 2019-02-26 | 2019-04-01 | 2020-04-01 | SolarEdge | SOLAREDGE | Inverters | 33300 |  | 3 |  |  | 0.97 |  | Outdoor | Rooftop
Solar Registration Program | NJSRRE1540292579 | Media | 19063 |  | 115.5 | Commercial | Yes | Behind the Meter | SolareAmerica | JCP&L | Accepted | 2019-01-28 | 2019-02-11 | 2020-02-11 | CSUN | CSUN385 | Solar Panels |  | 0.385 | 300 | 194 | 10 |  | Fixed | Roof
Solar Registration Program | NJSRRE1540292579 | Media | 19063 |  | 115.5 | Commercial | Yes | Behind the Meter | SolareAmerica | JCP&L | Accepted | 2019-01-28 | 2019-02-11 | 2020-02-11 | Apsystems | Qs1200 | Inverters | 1200 |  | 75 |  |  | 0.97 |  | Outdoor | Under panels
Solar Registration Program | NJSRRE1540292724 | Galloway | 8205 | 19 | 115.5 | Commercial | Yes | Behind the Meter | SolareAmerica | AC Electric | Accepted | 2019-01-28 | 2019-02-08 | 2020-02-08 | CSUN | CSUN385 | Solar Panels |  | 0.385 | 300 | 220 | 10 |  | Fixed | Roof
Solar Registration Program | NJSRRE1540292724 | Galloway | 8205 | 19 | 115.5 | Commercial | Yes | Behind the Meter | SolareAmerica | AC Electric | Accepted | 2019-01-28 | 2019-02-08 | 2020-02-08 | APsystems | Qs1200 | Inverters | 1200 |  | 75 |  |  | 0.97 |  | Outdoor | Under panels
Solar Registration Program | NJSRRE1540292740 | Millville | 8332 | 20 | 115.5 | Commercial | Yes | Behind the Meter | SolareAmerica | AC Electric | Accepted | 2019-01-28 | 2019-02-11 | 2020-02-11 | CSUN | CSUN385 | Solar Panels |  | 0.385 | 300 | 192 | 10 |  | Fixed | Roof
Solar Registration Program | NJSRRE1540292740 | Millville | 8332 | 20 | 115.5 | Commercial | Yes | Behind the Meter | SolareAmerica | AC Electric | Accepted | 2019-01-28 | 2019-02-11 | 2020-02-11 | APsystems | QS1200 | Inverters | 1200 |  | 75 |  |  | 0.97 |  | Outdoor | Under Panels
Solar Registration Program | NJSRRE1540292768 | Sicklerville | 8081 | 14 | 115.5 | Commercial | Yes | Behind the Meter | SolareAmerica | AC Electric | Accepted | 2019-01-28 | 2019-02-06 | 2020-02-06 | CSUN | CSUN385 | Solar Panels |  | 0.385 | 300 | 216 | 10 |  | Fixed | Roof
Solar Registration Program | NJSRRE1540292768 | Sicklerville | 8081 | 14 | 115.5 | Commercial | Yes | Behind the Meter | SolareAmerica | AC Electric | Accepted | 2019-01-28 | 2019-02-06 | 2020-02-06 | APsystems | QS1200 | Inverters | 1200 |  | 75 |  |  | 0.97 |  | Outdoor | Under Panels
Solar Registration Program | NJSRRE1540292793 | Sicklerville | 8081 | 14 | 115.5 | Commercial | Yes | Behind the Meter | SolareAmerica | AC Electric | Accepted | 2019-01-28 | 2019-02-06 | 2020-02-06 | CSUN | CSUN385 | Solar Panels |  | 0.385 | 300 | 215 | 10 |  | Fixed | Roof
Solar Registration Program | NJSRRE1540292793 | Sicklerville | 8081 | 14 | 115.5 | Commercial | Yes | Behind the Meter | SolareAmerica | AC Electric | Accepted | 2019-01-28 | 2019-02-06 | 2020-02-06 | APsystems | QS1200 | Inverters | 1200 |  | 75 |  |  | 0.97 |  | Outdoor | Under Panels
Solar Registration Program | NJSRRE1540292809 | Lindenwold | 8021 | 14 | 115.5 | Commercial | Yes | Behind the Meter | SolareAmerica | PSE&G | Accepted | 2019-01-28 | 2019-02-06 | 2020-02-06 | CSUN | CSUN385 | Solar Panels |  | 0.385 | 300 | 213 | 10 |  | Fixed | Roof
Solar Registration Program | NJSRRE1540292809 | Lindenwold | 8021 | 14 | 115.5 | Commercial | Yes | Behind the Meter | SolareAmerica | PSE&G | Accepted | 2019-01-28 | 2019-02-06 | 2020-02-06 | APsystems | QS1200 | Inverters | 1200 |  | 75 |  |  | 0.97 |  | Outdoor | Under Panels
Solar Registration Program | NJSRRE1540292829 | Mt Laurel | 8054 | 13 | 115.5 | Commercial | Yes | Behind the Meter | SolareAmerica | PSE&G | Accepted | 2019-01-28 | 2019-02-06 | 2020-02-06 | CSUN | CSUN385 | Solar Panels |  | 0.385 | 300 | 151 | 10 |  | Fixed | Roof
Solar Registration Program | NJSRRE1540292829 | Mt Laurel | 8054 | 13 | 115.5 | Commercial | Yes | Behind the Meter | SolareAmerica | PSE&G | Accepted | 2019-01-28 | 2019-02-06 | 2020-02-06 | APsystems | QS1200 | Inverters | 1200 |  | 75 |  |  | 0.97 |  | Outdoor | Under Panels
Solar Registration Program | NJSRRE1540292850 | Forked River | 8731 | 18 | 115.5 | Commercial | Yes | Behind the Meter | SolareAmerica | JCP&L | Accepted | 2019-01-28 | 2019-02-06 | 2020-02-06 | CSUN | CSUN385 | Solar Panels |  | 0.385 | 300 | 120 | 10 |  | Fixed | Roof
Solar Registration Program | NJSRRE1540292850 | Forked River | 8731 | 18 | 115.5 | Commercial | Yes | Behind the Meter | SolareAmerica | JCP&L | Accepted | 2019-01-28 | 2019-02-06 | 2020-02-06 | APsystems | QS1200 | Inverters | 1200 |  | 75 |  |  | 0.97 |  | Outdoor | Under Panels
Solar Registration Program | NJSRRE1540292868 | Mt Laurel | 8054 | 13 | 115.5 | Commercial | Yes | Behind the Meter | SolareAmerica | PSE&G | Accepted | 2019-01-28 | 2019-02-06 | 2020-02-06 | CSUN | CSUN385 | Solar Panels |  | 0.385 | 300 | 216 | 10 |  | Fixed | Roof
Solar Registration Program | NJSRRE1540292868 | Mt Laurel | 8054 | 13 | 115.5 | Commercial | Yes | Behind the Meter | SolareAmerica | PSE&G | Accepted | 2019-01-28 | 2019-02-06 | 2020-02-06 | APsystems | QS1200 | Inverters | 1200 |  | 75 |  |  | 0.97 |  | Outdoor | Under Panels
Solar Registration Program | NJSRRE1540292888 | Pennsauken | 8109 | 14 | 115.5 | Commercial | Yes | Behind the Meter | SolareAmerica | PSE&G | Accepted | 2019-01-28 | 2019-02-06 | 2020-02-06 | CSUN | CSUN385 | Solar Panels |  | 0.385 | 300 | 121 | 10 |  | Fixed | Roof
Solar Registration Program | NJSRRE1540292888 | Pennsauken | 8109 | 14 | 115.5 | Commercial | Yes | Behind the Meter | SolareAmerica | PSE&G | Accepted | 2019-01-28 | 2019-02-06 | 2020-02-06 | APsystems | QS1200 | Inverters | 1200 |  | 75 |  |  | 0.97 |  | Outdoor | Under Panels
Solar Registration Program | NJSRRE1540292903 | Aberdeen | 7735 | 17 | 115.5 | Commercial | Yes | Behind the Meter | SolareAmerica | JCP&L | Accepted | 2019-01-28 | 2019-02-06 | 2020-02-06 | CSUN | CSUN385 | Solar Panels |  | 0.385 | 300 | 228 | 10 |  | Fixed | Roof
Solar Registration Program | NJSRRE1540292903 | Aberdeen | 7735 | 17 | 115.5 | Commercial | Yes | Behind the Meter | SolareAmerica | JCP&L | Accepted | 2019-01-28 | 2019-02-06 | 2020-02-06 | APsystems | QS1200 | Inverters | 1200 |  | 75 |  |  | 0.97 |  | Outdoor | Under Panels
Solar Registration Program | NJSRRE1540292913 | Millville | 8332 | 20 | 115.5 | Commercial | Yes | Behind the Meter | SolareAmerica | AC Electric | Accepted | 2019-01-28 | 2019-02-06 | 2020-02-06 | CSUN | CSUN385 | Solar Panels |  | 0.385 | 300 | 266 | 10 |  | Fixed | Roof
Solar Registration Program | NJSRRE1540292913 | Millville | 8332 | 20 | 115.5 | Commercial | Yes | Behind the Meter | SolareAmerica | AC Electric | Accepted | 2019-01-28 | 2019-02-06 | 2020-02-06 | APsystems | QS1200 | Inverters | 1200 |  | 75 |  |  | 0.97 |  | Outdoor | Under Panels
Solar Registration Program | NJSRRE1540292919 | Jamesburg | 8831 | 11 | 115.5 | Commercial | Yes | Behind the Meter | SolareAmerica | JCP&L | Accepted | 2019-01-28 | 2019-02-06 | 2020-02-06 | CSUN | CSUN385 | Solar Panels |  | 0.385 | 300 | 128 | 10 |  | Fixed | Roof
Solar Registration Program | NJSRRE1540292919 | Jamesburg | 8831 | 11 | 115.5 | Commercial | Yes | Behind the Meter | SolareAmerica | JCP&L | Accepted | 2019-01-28 | 2019-02-06 | 2020-02-06 | APsystems | QS1200 | Inverters | 1200 |  | 75 |  |  | 0.97 |  | Outdoor | Under Panels
Solar Registration Program | NJSRRE1540292929 | Hamilton | 8690 | 12 | 115.5 | Commercial | Yes | Behind the Meter | SolareAmerica | PSE&G | Accepted | 2019-01-28 | 2019-02-06 | 2020-02-06 | CSUN | CSUN385 | Solar Panels |  | 0.385 | 300 | 193 | 10 |  | Fixed | Roof
Solar Registration Program | NJSRRE1540292929 | Hamilton | 8690 | 12 | 115.5 | Commercial | Yes | Behind the Meter | SolareAmerica | PSE&G | Accepted | 2019-01-28 | 2019-02-06 | 2020-02-06 | APsystems | QS1200 | Inverters | 1200 |  | 75 |  |  | 0.97 |  | Outdoor | Under Panels
Solar Registration Program | NJSRRE1540292934 | Cape May | 8204 | 21 | 115.5 | Commercial | Yes | Behind the Meter | SolareAmerica | AC Electric | Accepted | 2019-01-28 | 2019-02-06 | 2020-02-06 | CSUN | CSUN385 | Solar Panels |  | 0.385 | 300 | 290 | 10 |  | Fixed | Roof
Solar Registration Program | NJSRRE1540292934 | Cape May | 8204 | 21 | 115.5 | Commercial | Yes | Behind the Meter | SolareAmerica | AC Electric | Accepted | 2019-01-28 | 2019-02-06 | 2020-02-06 | APsystems | QS1200 | Inverters | 1200 |  | 75 |  |  | 0.97 |  | Outdoor | Under Panels
Solar Registration Program | NJSRRE1540295102 | Harrison Twp | 8062 | 15 | 115.5 | Commercial | Yes | Behind the Meter | SolareAmerica | AC Electric | Accepted | 2019-01-29 | 2019-02-06 | 2020-02-06 | CSUN | CSUN385 | Solar Panels |  | 0.385 | 300 | 267 | 10 |  | Fixed | Roof
Solar Registration Program | NJSRRE1540295102 | Harrison Twp | 8062 | 15 | 115.5 | Commercial | Yes | Behind the Meter | SolareAmerica | AC Electric | Accepted | 2019-01-29 | 2019-02-06 | 2020-02-06 | APsystems | QS1200 | Inverters | 1200 |  | 75 |  |  | 0.97 |  | Outdoor | Under Panels
Solar Registration Program | NJSRRE1540295282 | Ephraim | 8059 | 14 | 115.5 | Commercial | Yes | Behind the Meter | SolareAmerica | PSE&G | Accepted | 2019-01-29 | 2019-02-06 | 2020-02-06 | CSUN | CSUN385 | Solar Panels |  | 0.385 | 300 | 251 | 10 |  | Fixed | Roof
Solar Registration Program | NJSRRE1540295282 | Ephraim | 8059 | 14 | 115.5 | Commercial | Yes | Behind the Meter | SolareAmerica | PSE&G | Accepted | 2019-01-29 | 2019-02-06 | 2020-02-06 | APsystems | QS1200 | Inverters | 1200 |  | 75 |  |  | 0.97 |  | Outdoor | Under Panels
Solar Registration Program | NJSRRE1540295294 | Brick Town | 8723 | 18 | 115.5 | Commercial | Yes | Behind the Meter | SolareAmerica | JCP&L | Accepted | 2019-01-29 | 2019-02-06 | 2020-02-06 | CSUN | CSUN385 | Solar Panels |  | 0.385 | 300 | 95 | 10 |  | Fixed | Roof
Solar Registration Program | NJSRRE1540295294 | Brick Town | 8723 | 18 | 115.5 | Commercial | Yes | Behind the Meter | SolareAmerica | JCP&L | Accepted | 2019-01-29 | 2019-02-06 | 2020-02-06 | APsystems | QS1200 | Inverters | 1200 |  | 75 |  |  | 0.97 |  | Outdoor | Under Panels
Solar Registration Program | NJSRRE1540295306 | Woodbury Heights | 8097 | 15 | 115.5 | Commercial | Yes | Behind the Meter | SolareAmerica | PSE&G | Accepted | 2019-01-29 | 2019-02-06 | 2020-02-06 | CSUN | CSUN385 | Solar Panels |  | 0.385 | 300 | 267 | 10 |  | Fixed | Roof
Solar Registration Program | NJSRRE1540295306 | Woodbury Heights | 8097 | 15 | 115.5 | Commercial | Yes | Behind the Meter | SolareAmerica | PSE&G | Accepted | 2019-01-29 | 2019-02-06 | 2020-02-06 | APsystems | QS1200 | Inverters | 1200 |  | 75 |  |  | 0.97 |  | Outdoor | Under Panels
Solar Registration Program | NJSRRE1540295326 | Bridgeton | 8302 | 20 | 115.5 | Commercial | Yes | Behind the Meter | SolareAmerica | AC Electric | Accepted | 2019-01-29 | 2019-02-06 | 2020-02-06 | CSUN | CSUN385 | Solar Panels |  | 0.385 | 300 | 68 | 10 |  | Fixed | Roof
Solar Registration Program | NJSRRE1540295326 | Bridgeton | 8302 | 20 | 115.5 | Commercial | Yes | Behind the Meter | SolareAmerica | AC Electric | Accepted | 2019-01-29 | 2019-02-06 | 2020-02-06 | APsystems | QS1200 | Inverters | 1200 |  | 75 |  |  | 0.97 |  | Outdoor | Under Panels
Solar Registration Program | NJSRRE1540295346 | Turnersville | 8012 | 14 | 115.5 | Commercial | Yes | Behind the Meter | SolareAmerica | PSE&G | Accepted | 2019-01-29 | 2019-02-06 | 2020-02-06 | CSUN | CSUN385 | Solar Panels |  | 0.385 | 300 | 68 | 10 |  | Fixed | Roof
Solar Registration Program | NJSRRE1540295346 | Turnersville | 8012 | 14 | 115.5 | Commercial | Yes | Behind the Meter | SolareAmerica | PSE&G | Accepted | 2019-01-29 | 2019-02-06 | 2020-02-06 | APsystems | QS1200 | Inverters | 1200 |  | 75 |  |  | 0.97 |  | Outdoor | Under Panels
Solar Registration Program | NJSRRE1540295372 | Runnemede | 8078 | 14 | 115.5 | Commercial | Yes | Behind the Meter | SolareAmerica | PSE&G | Accepted | 2019-01-29 | 2019-02-06 | 2020-02-06 | CSUN | CSUN385 | Solar Panels |  | 0.385 | 300 | 77 | 10 |  | Fixed | Roof
Solar Registration Program | NJSRRE1540295372 | Runnemede | 8078 | 14 | 115.5 | Commercial | Yes | Behind the Meter | SolareAmerica | PSE&G | Accepted | 2019-01-29 | 2019-02-06 | 2020-02-06 | APsystems | QS1200 | Inverters | 1200 |  | 75 |  |  | 0.97 |  | Outdoor | Under Panels
Solar Registration Program | NJSRRE1540295704 | Logan Township | 8085 | 15 | 115.5 | Commercial | Yes | Behind the Meter | SolareAmerica | AC Electric | Accepted | 2019-01-29 | 2019-02-06 | 2020-02-06 | CSUN | CSUN385 | Solar Panels |  | 0.385 | 300 | 86 | 10 |  | Fixed | Roof
Solar Registration Program | NJSRRE1540295704 | Logan Township | 8085 | 15 | 115.5 | Commercial | Yes | Behind the Meter | SolareAmerica | AC Electric | Accepted | 2019-01-29 | 2019-02-06 | 2020-02-06 | APsystems | QS1200 | Inverters | 1200 |  | 75 |  |  | 0.97 |  | Outdoor | Under Panels
Solar Registration Program | NJSRRE1540295710 | Cherry Hill | 8002 | 14 | 115.5 | Commercial | Yes | Behind the Meter | SolareAmerica | PSE&G | Accepted | 2019-01-29 | 2019-02-06 | 2020-02-06 | CSUN | CSUN385 | Solar Panels |  | 0.385 | 300 | 173 | 10 |  | Fixed | Roof
Solar Registration Program | NJSRRE1540295710 | Cherry Hill | 8002 | 14 | 115.5 | Commercial | Yes | Behind the Meter | SolareAmerica | PSE&G | Accepted | 2019-01-29 | 2019-02-06 | 2020-02-06 | APsystems | QS1200 | Inverters | 1200 |  | 75 |  |  | 0.97 |  | Outdoor | Under Panels
Solar Registration Program | NJSRRE1540295716 | Pleasantville | 8232 | 19 | 115.5 | Commercial | Yes | Behind the Meter | SolareAmerica | AC Electric | Accepted | 2019-01-29 | 2019-02-06 | 2020-02-06 | CSUN | CSUN385 | Solar Panels |  | 0.385 | 300 | 26 | 10 |  | Fixed | Roof
Solar Registration Program | NJSRRE1540295716 | Pleasantville | 8232 | 19 | 115.5 | Commercial | Yes | Behind the Meter | SolareAmerica | AC Electric | Accepted | 2019-01-29 | 2019-02-06 | 2020-02-06 | APsystems | QS1200 | Inverters | 1200 |  | 75 |  |  | 0.97 |  | Outdoor | Under Panels
Solar Registration Program | NJSRRE1540295729 | Burlington | 8016 | 13 | 115.5 | Commercial | Yes | Behind the Meter | SolareAmerica | PSE&G | Accepted | 2019-01-29 | 2019-02-06 | 2020-02-06 | CSUN | CSUN385 | Solar Panels |  | 0.385 | 300 | 248 | 10 |  | Fixed | Roof
Solar Registration Program | NJSRRE1540295729 | Burlington | 8016 | 13 | 115.5 | Commercial | Yes | Behind the Meter | SolareAmerica | PSE&G | Accepted | 2019-01-29 | 2019-02-06 | 2020-02-06 | APsystems | QS1200 | Inverters | 1200 |  | 75 |  |  | 0.97 |  | Outdoor | Under Panels
Solar Registration Program | NJSRRE1540295743 | Egg Harbor Township | 8234 | 19 | 115.5 | Commercial | Yes | Behind the Meter | SolareAmerica | AC Electric | Accepted | 2019-01-29 | 2019-02-06 | 2020-02-06 | CSUN | CSUN385 | Solar Panels |  | 0.385 | 300 | 22 | 10 |  | Fixed | Roof
Solar Registration Program | NJSRRE1540295743 | Egg Harbor Township | 8234 | 19 | 115.5 | Commercial | Yes | Behind the Meter | SolareAmerica | AC Electric | Accepted | 2019-01-29 | 2019-02-06 | 2020-02-06 | APsystems | QS1200 | Inverters | 1200 |  | 75 |  |  | 0.97 |  | Outdoor | Under Panels
Solar Registration Program | NJSRRE1540295753 | Bayville | 8721 | 18 | 115.5 | Commercial | Yes | Behind the Meter | SolareAmerica | AC Electric | Accepted | 2019-01-29 | 2019-02-06 | 2020-02-06 | CSUN | CSUN385 | Solar Panels |  | 0.385 | 300 | 30 | 10 |  | Fixed | Roof
Solar Registration Program | NJSRRE1540295753 | Bayville | 8721 | 18 | 115.5 | Commercial | Yes | Behind the Meter | SolareAmerica | AC Electric | Accepted | 2019-01-29 | 2019-02-06 | 2020-02-06 | APsystems | QS1200 | Inverters | 1200 |  | 75 |  |  | 0.97 |  | Outdoor | Under Panels
Solar Registration Program | NJSRRE1540295765 | Barrington | 8007 | 14 | 115.5 | Commercial | Yes | Behind the Meter | SolareAmerica | PSE&G | Accepted | 2019-01-30 | 2019-02-06 | 2020-02-06 | CSUN | CSUN385 | Solar Panels |  | 0.385 | 300 | 48 | 10 |  | Fixed | Roof
Solar Registration Program | NJSRRE1540295765 | Barrington | 8007 | 14 | 115.5 | Commercial | Yes | Behind the Meter | SolareAmerica | PSE&G | Accepted | 2019-01-30 | 2019-02-06 | 2020-02-06 | APsystems | QS1200 | Inverters | 1200 |  | 75 |  |  | 0.97 |  | Outdoor | Under Panels
Solar Registration Program | NJSRRE1540295807 | Millville | 8332 | 20 | 115.5 | Commercial | Yes | Behind the Meter | SolareAmerica | AC Electric | Accepted | 2019-01-29 | 2019-05-10 | 2020-05-10 | CSUN | CSUN385 | Solar Panels |  | 0.385 | 300 | 3 | 10 |  | Fixed | Roof
Solar Registration Program | NJSRRE1540295807 | Millville | 8332 | 20 | 115.5 | Commercial | Yes | Behind the Meter | SolareAmerica | AC Electric | Accepted | 2019-01-29 | 2019-05-10 | 2020-05-10 | APsystems | QS1200 | Inverters | 1200 |  | 75 |  |  | 0.97 |  | Outdoor | Under Panels
Solar Registration Program | NJSRRE1540295830 | Pennsauken | 8110 | 14 | 115.5 | Commercial | Yes | Behind the Meter | SolareAmerica | PSE&G | Accepted | 2019-01-29 | 2019-02-06 | 2020-02-06 | CSUN | CSUN385 | Solar Panels |  | 0.385 | 300 | 46 | 10 |  | Fixed | Roof
Solar Registration Program | NJSRRE1540295830 | Pennsauken | 8110 | 14 | 115.5 | Commercial | Yes | Behind the Meter | SolareAmerica | PSE&G | Accepted | 2019-01-29 | 2019-02-06 | 2020-02-06 | APsystems | QS1200 | Inverters | 1200 |  | 75 |  |  | 0.97 |  | Outdoor | Under Panels
Solar Registration Program | NJSRRE1540295853 | Malaga | 8328 | 15 | 115.5 | Commercial | Yes | Behind the Meter | SolareAmerica | AC Electric | Accepted | 2019-01-29 | 2019-02-06 | 2020-02-06 | CSUN | CSUN385 | Solar Panels |  | 0.385 | 300 | 253 | 10 |  | Fixed | Roof
Solar Registration Program | NJSRRE1540295853 | Malaga | 8328 | 15 | 115.5 | Commercial | Yes | Behind the Meter | SolareAmerica | AC Electric | Accepted | 2019-01-29 | 2019-02-06 | 2020-02-06 | APsystems | QS1200 | Inverters | 1200 |  | 75 |  |  | 0.97 |  | Outdoor | Under Panels
Solar Registration Program | NJSRRE1540295879 | Garfield | 7026 | 7 | 115.5 | Commercial | Yes | Behind the Meter | SolareAmerica | PSE&G | Accepted | 2019-01-29 | 2019-02-06 | 2020-02-06 | CSUN | CSUN385 | Solar Panels |  | 0.385 | 300 | 252 | 10 |  | Fixed | Roof
Solar Registration Program | NJSRRE1540295879 | Garfield | 7026 | 7 | 115.5 | Commercial | Yes | Behind the Meter | SolareAmerica | PSE&G | Accepted | 2019-01-29 | 2019-02-06 | 2020-02-06 | APsystems | QS1200 | Inverters | 1200 |  | 75 |  |  | 0.97 |  | Outdoor | Under Panels
Solar Registration Program | NJSRRE1540295923 | Ocean View | 8230 | 21 | 115.5 | Commercial | Yes | Behind the Meter | SolareAmerica | AC Electric | Accepted | 2019-01-29 | 2019-02-06 | 2020-02-06 | CSUN | CSUN385 | Solar Panels |  | 0.385 | 300 | 323 | 10 |  | Fixed | Roof
Solar Registration Program | NJSRRE1540295923 | Ocean View | 8230 | 21 | 115.5 | Commercial | Yes | Behind the Meter | SolareAmerica | AC Electric | Accepted | 2019-01-29 | 2019-02-06 | 2020-02-06 | APsystems | QS1200 | Inverters | 1200 |  | 75 |  |  | 0.97 |  | Outdoor | Under Panels
Solar Registration Program | NJSRRE1540295926 | Old Bridge | 8857 | 11 | 115.5 | Commercial | Yes | Behind the Meter | SolareAmerica | JCP&L | Accepted | 2019-01-29 | 2019-02-06 | 2020-02-06 | CSUN | CSUN385 | Solar Panels |  | 0.385 | 300 | 51 | 10 |  | Fixed | Roof
Solar Registration Program | NJSRRE1540295926 | Old Bridge | 8857 | 11 | 115.5 | Commercial | Yes | Behind the Meter | SolareAmerica | JCP&L | Accepted | 2019-01-29 | 2019-02-06 | 2020-02-06 | APsystems | QS1200 | Inverters | 1200 |  | 75 |  |  | 0.97 |  | Outdoor | Under Panels
Solar Registration Program | NJSRRE1540295950 | Cinnaminson | 8077 | 13 | 115.5 | Commercial | Yes | Behind the Meter | SolareAmerica | PSE&G | Accepted | 2019-01-29 | 2019-02-06 | 2020-02-06 | CSUN | CSUN385 | Solar Panels |  | 0.385 | 300 | 324 | 10 |  | Fixed | Roof
Solar Registration Program | NJSRRE1540295950 | Cinnaminson | 8077 | 13 | 115.5 | Commercial | Yes | Behind the Meter | SolareAmerica | PSE&G | Accepted | 2019-01-29 | 2019-02-06 | 2020-02-06 | APsystems | QS1200 | Inverters | 1200 |  | 75 |  |  | 0.97 |  | Outdoor | Under Panels
Solar Registration Program | NJSRRE1540295967 | Lawrence Township | 8648 | 12 | 115.5 | Commercial | Yes | Behind the Meter | SolareAmerica | PSE&G | Accepted | 2019-01-29 | 2019-02-06 | 2020-02-06 | CSUN | CSUN385 | Solar Panels |  | 0.385 | 300 | 311 | 10 |  | Fixed | Roof
Solar Registration Program | NJSRRE1540295967 | Lawrence Township | 8648 | 12 | 115.5 | Commercial | Yes | Behind the Meter | SolareAmerica | PSE&G | Accepted | 2019-01-29 | 2019-02-06 | 2020-02-06 | APsystems | QS1200 | Inverters | 1200 |  | 75 |  |  | 0.97 |  | Outdoor | Under Panels
Solar Registration Program | NJSRRE1540295977 | Toms RIver | 8754 | 18 | 115.5 | Commercial | Yes | Behind the Meter | SolareAmerica | JCP&L | Accepted | 2019-01-29 | 2019-02-06 | 2020-02-06 | CSUN | CSUN385 | Solar Panels |  | 0.385 | 300 | 10 | 10 |  | Fixed | Roof
Solar Registration Program | NJSRRE1540295977 | Toms RIver | 8754 | 18 | 115.5 | Commercial | Yes | Behind the Meter | SolareAmerica | JCP&L | Accepted | 2019-01-29 | 2019-02-06 | 2020-02-06 | APsystems | QS1200 | Inverters | 1200 |  | 75 |  |  | 0.97 |  | Outdoor | Under Panels
Solar Registration Program | NJSRRE1540295984 | Edison | 8837 | 11 | 115.5 | Commercial | Yes | Behind the Meter | SolareAmerica | AC Electric | Accepted | 2019-01-29 | 2019-02-06 | 2020-02-06 | CSUN | CSUN385 | Solar Panels |  | 0.385 | 300 | 320 | 10 |  | Fixed | Roof
Solar Registration Program | NJSRRE1540295984 | Edison | 8837 | 11 | 115.5 | Commercial | Yes | Behind the Meter | SolareAmerica | AC Electric | Accepted | 2019-01-29 | 2019-02-06 | 2020-02-06 | APsystems | QS1200 | Inverters | 1200 |  | 75 |  |  | 0.97 |  | Outdoor | Under Panels
Solar Registration Program | NJSRRE1540296001 | Egg Harbor | 8215 | 19 | 115.5 | Commercial | Yes | Behind the Meter | SolareAmerica | AC Electric | Accepted | 2019-01-29 | 2019-02-07 | 2020-02-07 | CSUN | CSUN385 | Solar Panels |  | 0.385 | 300 | 245 | 10 |  | Fixed | Roof
Solar Registration Program | NJSRRE1540296001 | Egg Harbor | 8215 | 19 | 115.5 | Commercial | Yes | Behind the Meter | SolareAmerica | AC Electric | Accepted | 2019-01-29 | 2019-02-07 | 2020-02-07 | APsystems | QS1200 | Inverters | 1200 |  | 75 |  |  | 0.97 |  | Outdoor | Under Panels
Solar Registration Program | NJSRRE1540296009 | Mays Landing | 8330 | 19 | 115.5 | Commercial | Yes | Behind the Meter | SolareAmerica | AC Electric | Accepted | 2019-01-29 | 2019-02-06 | 2020-02-06 | CSUN | CSUN385 | Solar Panels |  | 0.385 | 300 | 73 | 10 |  | Fixed | Roof
Solar Registration Program | NJSRRE1540296009 | Mays Landing | 8330 | 19 | 115.5 | Commercial | Yes | Behind the Meter | SolareAmerica | AC Electric | Accepted | 2019-01-29 | 2019-02-06 | 2020-02-06 | APsystems | QS1200 | Inverters | 1200 |  | 75 |  |  | 0.97 |  | Outdoor | Under Panels
Solar Registration Program | NJSRRE1540296032 | Lumberton | 8048 | 13 | 115.5 | Commercial | Yes | Behind the Meter | SolareAmerica | PSE&G | Accepted | 2019-01-29 | 2019-02-06 | 2020-02-06 | CSUN | CSUN385 | Solar Panels |  | 0.385 | 300 | 356 | 10 |  | Fixed | Roof
Solar Registration Program | NJSRRE1540296032 | Lumberton | 8048 | 13 | 115.5 | Commercial | Yes | Behind the Meter | SolareAmerica | PSE&G | Accepted | 2019-01-29 | 2019-02-06 | 2020-02-06 | APsystems | QS1200 | Inverters | 1200 |  | 75 |  |  | 0.97 |  | Outdoor | Under Panels
Solar Registration Program | NJSRRE1540296035 | Medford | 8055 | 13 | 115.5 | Commercial | Yes | Behind the Meter | SolareAmerica | PSE&G | Accepted | 2019-01-29 | 2019-02-06 | 2020-02-06 | CSUN | CSUN385 | Solar Panels |  | 0.385 | 300 | 197 | 10 |  | Fixed | Roof
Solar Registration Program | NJSRRE1540296035 | Medford | 8055 | 13 | 115.5 | Commercial | Yes | Behind the Meter | SolareAmerica | PSE&G | Accepted | 2019-01-29 | 2019-02-06 | 2020-02-06 | APsystems | QS1200 | Inverters | 1200 |  | 75 |  |  | 0.97 |  | Outdoor | Under Panels
Solar Registration Program | NJSRRE1540297988 | Monroe Twp | 8831 | 11 | 115.5 | Commercial | Yes | Behind the Meter | SolareAmerica | JCP&L | Accepted | 2019-01-30 | 2019-02-06 | 2020-02-06 | CSUN | CSUN385 | Solar Panels |  | 0.385 | 300 | 2 | 10 |  | Fixed | Roof
Solar Registration Program | NJSRRE1540297988 | Monroe Twp | 8831 | 11 | 115.5 | Commercial | Yes | Behind the Meter | SolareAmerica | JCP&L | Accepted | 2019-01-30 | 2019-02-06 | 2020-02-06 | APsystems | QS1200 | Inverters | 1200 |  | 75 |  |  | 0.97 |  | Outdoor | Under Panels
Solar Registration Program | NJSRRE1540297997 | Rio Grande | 8242 | 21 | 115.5 | Commercial | Yes | Behind the Meter | SolareAmerica | AC Electric | Accepted | 2019-01-30 | 2019-02-06 | 2020-02-06 | CSUN | CSUN385 | Solar Panels |  | 0.385 | 300 | 219 | 10 |  | Fixed | Roof
Solar Registration Program | NJSRRE1540297997 | Rio Grande | 8242 | 21 | 115.5 | Commercial | Yes | Behind the Meter | SolareAmerica | AC Electric | Accepted | 2019-01-30 | 2019-02-06 | 2020-02-06 | APsystems | QS1200 | Inverters | 1200 |  | 75 |  |  | 0.97 |  | Outdoor | Under Panels
Solar Registration Program | NJSRRE1540298021 | Lodi | 7644 | 7 | 115.5 | Commercial | Yes | Behind the Meter | SolareAmerica | PSE&G | Accepted | 2019-01-30 | 2019-02-06 | 2020-02-06 | CSUN | CSUN385 | Solar Panels |  | 0.385 | 300 | 309 | 10 |  | Fixed | Roof
Solar Registration Program | NJSRRE1540298021 | Lodi | 7644 | 7 | 115.5 | Commercial | Yes | Behind the Meter | SolareAmerica | PSE&G | Accepted | 2019-01-30 | 2019-02-06 | 2020-02-06 | APsystems | QS1200 | Inverters | 1200 |  | 75 |  |  | 0.97 |  | Outdoor | Under Panels
Solar Registration Program | NJSRRE1540298037 | Burlington | 8016 | 13 | 115.5 | Commercial | Yes | Behind the Meter | SolareAmerica | PSE&G | Accepted | 2019-01-30 | 2019-02-07 | 2020-02-07 | CSUN | CSUN385 | Solar Panels |  | 0.385 | 300 | 332 | 10 |  | Fixed | Roof
Solar Registration Program | NJSRRE1540298037 | Burlington | 8016 | 13 | 115.5 | Commercial | Yes | Behind the Meter | SolareAmerica | PSE&G | Accepted | 2019-01-30 | 2019-02-07 | 2020-02-07 | APsystems | QS1200 | Inverters | 1200 |  | 75 |  |  | 0.97 |  | Outdoor | Under Panels
Solar Registration Program | NJSRRE1540298053 | Bellmawr | 8031 | 14 | 115.5 | Commercial | Yes | Behind the Meter | SolareAmerica | PSE&G | Accepted | 2019-01-30 | 2019-02-06 | 2020-02-06 | CSUN | CSUN385 | Solar Panels |  | 0.385 | 300 | 353 | 10 |  | Fixed | Roof
Solar Registration Program | NJSRRE1540298053 | Bellmawr | 8031 | 14 | 115.5 | Commercial | Yes | Behind the Meter | SolareAmerica | PSE&G | Accepted | 2019-01-30 | 2019-02-06 | 2020-02-06 | APsystems | QS1200 | Inverters | 1200 |  | 75 |  |  | 0.97 |  | Outdoor | Under Panels
Solar Registration Program | NJSRRE1540298071 | Galloway | 8205 | 19 | 115.5 | Commercial | Yes | Behind the Meter | SolareAmerica | AC Electric | Accepted | 2019-01-30 | 2019-02-06 | 2020-02-06 | CSUN | CSUN385 | Solar Panels |  | 0.385 | 300 | 215 | 10 |  | Fixed | Roof
Solar Registration Program | NJSRRE1540298071 | Galloway | 8205 | 19 | 115.5 | Commercial | Yes | Behind the Meter | SolareAmerica | AC Electric | Accepted | 2019-01-30 | 2019-02-06 | 2020-02-06 | APsystems | QS1200 | Inverters | 1200 |  | 75 |  |  | 0.97 |  | Outdoor | Under Panels
Solar Registration Program | NJSRRE1540298102 | Bridgewater Twp | 8807 | 5 | 115.5 | Commercial | Yes | Behind the Meter | SolareAmerica | PSE&G | Accepted | 2019-01-30 | 2019-02-06 | 2020-02-06 | CSUN | CSUN385 | Solar Panels |  | 0.385 | 300 | 9 | 10 |  | Fixed | Roof
Solar Registration Program | NJSRRE1540298102 | Bridgewater Twp | 8807 | 5 | 115.5 | Commercial | Yes | Behind the Meter | SolareAmerica | PSE&G | Accepted | 2019-01-30 | 2019-02-06 | 2020-02-06 | APsystems | QS1200 | Inverters | 1200 |  | 75 |  |  | 0.97 |  | Outdoor | Under Panels
Solar Registration Program | NJSRRE1540300542 | Sicklerville | 8081 | 14 | 115.5 | Commercial | Yes | Behind the Meter | SolareAmerica | AC Electric | Accepted | 2019-01-30 | 2019-02-06 | 2020-02-06 | CSUN | CSUN385 | Solar Panels |  | 0.385 | 300 | 133 | 10 |  | Fixed | Roof
Solar Registration Program | NJSRRE1540300542 | Sicklerville | 8081 | 14 | 115.5 | Commercial | Yes | Behind the Meter | SolareAmerica | AC Electric | Accepted | 2019-01-30 | 2019-02-06 | 2020-02-06 | APsystems | QS1200 | Inverters | 1200 |  | 75 |  |  | 0.97 |  | Outdoor | Under Panels
Solar Registration Program | NJSRRE1540300560 | Edgewater Park | 8010 | 13 | 115.5 | Commercial | Yes | Behind the Meter | SolareAmerica | PSE&G | Accepted | 2019-01-30 | 2019-02-06 | 2020-02-06 | CSUN | CSUN385 | Solar Panels |  | 0.385 | 300 | 182 | 10 |  | Fixed | Roof
Solar Registration Program | NJSRRE1540300560 | Edgewater Park | 8010 | 13 | 115.5 | Commercial | Yes | Behind the Meter | SolareAmerica | PSE&G | Accepted | 2019-01-30 | 2019-02-06 | 2020-02-06 | APsystems | QS1200 | Inverters | 1200 |  | 75 |  |  | 0.97 |  | Outdoor | Under Panels
Solar Registration Program | NJSRRE1540301064 | Williamstown | 8094 | 15 | 115.5 | Commercial | Yes | Behind the Meter | SolareAmerica | AC Electric | Accepted | 2019-01-30 | 2019-02-07 | 2020-02-07 | CSUN | CSUN385 | Solar Panels |  | 0.385 | 300 | 233 | 10 |  | Fixed | Roof
Solar Registration Program | NJSRRE1540301064 | Williamstown | 8094 | 15 | 115.5 | Commercial | Yes | Behind the Meter | SolareAmerica | AC Electric | Accepted | 2019-01-30 | 2019-02-07 | 2020-02-07 | APsystems | QS1200 | Inverters | 1200 |  | 75 |  |  | 0.97 |  | Outdoor | Under Panels
Solar Registration Program | NJSRRE1540301103 | Manahawkin | 8050 | 18 | 115.5 | Commercial | Yes | Behind the Meter | SolareAmerica | JCP&L | Accepted | 2019-01-30 | 2019-02-07 | 2020-02-07 | CSUN | CSUN385 | Solar Panels |  | 0.385 | 300 | 157 | 10 |  | Fixed | Roof
Solar Registration Program | NJSRRE1540301103 | Manahawkin | 8050 | 18 | 115.5 | Commercial | Yes | Behind the Meter | SolareAmerica | JCP&L | Accepted | 2019-01-30 | 2019-02-07 | 2020-02-07 | APsystems | QS1200 | Inverters | 1200 |  | 75 |  |  | 0.97 |  | Outdoor | Under Panels
Solar Registration Program | NJSRRE1540301121 | Williamstown | 8094 | 15 | 115.5 | Commercial | Yes | Behind the Meter | SolareAmerica | AC Electric | Accepted | 2019-01-30 | 2019-02-07 | 2020-02-07 | CSUN | CSUN385 | Solar Panels |  | 0.385 | 300 | 137 | 10 |  | Fixed | Roof
Solar Registration Program | NJSRRE1540301121 | Williamstown | 8094 | 15 | 115.5 | Commercial | Yes | Behind the Meter | SolareAmerica | AC Electric | Accepted | 2019-01-30 | 2019-02-07 | 2020-02-07 | APsystems | QS1200 | Inverters | 1200 |  | 75 |  |  | 0.97 |  | Outdoor | Under Panels
Solar Registration Program | NJSRRE1540301130 | Matawan | 7747 | 17 | 115.5 | Commercial | Yes | Behind the Meter | SolareAmerica | JCP&L | Accepted | 2019-01-30 | 2019-02-07 | 2020-02-07 | CSUN | CSUN385 | Solar Panels |  | 0.385 | 300 | 185 | 10 |  | Fixed | Roof
Solar Registration Program | NJSRRE1540301130 | Matawan | 7747 | 17 | 115.5 | Commercial | Yes | Behind the Meter | SolareAmerica | JCP&L | Accepted | 2019-01-30 | 2019-02-07 | 2020-02-07 | APsystems | QS1200 | Inverters | 1200 |  | 75 |  |  | 0.97 |  | Outdoor | Under Panels
Solar Registration Program | NJSRRE1540301142 | Marmora | 8233 |  | 115.5 | Commercial | Yes | Behind the Meter | SolareAmerica | AC Electric | Accepted | 2019-01-30 | 2019-02-07 | 2020-02-07 | CSUN | CSUN385 | Solar Panels |  | 0.385 | 300 | 220 | 10 |  | Fixed | Roof
Solar Registration Program | NJSRRE1540301142 | Marmora | 8233 |  | 115.5 | Commercial | Yes | Behind the Meter | SolareAmerica | AC Electric | Accepted | 2019-01-30 | 2019-02-07 | 2020-02-07 | APsystems | QS1200 | Inverters | 1200 |  | 49 |  |  | 0.97 |  | Outdoor | Under Panels
Solar Registration Program | NJSRRE1540301168 | Howell | 7731 | 17 | 115.5 | Commercial | Yes | Behind the Meter | SolareAmerica | JCP&L | Accepted | 2019-01-30 | 2019-02-06 | 2020-02-06 | CSUN | CSUN385 | Solar Panels |  | 0.385 | 300 | 127 | 10 |  | Fixed | Roof
Solar Registration Program | NJSRRE1540301168 | Howell | 7731 | 17 | 115.5 | Commercial | Yes | Behind the Meter | SolareAmerica | JCP&L | Accepted | 2019-01-30 | 2019-02-06 | 2020-02-06 | APsystems | QS1200 | Inverters | 1200 |  | 75 |  |  | 0.97 |  | Outdoor | Under Panels
Solar Registration Program | NJSRRE1540301179 | Galloway | 8205 | 19 | 115.5 | Commercial | Yes | Behind the Meter | SolareAmerica | AC Electric | Accepted | 2019-01-30 | 2019-02-07 | 2020-02-07 | CSUN | CSUN385 | Solar Panels |  | 0.385 | 300 | 222 | 10 |  | Fixed | Roof
Solar Registration Program | NJSRRE1540301179 | Galloway | 8205 | 19 | 115.5 | Commercial | Yes | Behind the Meter | SolareAmerica | AC Electric | Accepted | 2019-01-30 | 2019-02-07 | 2020-02-07 | APsystems | QS1200 | Inverters | 1200 |  | 49 |  |  | 0.97 |  | Outdoor | Under Panels
Solar Registration Program | NJSRRE1540301194 | Farmingdale | 7727 | 17 | 115.5 | Commercial | Yes | Behind the Meter | SolareAmerica | JCP&L | Accepted | 2019-01-30 | 2019-02-07 | 2020-02-07 | CSUN | CSUN385 | Solar Panels |  | 0.385 | 300 | 253 | 10 |  | Fixed | Roof
Solar Registration Program | NJSRRE1540301194 | Farmingdale | 7727 | 17 | 115.5 | Commercial | Yes | Behind the Meter | SolareAmerica | JCP&L | Accepted | 2019-01-30 | 2019-02-07 | 2020-02-07 | APsystems | QS1200 | Inverters | 1200 |  | 75 |  |  | 0.97 |  | Outdoor | Under Panels
Solar Registration Program | NJSRRE1540301203 | Villas | 8251 | 21 | 115.5 | Commercial | Yes | Behind the Meter | SolareAmerica | AC Electric | Accepted | 2019-01-30 | 2019-02-07 | 2020-02-07 | CSUN | CSUN385 | Solar Panels |  | 0.385 | 300 | 116 | 10 |  | Fixed | Roof
Solar Registration Program | NJSRRE1540301203 | Villas | 8251 | 21 | 115.5 | Commercial | Yes | Behind the Meter | SolareAmerica | AC Electric | Accepted | 2019-01-30 | 2019-02-07 | 2020-02-07 | APsystems | QS1200 | Inverters | 1200 |  | 49 |  |  | 0.97 |  | Outdoor | Under Panels
Solar Registration Program | NJSRRE1540301214 | Howell | 7731 | 17 | 115.5 | Commercial | Yes | Behind the Meter | SolareAmerica | JCP&L | Accepted | 2019-01-30 | 2019-02-07 | 2020-02-07 | CSUN | CSUN385 | Solar Panels |  | 0.385 | 300 | 247 | 10 |  | Fixed | Roof
Solar Registration Program | NJSRRE1540301214 | Howell | 7731 | 17 | 115.5 | Commercial | Yes | Behind the Meter | SolareAmerica | JCP&L | Accepted | 2019-01-30 | 2019-02-07 | 2020-02-07 | APsystems | QS1200 | Inverters | 1200 |  | 75 |  |  | 0.97 |  | Outdoor | Under Panels
Solar Registration Program | NJSRRE1540301219 | Toms RIver | 8755 | 18 | 115.5 | Commercial | Yes | Behind the Meter | SolareAmerica | JCP&L | Accepted | 2019-01-30 | 2019-02-07 | 2020-02-07 | CSUN | CSUN385 | Solar Panels |  | 0.385 | 300 | 261 | 10 |  | Fixed | Roof
Solar Registration Program | NJSRRE1540301219 | Toms RIver | 8755 | 18 | 115.5 | Commercial | Yes | Behind the Meter | SolareAmerica | JCP&L | Accepted | 2019-01-30 | 2019-02-07 | 2020-02-07 | APsystems | QS1200 | Inverters | 1200 |  | 75 |  |  | 0.97 |  | Outdoor | Under Panels
Solar Registration Program | NJSRRE1540301222 | Cherry Hill | 8003 | 14 | 115.5 | Commercial | Yes | Behind the Meter | SolareAmerica | PSE&G | Accepted | 2019-01-30 | 2019-02-07 | 2020-02-07 | CSUN | CSUN385 | Solar Panels |  | 0.385 | 300 | 201 | 10 |  | Fixed | Roof
Solar Registration Program | NJSRRE1540301222 | Cherry Hill | 8003 | 14 | 115.5 | Commercial | Yes | Behind the Meter | SolareAmerica | PSE&G | Accepted | 2019-01-30 | 2019-02-07 | 2020-02-07 | APsystems | QS1200 | Inverters | 1200 |  | 49 |  |  | 0.97 |  | Outdoor | Under Panels
Solar Registration Program | NJSRRE1540301228 | Millstone Twp | 8514 | 17 | 115.5 | Commercial | Yes | Behind the Meter | SolareAmerica | JCP&L | Accepted | 2019-01-30 | 2019-02-07 | 2020-02-07 | CSUN | CSUN385 | Solar Panels |  | 0.385 | 300 | 137 | 10 |  | Fixed | Roof
Solar Registration Program | NJSRRE1540301228 | Millstone Twp | 8514 | 17 | 115.5 | Commercial | Yes | Behind the Meter | SolareAmerica | JCP&L | Accepted | 2019-01-30 | 2019-02-07 | 2020-02-07 | APsystems | QS1200 | Inverters | 1200 |  | 75 |  |  | 0.97 |  | Outdoor | Under Panels
Solar Registration Program | NJSRRE1540301233 | Jackson | 8527 | 18 | 115.5 | Commercial | Yes | Behind the Meter | SolareAmerica | JCP&L | Accepted | 2019-01-30 | 2019-02-07 | 2020-02-07 | CSUN | CSUN385 | Solar Panels |  | 0.385 | 300 | 267 | 10 |  | Fixed | Roof
Solar Registration Program | NJSRRE1540301233 | Jackson | 8527 | 18 | 115.5 | Commercial | Yes | Behind the Meter | SolareAmerica | JCP&L | Accepted | 2019-01-30 | 2019-02-07 | 2020-02-07 | APsystems | QS1200 | Inverters | 1200 |  | 75 |  |  | 0.97 |  | Outdoor | Under Panels
Solar Registration Program | NJSRRE1540301239 | Toms RIver | 8753 | 18 | 115.5 | Commercial | Yes | Behind the Meter | SolareAmerica | JCP&L | Accepted | 2019-01-30 | 2019-02-08 | 2020-02-08 | CSUN | CSUN385 | Solar Panels |  | 0.385 | 300 | 278 | 10 |  | Fixed | Roof
Solar Registration Program | NJSRRE1540301239 | Toms RIver | 8753 | 18 | 115.5 | Commercial | Yes | Behind the Meter | SolareAmerica | JCP&L | Accepted | 2019-01-30 | 2019-02-08 | 2020-02-08 | APsystems | QS1200 | Inverters | 1200 |  | 75 |  |  | 0.97 |  | Outdoor | Under Panels
Solar Registration Program | NJSRRE1540301262 | S Toms River | 8757 | 18 | 115.5 | Commercial | Yes | Behind the Meter | SolareAmerica | JCP&L | Accepted | 2019-01-30 | 2019-02-07 | 2020-02-07 | CSUN | CSUN385 | Solar Panels |  | 0.385 | 300 | 157 | 10 |  | Fixed | Roof
Solar Registration Program | NJSRRE1540301262 | S Toms River | 8757 | 18 | 115.5 | Commercial | Yes | Behind the Meter | SolareAmerica | JCP&L | Accepted | 2019-01-30 | 2019-02-07 | 2020-02-07 | APsystems | QS1200 | Inverters | 1200 |  | 75 |  |  | 0.97 |  | Outdoor | Under Panels
Solar Registration Program | NJSRRE1540301264 | Buena | 8310 | 19 | 115.5 | Commercial | Yes | Behind the Meter | SolareAmerica | AC Electric | Accepted | 2019-01-30 | 2019-02-07 | 2020-02-07 | CSUN | CSUN385 | Solar Panels |  | 0.385 | 300 | 228 | 10 |  | Fixed | Roof
Solar Registration Program | NJSRRE1540301264 | Buena | 8310 | 19 | 115.5 | Commercial | Yes | Behind the Meter | SolareAmerica | AC Electric | Accepted | 2019-01-30 | 2019-02-07 | 2020-02-07 | APsystems | QS1200 | Inverters | 1200 |  | 75 |  |  | 0.97 |  | Outdoor | Under Panels
Solar Registration Program | NJSRRE1540301276 | Sewell | 8080 | 15 | 115.5 | Commercial | Yes | Behind the Meter | SolareAmerica | AC Electric | Accepted | 2019-01-30 | 2019-02-07 | 2020-02-07 | CSUN | CSUN385 | Solar Panels |  | 0.385 | 300 | 254 | 10 |  | Fixed | Roof
Solar Registration Program | NJSRRE1540301276 | Sewell | 8080 | 15 | 115.5 | Commercial | Yes | Behind the Meter | SolareAmerica | AC Electric | Accepted | 2019-01-30 | 2019-02-07 | 2020-02-07 | APsystems | QS1200 | Inverters | 1200 |  | 75 |  |  | 0.97 |  | Outdoor | Under Panels
Solar Registration Program | NJSRRE1540301298 | Woodstown | 8098 | 16 | 115.5 | Commercial | Yes | Behind the Meter | SolareAmerica | AC Electric | Accepted | 2019-01-30 | 2019-02-07 | 2020-02-07 | CSUN | CSUN385 | Solar Panels |  | 0.385 | 300 | 314 | 10 |  | Fixed | Roof
Solar Registration Program | NJSRRE1540301298 | Woodstown | 8098 | 16 | 115.5 | Commercial | Yes | Behind the Meter | SolareAmerica | AC Electric | Accepted | 2019-01-30 | 2019-02-07 | 2020-02-07 | APsystems | QS1200 | Inverters | 1200 |  | 75 |  |  | 0.97 |  | Outdoor | Under Panels
Solar Registration Program | NJSRRE1540301304 | Woolwhich Twp | 8085 | 15 | 115.5 | Commercial | Yes | Behind the Meter | SolareAmerica | AC Electric | Accepted | 2019-01-30 | 2019-02-07 | 2020-02-07 | Csun | CSUN385 | Solar Panels |  | 0.385 | 300 | 285 | 10 |  | Fixed | Roof
Solar Registration Program | NJSRRE1540301304 | Woolwhich Twp | 8085 | 15 | 115.5 | Commercial | Yes | Behind the Meter | SolareAmerica | AC Electric | Accepted | 2019-01-30 | 2019-02-07 | 2020-02-07 | APsystems | QS1200 | Inverters | 1200 |  | 75 |  |  | 0.97 |  | Outdoor | Under Panels
Solar Registration Program | NJSRRE1540303416 | Cinnaminson | 8077 | 13 | 115.5 | Commercial | Yes | Behind the Meter | SolareAmerica | PSE&G | Accepted | 2019-01-31 | 2019-02-07 | 2020-02-07 | CSUN | CSUN385 | Solar Panels |  | 0.385 | 300 | 151 | 10 |  | Fixed | Roof
Solar Registration Program | NJSRRE1540303416 | Cinnaminson | 8077 | 13 | 115.5 | Commercial | Yes | Behind the Meter | SolareAmerica | PSE&G | Accepted | 2019-01-31 | 2019-02-07 | 2020-02-07 | APsystems | QS1200 | Inverters | 1200 |  | 49 |  |  | 0.97 |  | Outdoor | Under Panels
Solar Registration Program | NJSRRE1540303435 | Leonardo | 7737 | 17 | 115.5 | Commercial | Yes | Behind the Meter | SolareAmerica | JCP&L | Accepted | 2019-01-31 | 2019-02-08 | 2020-02-08 | CSUN | CSUN385 | Solar Panels |  | 0.385 | 300 | 195 | 10 |  | Fixed | Roof
Solar Registration Program | NJSRRE1540303435 | Leonardo | 7737 | 17 | 115.5 | Commercial | Yes | Behind the Meter | SolareAmerica | JCP&L | Accepted | 2019-01-31 | 2019-02-08 | 2020-02-08 | APsystems | QS1200 | Inverters | 1200 |  | 75 |  |  | 0.97 |  | Outdoor | Under Panels
Solar Registration Program | NJSRRE1540303441 | Somerdale | 8083 | 14 | 115.5 | Commercial | Yes | Behind the Meter | SolareAmerica | PSE&G | Accepted | 2019-01-31 | 2019-02-07 | 2020-02-07 | CSUN | CSUN385 | Solar Panels |  | 0.385 | 300 | 234 | 10 |  | Fixed | Roof
Solar Registration Program | NJSRRE1540303441 | Somerdale | 8083 | 14 | 115.5 | Commercial | Yes | Behind the Meter | SolareAmerica | PSE&G | Accepted | 2019-01-31 | 2019-02-07 | 2020-02-07 | APsystems | QS1200 | Inverters | 1200 |  | 49 |  |  | 0.97 |  | Outdoor | Under Panels
Solar Registration Program | NJSRRE1540303451 | Marlton | 8053 | 13 | 115.5 | Commercial | Yes | Behind the Meter | SolareAmerica | PSE&G | Accepted | 2019-01-31 | 2019-02-08 | 2020-02-08 | CSUN | CSUN385 | Solar Panels |  | 0.385 | 300 | 132 | 10 |  | Fixed | Roof
Solar Registration Program | NJSRRE1540303451 | Marlton | 8053 | 13 | 115.5 | Commercial | Yes | Behind the Meter | SolareAmerica | PSE&G | Accepted | 2019-01-31 | 2019-02-08 | 2020-02-08 | APsystems | QS1200 | Inverters | 1200 |  | 49 |  |  | 0.97 |  | Outdoor | Under Panels
Solar Registration Program | NJSRRE1540303463 | Somerset | 8873 | 5 | 115.5 | Commercial | Yes | Behind the Meter | SolareAmerica | PSE&G | Accepted | 2019-01-31 | 2019-02-08 | 2020-02-08 | CSUN | CSUN385 | Solar Panels |  | 0.385 | 300 | 143 | 10 |  | Fixed | Roof
Solar Registration Program | NJSRRE1540303463 | Somerset | 8873 | 5 | 115.5 | Commercial | Yes | Behind the Meter | SolareAmerica | PSE&G | Accepted | 2019-01-31 | 2019-02-08 | 2020-02-08 | APsystems | QS1200 | Inverters | 1200 |  | 49 |  |  | 0.97 |  | Outdoor | Under Panels
Solar Registration Program | NJSRRE1540303471 | Maple Shade | 8052 | 13 | 115.5 | Commercial | Yes | Behind the Meter | SolareAmerica | PSE&G | Accepted | 2019-01-31 | 2019-02-07 | 2020-02-07 | CSUN | CSUN385 | Solar Panels |  | 0.385 | 300 | 339 | 10 |  | Fixed | Roof
Solar Registration Program | NJSRRE1540303471 | Maple Shade | 8052 | 13 | 115.5 | Commercial | Yes | Behind the Meter | SolareAmerica | PSE&G | Accepted | 2019-01-31 | 2019-02-07 | 2020-02-07 | APsystems | QS1200 | Inverters | 1200 |  | 75 |  |  | 0.97 |  | Outdoor | Under Panels
Solar Registration Program | NJSRRE1540303476 | Rahway | 7065 | 10 | 115.5 | Commercial | Yes | Behind the Meter | SolareAmerica | PSE&G | Accepted | 2019-01-31 | 2019-02-08 | 2020-02-08 | CSUN | CSUN385 | Solar Panels |  | 0.385 | 300 | 102 | 10 |  | Fixed | Roof
Solar Registration Program | NJSRRE1540303476 | Rahway | 7065 | 10 | 115.5 | Commercial | Yes | Behind the Meter | SolareAmerica | PSE&G | Accepted | 2019-01-31 | 2019-02-08 | 2020-02-08 | APsystems | QS1200 | Inverters | 1200 |  | 49 |  |  | 0.97 |  | Outdoor | Under Panels
Solar Registration Program | NJSRRE1540303481 | Parsippany | 7054 | 3 | 115.5 | Commercial | Yes | Behind the Meter | SolareAmerica | JCP&L | Accepted | 2019-01-31 | 2019-02-08 | 2020-02-08 | CSUN | CSUN385 | Solar Panels |  | 0.385 | 300 | 231 | 10 |  | Fixed | Roof
Solar Registration Program | NJSRRE1540303481 | Parsippany | 7054 | 3 | 115.5 | Commercial | Yes | Behind the Meter | SolareAmerica | JCP&L | Accepted | 2019-01-31 | 2019-02-08 | 2020-02-08 | APsystems | QS1200 | Inverters | 1200 |  | 49 |  |  | 0.97 |  | Outdoor | Under Panels
Solar Registration Program | NJSRRE1540303488 | Southhampton | 8016 | 13 | 115.5 | Commercial | Yes | Behind the Meter | SolareAmerica | PSE&G | Accepted | 2019-01-31 | 2019-02-07 | 2020-02-07 | CSUN | CSUN385 | Solar Panels |  | 0.385 | 300 | 270 | 10 |  | Fixed | Roof
Solar Registration Program | NJSRRE1540303488 | Southhampton | 8016 | 13 | 115.5 | Commercial | Yes | Behind the Meter | SolareAmerica | PSE&G | Accepted | 2019-01-31 | 2019-02-07 | 2020-02-07 | APsystems | QS1200 | Inverters | 1200 |  | 49 |  |  | 0.97 |  | Outdoor | Under Panels
Solar Registration Program | NJSRRE1540303496 | Tinton Falls | 7712 | 17 | 115.5 | Commercial | Yes | Behind the Meter | SolareAmerica | JCP&L | Accepted | 2019-01-31 | 2019-02-08 | 2020-02-08 | CSUN | CSUN385 | Solar Panels |  | 0.385 | 300 | 106 | 10 |  | Fixed | Roof
Solar Registration Program | NJSRRE1540303496 | Tinton Falls | 7712 | 17 | 115.5 | Commercial | Yes | Behind the Meter | SolareAmerica | JCP&L | Accepted | 2019-01-31 | 2019-02-08 | 2020-02-08 | APsystems | QS1200 | Inverters | 1200 |  | 49 |  |  | 0.97 |  | Outdoor | Under Panels
Solar Registration Program | NJSRRE1540303507 | Somers Point | 8244 | 19 | 115.5 | Commercial | Yes | Behind the Meter | SolareAmerica | AC Electric | Accepted | 2019-01-31 | 2019-02-08 | 2020-02-08 | CSUN | CSUN385 | Solar Panels |  | 0.385 | 300 | 33 | 10 |  | Fixed | Roof
Solar Registration Program | NJSRRE1540303507 | Somers Point | 8244 | 19 | 115.5 | Commercial | Yes | Behind the Meter | SolareAmerica | AC Electric | Accepted | 2019-01-31 | 2019-02-08 | 2020-02-08 | APsystems | QS1200 | Inverters | 1200 |  | 49 |  |  | 0.97 |  | Outdoor | Under Panels
Solar Registration Program | NJSRRE1540303524 | Lindenwold | 8021 | 14 | 115.5 | Commercial | Yes | Behind the Meter | SolareAmerica | AC Electric | Accepted | 2019-01-31 | 2019-02-08 | 2020-02-08 | CSUN | CSUN385 | Solar Panels |  | 0.385 | 300 | 293 | 10 |  | Fixed | Roof
Solar Registration Program | NJSRRE1540303524 | Lindenwold | 8021 | 14 | 115.5 | Commercial | Yes | Behind the Meter | SolareAmerica | AC Electric | Accepted | 2019-01-31 | 2019-02-08 | 2020-02-08 | APsystems | QS1200 | Inverters | 1200 |  | 49 |  |  | 0.97 |  | Outdoor | Under Panels
Solar Registration Program | NJSRRE1540303532 | Pennsville | 8070 | 16 | 115.5 | Commercial | Yes | Behind the Meter | SolareAmerica | AC Electric | Accepted | 2019-01-31 | 2019-02-08 | 2020-02-08 | CSUN | CSUN385 | Solar Panels |  | 0.385 | 300 | 311 | 10 |  | Fixed | Roof
Solar Registration Program | NJSRRE1540303532 | Pennsville | 8070 | 16 | 115.5 | Commercial | Yes | Behind the Meter | SolareAmerica | AC Electric | Accepted | 2019-01-31 | 2019-02-08 | 2020-02-08 | APsystems | QS1200 | Inverters | 1200 |  | 49 |  |  | 0.97 |  | Outdoor | Under Panels
Solar Registration Program | NJSRRE1540304586 | Cherry Hill | 8002 | 14 | 115.5 | Commercial | Yes | Behind the Meter | SolareAmerica | PSE&G | Accepted | 2019-01-31 | 2019-02-08 | 2020-02-08 | CSUN | CSUN385 | Solar Panels |  | 0.385 | 300 | 185 | 10 |  | Fixed | Roof
Solar Registration Program | NJSRRE1540304586 | Cherry Hill | 8002 | 14 | 115.5 | Commercial | Yes | Behind the Meter | SolareAmerica | PSE&G | Accepted | 2019-01-31 | 2019-02-08 | 2020-02-08 | APsystems | QS1200 | Inverters | 1200 |  | 49 |  |  | 0.97 |  | Outdoor | Under Panels
Solar Registration Program | NJSRRE1540304603 | Flemington | 8822 | 4 | 115.5 | Commercial | Yes | Behind the Meter | SolareAmerica | JCP&L | Accepted | 2019-01-31 | 2019-02-08 | 2020-02-08 | CSUN | CSUN385 | Solar Panels |  | 0.385 | 300 | 289 | 10 |  | Fixed | Roof
Solar Registration Program | NJSRRE1540304603 | Flemington | 8822 | 4 | 115.5 | Commercial | Yes | Behind the Meter | SolareAmerica | JCP&L | Accepted | 2019-01-31 | 2019-02-08 | 2020-02-08 | APsystems | QS1200 | Inverters | 1200 |  | 49 |  |  | 0.97 |  | Outdoor | Under Panels
Solar Registration Program | NJSRRE1540304607 | Marlton | 8053 | 13 | 115.5 | Commercial | Yes | Behind the Meter | SolareAmerica | PSE&G | Accepted | 2019-01-31 | 2019-02-08 | 2020-02-08 | CSUN | CSUN385 | Solar Panels |  | 0.385 | 300 | 12 | 10 |  | Fixed | Roof
Solar Registration Program | NJSRRE1540304607 | Marlton | 8053 | 13 | 115.5 | Commercial | Yes | Behind the Meter | SolareAmerica | PSE&G | Accepted | 2019-01-31 | 2019-02-08 | 2020-02-08 | APsystems | QS1200 | Inverters | 1200 |  | 49 |  |  | 0.97 |  | Outdoor | Under Panels
Solar Registration Program | NJSRRE1540304618 | South River | 8882 | 11 | 115.5 | Commercial | Yes | Behind the Meter | SolareAmerica | PSE&G | Accepted | 2019-01-31 | 2019-02-08 | 2020-02-08 | CSUN | CSUN385 | Solar Panels |  | 0.385 | 300 | 203 | 10 |  | Fixed | Roof
Solar Registration Program | NJSRRE1540304618 | South River | 8882 | 11 | 115.5 | Commercial | Yes | Behind the Meter | SolareAmerica | PSE&G | Accepted | 2019-01-31 | 2019-02-08 | 2020-02-08 | APsystems | QS1200 | Inverters | 1200 |  | 49 |  |  | 0.97 |  | Outdoor | Under Panels
Solar Registration Program | NJSRRE1540304635 | South Brunswick | 8824 | 11 | 115.5 | Commercial | Yes | Behind the Meter | SolareAmerica | PSE&G | Accepted | 2019-01-31 | 2019-02-08 | 2020-02-08 | CSUN | CSUN385 | Solar Panels |  | 0.385 | 300 | 329 | 10 |  | Fixed | Roof
Solar Registration Program | NJSRRE1540304635 | South Brunswick | 8824 | 11 | 115.5 | Commercial | Yes | Behind the Meter | SolareAmerica | PSE&G | Accepted | 2019-01-31 | 2019-02-08 | 2020-02-08 | APsystems | QS1200 | Inverters | 1200 |  | 49 |  |  | 0.97 |  | Outdoor | Under Panels
Solar Registration Program | NJSRRE1540304645 | Burlington | 8016 | 13 | 115.5 | Commercial | Yes | Behind the Meter | SolareAmerica | PSE&G | Accepted | 2019-01-31 | 2019-02-08 | 2020-02-08 | CSUN | CSUN385 | Solar Panels |  | 0.385 | 300 | 227 | 10 |  | Fixed | Roof
Solar Registration Program | NJSRRE1540304645 | Burlington | 8016 | 13 | 115.5 | Commercial | Yes | Behind the Meter | SolareAmerica | PSE&G | Accepted | 2019-01-31 | 2019-02-08 | 2020-02-08 | APsystems | QS1200 | Inverters | 1200 |  | 49 |  |  | 0.97 |  | Outdoor | Under Panels
Solar Registration Program | NJSRRE1540304674 | Ewing | 8618 | 12 | 115.5 | Commercial | Yes | Behind the Meter | SolareAmerica | PSE&G | Accepted | 2019-01-31 | 2019-02-08 | 2020-02-08 | CSUN | CSUN385 | Solar Panels |  | 0.385 | 300 | 38 | 10 |  | Fixed | Roof
Solar Registration Program | NJSRRE1540304674 | Ewing | 8618 | 12 | 115.5 | Commercial | Yes | Behind the Meter | SolareAmerica | PSE&G | Accepted | 2019-01-31 | 2019-02-08 | 2020-02-08 | APsystems | QS1200 | Inverters | 1200 |  | 49 |  |  | 0.97 |  | Outdoor | Under Panels
Solar Registration Program | NJSRRE1540304684 | Pohatcong | 8865 | 2 | 115.5 | Commercial | Yes | Behind the Meter | SolareAmerica | JCP&L | Accepted | 2019-01-31 | 2019-02-07 | 2020-02-07 | CSUN | CSUN385 | Solar Panels |  | 0.385 | 300 | 320 | 10 |  | Fixed | Roof
Solar Registration Program | NJSRRE1540304684 | Pohatcong | 8865 | 2 | 115.5 | Commercial | Yes | Behind the Meter | SolareAmerica | JCP&L | Accepted | 2019-01-31 | 2019-02-07 | 2020-02-07 | APsystems | QS1200 | Inverters | 1200 |  | 49 |  |  | 0.97 |  | Outdoor | Under Panels
Solar Registration Program | NJSRRE1540304732 | Barnegat | 8005 | 18 | 115.5 | Commercial | Yes | Behind the Meter | SolareAmerica | JCP&L | Accepted | 2019-01-31 | 2019-02-07 | 2020-02-07 | CSUN | CSUN385 | Solar Panels |  | 0.385 | 300 | 195 | 10 |  | Fixed | Roof
Solar Registration Program | NJSRRE1540304732 | Barnegat | 8005 | 18 | 115.5 | Commercial | Yes | Behind the Meter | SolareAmerica | JCP&L | Accepted | 2019-01-31 | 2019-02-07 | 2020-02-07 | APsystems | QS1200 | Inverters | 1200 |  | 42 |  |  | 0.97 |  | Outdoor | Under Panels
Solar Registration Program | NJSRRE1540304755 | Glassboro | 8028 | 15 | 115.5 | Commercial | Yes | Behind the Meter | SolareAmerica | AC Electric | Accepted | 2019-01-31 | 2019-02-08 | 2020-02-08 | CSUN | CSUN385 | Solar Panels |  | 0.385 | 300 | 251 | 10 |  | Fixed | Roof
Solar Registration Program | NJSRRE1540304755 | Glassboro | 8028 | 15 | 115.5 | Commercial | Yes | Behind the Meter | SolareAmerica | AC Electric | Accepted | 2019-01-31 | 2019-02-08 | 2020-02-08 | APsystems | QS1200 | Inverters | 1200 |  | 49 |  |  | 0.97 |  | Outdoor | Under Panels
Solar Registration Program | NJSRRE1540304762 | Cherry Hill | 8002 | 14 | 115.5 | Commercial | Yes | Behind the Meter | SolareAmerica | PSE&G | Accepted | 2019-01-31 | 2019-02-08 | 2020-02-08 | CSUN | CSUN385 | Solar Panels |  | 0.385 | 300 | 189 | 10 |  | Fixed | Roof
Solar Registration Program | NJSRRE1540304762 | Cherry Hill | 8002 | 14 | 115.5 | Commercial | Yes | Behind the Meter | SolareAmerica | PSE&G | Accepted | 2019-01-31 | 2019-02-08 | 2020-02-08 | APsystems | QS1200 | Inverters | 1200 |  | 42 |  |  | 0.97 |  | Outdoor | Under Panels
Solar Registration Program | NJSRRE1540304846 | Toms River | 8753 | 18 | 115.5 | Commercial | Yes | Behind the Meter | SolareAmerica | JCP&L | Accepted | 2019-01-31 | 2019-02-07 | 2020-02-07 | CSUN | CSUN385 | Solar Panels |  | 0.385 | 300 | 69 | 10 |  | Fixed | Roof
Solar Registration Program | NJSRRE1540304846 | Toms River | 8753 | 18 | 115.5 | Commercial | Yes | Behind the Meter | SolareAmerica | JCP&L | Accepted | 2019-01-31 | 2019-02-07 | 2020-02-07 | APsystems | QS1200 | Inverters | 1200 |  | 49 |  |  | 0.97 |  | Outdoor | Under Panels
Solar Registration Program | NJSRRE1540304856 | Phillipsburg | 8865 | 2 | 115.5 | Commercial | Yes | Behind the Meter | SolareAmerica | JCP&L | Accepted | 2019-01-31 | 2019-02-08 | 2020-02-08 | CSUN | CSUN385 | Solar Panels |  | 0.385 | 300 | 245 | 10 |  | Fixed | Roof
Solar Registration Program | NJSRRE1540304856 | Phillipsburg | 8865 | 2 | 115.5 | Commercial | Yes | Behind the Meter | SolareAmerica | JCP&L | Accepted | 2019-01-31 | 2019-02-08 | 2020-02-08 | APsystems | QS1200 | Inverters | 1200 |  | 49 |  |  | 0.97 |  | Outdoor | Under Panels
Solar Registration Program | NJSRRE1540351738 | Vineland | 8360 | 20 | 115.5 | Commercial | Yes | Behind the Meter | SolareAmerica | Vineland Muni Electric | Accepted | 2019-02-11 | 2019-02-13 | 2020-02-13 | CSUN | CSUN385 | Solar Panels |  | 0.385 | 300 | 93 | 10 |  | Fixed | Roof
Solar Registration Program | NJSRRE1540351738 | Vineland | 8360 | 20 | 115.5 | Commercial | Yes | Behind the Meter | SolareAmerica | Vineland Muni Electric | Accepted | 2019-02-11 | 2019-02-13 | 2020-02-13 | Apsystems | QS1200 | Inverters | 1200 |  | 95 |  |  | 0.97 |  | Outdoor | Under Panels
Solar Registration Program | NJSRRE1540351803 | Vineland | 8360 | 20 | 115.5 | Commercial | Yes | Behind the Meter | SolareAmerica | Vineland Muni Electric | Accepted | 2019-02-11 | 2019-02-13 | 2020-02-13 | CSUN | CSUN385 | Solar Panels |  | 0.385 | 300 | 85 | 10 |  | Fixed | Roof
Solar Registration Program | NJSRRE1540351803 | Vineland | 8360 | 20 | 115.5 | Commercial | Yes | Behind the Meter | SolareAmerica | Vineland Muni Electric | Accepted | 2019-02-11 | 2019-02-13 | 2020-02-13 | APsystems | QS1200 | Inverters | 1200 |  | 95 |  |  | 0.97 |  | Outdoor | Under Panels
Solar Registration Program | NJSRRE1540351812 | Vineland | 8360 | 20 | 115.5 | Commercial | Yes | Behind the Meter | SolareAmerica | Vineland Muni Electric | Accepted | 2019-02-11 | 2019-02-13 | 2020-02-13 | CSUN | CSUN385 | Solar Panels |  | 0.385 | 300 | 273 | 10 |  | Fixed | Roof
Solar Registration Program | NJSRRE1540351812 | Vineland | 8360 | 20 | 115.5 | Commercial | Yes | Behind the Meter | SolareAmerica | Vineland Muni Electric | Accepted | 2019-02-11 | 2019-02-13 | 2020-02-13 | APsystems | QS1200 | Inverters | 1200 |  | 95 |  |  | 0.97 |  | Outdoor | Under Panels
Solar Registration Program | NJSRRE1543674301 | Rahway | 7065 | 10 | 117.04 | Commercial | No | Behind the Meter | Spectacular Solar | PSE&G | Accepted | 2019-12-31 | 2019-12-31 | 2020-12-31 | Solar Edge | SE14.4KUS | Inverters | 14.4 |  | 4 |  |  | 0.97 |  | Outside | Outside
Solar Registration Program | NJSRRE1543674301 | Rahway | 7065 | 10 | 117.04 | Commercial | No | Behind the Meter | Spectacular Solar | PSE&G | Accepted | 2019-12-31 | 2019-12-31 | 2020-12-31 | Axitec | AXIPREMIUM HC 370-385WP | Solar Panels |  | 0.385 | 304 | 33 | 0 |  | Fixed | Roof
Solar Registration Program | NJSRRE1542397139 | Gloucester City | 8030 | 14 | 117.66 | Commercial | Yes | Behind the Meter | Ampericon | PSE&G | Accepted | 2019-09-13 | 2019-09-17 | 2020-09-17 | Silfab | SLA-M-370 | Solar Panels |  | 0.37 | 318 | 150 | 10 |  | Fixed | Roof
Solar Registration Program | NJSRRE1542397139 | Gloucester City | 8030 | 14 | 117.66 | Commercial | Yes | Behind the Meter | Ampericon | PSE&G | Accepted | 2019-09-13 | 2019-09-17 | 2020-09-17 | EnPhase | IQ7 | Inverters | 250 |  | 318 |  |  | 0.965 |  | Outside | Roof
Solar Registration Program | NJSRRE1542909139 | Brick | 8723 | 18 | 119.2 | Commercial | Yes | Behind the Meter | Safari Energy, LLC | JCP&L | Accepted | 2019-11-19 | 2019-11-25 | 2020-11-25 | LG | LG 400N2W-A5 | Solar Panels |  | 0.4 | 298 | 220 | 5 |  | Fixed | Roof
Solar Registration Program | NJSRRE1542909139 | Brick | 8723 | 18 | 119.2 | Commercial | Yes | Behind the Meter | Safari Energy, LLC | JCP&L | Accepted | 2019-11-19 | 2019-11-25 | 2020-11-25 | Solectria | 36TL | Inverters | 36000 |  | 1 |  |  | 0.98 |  | Outdoor | Roof
Solar Registration Program | NJSRRE1542909139 | Brick | 8723 | 18 | 119.2 | Commercial | Yes | Behind the Meter | Safari Energy, LLC | JCP&L | Accepted | 2019-11-19 | 2019-11-25 | 2020-11-25 | Locus | LGate 320 | Meters |  |  | 1 |  |  |  | Yes | Outdoor
Solar Registration Program | NJSRRE1539706232 | Springfield | 7081 | 10 | 119.52 | Commercial | No | Behind the Meter | Geoscape Solar | JCP&L | Accepted | 2018-10-29 | 2018-10-31 | 2020-04-30 | Sunpower | SPR-X22-360-COM | Solar Panels |  | 0.36 | 332 | 148 | 5 |  | Fixed | Roof
Solar Registration Program | NJSRRE1539706232 | Springfield | 7081 | 10 | 119.52 | Commercial | No | Behind the Meter | Geoscape Solar | JCP&L | Accepted | 2018-10-29 | 2018-10-31 | 2020-04-30 | Solar Edge | SE66.6K-US | Inverters | 66600 |  | 1 |  |  | 0.97 |  | Outside | adj to utility meter
Solar Registration Program | NJSRRE1539706232 | Springfield | 7081 | 10 | 119.52 | Commercial | No | Behind the Meter | Geoscape Solar | JCP&L | Accepted | 2018-10-29 | 2018-10-31 | 2020-04-30 | Solar Edge | SE20K-US | Inverters | 20000 |  | 1 |  |  | 0.97 |  | Outside | adj to utility meter
Solar Registration Program | NJSRRE1542574996 | Oak Ridge | 7438 | 6 | 119.63 | School Public K-12 | Yes | Behind the Meter | Eznergy | JCP&L | Accepted | 2019-10-22 | 2019-10-24 | 2020-10-24 | Trina | TSM375 | Solar Panels |  | 0.375 | 319 | 178 | 5 |  | Fixed | Roof
Solar Registration Program | NJSRRE1542574996 | Oak Ridge | 7438 | 6 | 119.63 | School Public K-12 | Yes | Behind the Meter | Eznergy | JCP&L | Accepted | 2019-10-22 | 2019-10-24 | 2020-10-24 | Solar Edge | SE14.4KUS | Inverters | 14400 |  | 5 |  |  | 0.98 |  | Outdoor | Side of building near meter
Solar Registration Program | NJSRRE1539706534 | North Branch | 8876 | 5 | 119.88 | Commercial | No | Behind the Meter | Solar Landscape | JCP&L | Accepted | 2018-10-29 | 2018-10-31 | 2020-04-30 | Longi Solar | LR6-72PE-360M | Solar Panels |  | 0.36 | 333 | 286.854 | 5 |  | Fixed | Roof
Solar Registration Program | NJSRRE1539706534 | North Branch | 8876 | 5 | 119.88 | Commercial | No | Behind the Meter | Solar Landscape | JCP&L | Accepted | 2018-10-29 | 2018-10-31 | 2020-04-30 | Chint Power Systems | CPS SCA50KTL-DO/US/480 | Inverters | 50000 |  | 2 |  |  | 0.988 |  | Outdoor | Roof
Solar Registration Program | NJSRRE1543586587 | clementon | 8021 | 14 | 120.12 | Commercial | Yes | Behind the Meter | Hytek Energy | AC Electric | Accepted | 2019-12-30 | 2019-12-30 | 2020-12-30 | axitec | axitec premium hc 385 | Solar Panels |  | 0.385 | 312 | 239 | 10 |  | Fixed | Roof
Solar Registration Program | NJSRRE1543586587 | clementon | 8021 | 14 | 120.12 | Commercial | Yes | Behind the Meter | Hytek Energy | AC Electric | Accepted | 2019-12-30 | 2019-12-30 | 2020-12-30 | solaredge | se33.3 | Inverters | 33300 |  | 4 |  |  | 0.98 |  | Outdoor | attached to building
Solar Registration Program | NJSRRE1541506157 | Englewood | 7631 | 7 | 120.48 | Commercial | No | Behind the Meter | Green Power Energy | PSE&G | Accepted | 2019-06-28 | 2019-07-15 | 2020-07-15 | Trina Solar | TSM-305DD05A | Solar Panels |  | 0.305 | 108 | 250 | 15 |  | Fixed | Roof
Solar Registration Program | NJSRRE1541506157 | Englewood | 7631 | 7 | 120.48 | Commercial | No | Behind the Meter | Green Power Energy | PSE&G | Accepted | 2019-06-28 | 2019-07-15 | 2020-07-15 | Trina Solar | TSM-305DD05A | Solar Panels |  | 0.305 | 42 | 200 | 28 |  | Fixed | Roof
Solar Registration Program | NJSRRE1541506157 | Englewood | 7631 | 7 | 120.48 | Commercial | No | Behind the Meter | Green Power Energy | PSE&G | Accepted | 2019-06-28 | 2019-07-15 | 2020-07-15 | Trina Solar | TSM-305DD05A | Solar Panels |  | 0.305 | 109 | 200 | 15 |  | Fixed | Roof
Solar Registration Program | NJSRRE1541506157 | Englewood | 7631 | 7 | 120.48 | Commercial | No | Behind the Meter | Green Power Energy | PSE&G | Accepted | 2019-06-28 | 2019-07-15 | 2020-07-15 | Trina Solar | TSM-305DD05A | Solar Panels |  | 0.305 | 52 | 235 | 15 |  | Fixed | Roof
Solar Registration Program | NJSRRE1541506157 | Englewood | 7631 | 7 | 120.48 | Commercial | No | Behind the Meter | Green Power Energy | PSE&G | Accepted | 2019-06-28 | 2019-07-15 | 2020-07-15 | Trina Solar | TSM-305DD05A | Solar Panels |  | 0.305 | 84 | 115 | 15 |  | Fixed | Roof
Solar Registration Program | NJSRRE1541506157 | Englewood | 7631 | 7 | 120.48 | Commercial | No | Behind the Meter | Green Power Energy | PSE&G | Accepted | 2019-06-28 | 2019-07-15 | 2020-07-15 | Solar Edge | SE7600H-US | Inverters | 7600 |  | 1 |  |  | 0.97 |  | Outside | next to meter
Solar Registration Program | NJSRRE1541506157 | Englewood | 7631 | 7 | 120.48 | Commercial | No | Behind the Meter | Green Power Energy | PSE&G | Accepted | 2019-06-28 | 2019-07-15 | 2020-07-15 | Solar Edge | SE11400H-US | Inverters | 11400 |  | 5 |  |  | 0.97 |  | Outside | next to meter
Solar Registration Program | NJSRRE1541506157 | Englewood | 7631 | 7 | 120.48 | Commercial | No | Behind the Meter | Green Power Energy | PSE&G | Accepted | 2019-06-28 | 2019-07-15 | 2020-07-15 | Solar Edge | SE6000H-US | Inverters | 6000 |  | 1 |  |  | 0.97 |  | Outside | next to meter
Solar Registration Program | NJSRRE1541506157 | Englewood | 7631 | 7 | 120.48 | Commercial | No | Behind the Meter | Green Power Energy | PSE&G | Accepted | 2019-06-28 | 2019-07-15 | 2020-07-15 | Solar Edge | SE10000H-US | Inverters | 10000 |  | 4 |  |  | 0.97 |  | Outside | next to meter
Solar Registration Program | NJSRRE1539304854 | Elizabeth | 7201 | 10 | 124.8 | Commercial | No | Behind the Meter | Spengler Alternative Energy Consulting LLC | PSE&G | Accepted | 2018-08-29 | 2018-08-30 | 2020-02-29 | GCL | P6/72-325 | Solar Panels |  | 0.325 | 384 | south | 10 |  | Fixed | Roof
Solar Registration Program | NJSRRE1539304854 | Elizabeth | 7201 | 10 | 124.8 | Commercial | No | Behind the Meter | Spengler Alternative Energy Consulting LLC | PSE&G | Accepted | 2018-08-29 | 2018-08-30 | 2020-02-29 | Locus Energy | LGate320 | Meters |  |  | 1 |  |  |  |  | Outdoor
Solar Registration Program | NJSRRE1539304854 | Elizabeth | 7201 | 10 | 124.8 | Commercial | No | Behind the Meter | Spengler Alternative Energy Consulting LLC | PSE&G | Accepted | 2018-08-29 | 2018-08-30 | 2020-02-29 | SMA | STP50-US-40 | Inverters | 50000 |  | 2 |  |  | 0.983 |  | Outside | on roof
Solar Registration Program | NJSRRE1542377433 | Mount Laurel | 8054 | 13 | 124.82 | Commercial | Yes | Behind the Meter | A Clear Alternative, Inc | PSE&G | Accepted | 2019-09-10 | 2019-09-12 | 2020-09-12 | Hanwha | Q.Peak Duo-L-G5 | Solar Panels |  | 0.395 | 316 | 206 | 7 |  | Fixed | Parking Lot | Roof
Solar Registration Program | NJSRRE1542377433 | Mount Laurel | 8054 | 13 | 124.82 | Commercial | Yes | Behind the Meter | A Clear Alternative, Inc | PSE&G | Accepted | 2019-09-10 | 2019-09-12 | 2020-09-12 | Solar Edge | SE100K and SE20K | Inverters | 80 |  | 2 |  |  | 0.985 |  | Outside | On Carport and Outside near Electric Room
Solar Registration Program | NJSRRE1540113317 | Somers Point | 8244 | 19 | 127.75 | Commercial | No | Behind the Meter | Sunvest Solar, Inc | AC Electric | Accepted | 2019-01-09 | 2019-01-10 | 2020-01-10 | Trina | TSM-DE 14AII | Solar Panels |  | 0.365 | 350 | 201 | 10 |  | Fixed | Roof
Solar Registration Program | NJSRRE1540113317 | Somers Point | 8244 | 19 | 127.75 | Commercial | No | Behind the Meter | Sunvest Solar, Inc | AC Electric | Accepted | 2019-01-09 | 2019-01-10 | 2020-01-10 | SolarEdge | SE 33.3k US | Inverters | 40 |  | 3 |  |  | 0.985 |  | Outdoor | n/a
Solar Registration Program | NJSRRE1542421738 | Montvale | 7645 | 7 | 128.52 | Commercial | Yes | Behind the Meter | UGE USA Inc. | Orange Rockland Electric | Accepted | 2019-09-19 | 2019-09-23 | 2020-09-23 | Canadian Solar | CS6U-340M | Solar Panels |  | 0.34 | 378 | 174 | 5 |  | Fixed | Roof
Solar Registration Program | NJSRRE1542421738 | Montvale | 7645 | 7 | 128.52 | Commercial | Yes | Behind the Meter | UGE USA Inc. | Orange Rockland Electric | Accepted | 2019-09-19 | 2019-09-23 | 2020-09-23 | Canadian Solar | CSI-60KTL-GS-FL 480 | Inverters | 60000 |  | 1 |  |  | 0.988 |  | Other | Roof
Solar Registration Program | NJSRRE1542421738 | Montvale | 7645 | 7 | 128.52 | Commercial | Yes | Behind the Meter | UGE USA Inc. | Orange Rockland Electric | Accepted | 2019-09-19 | 2019-09-23 | 2020-09-23 | Canadian Solar | CSI-50KTL-GS-FL 480 | Inverters | 50000 |  | 1 |  |  | 0.988 |  | Other | Roof
Solar Registration Program | NJSRRE1542421738 | Montvale | 7645 | 7 | 128.52 | Commercial | Yes | Behind the Meter | UGE USA Inc. | Orange Rockland Electric | Accepted | 2019-09-19 | 2019-09-23 | 2020-09-23 | Locus Energy | LGate 360 | Meters |  |  | 1 |  |  |  | Yes | Indoor
Solar Registration Program | NJSRRE1540365176 | Somers Point | 8244 | 19 | 128.85 | Commercial | No | Behind the Meter | Dynamic Energy Solutions, LLC | AC Electric | Accepted | 2019-02-22 | 2019-02-25 | 2020-02-25 | JINKO | JINKO 365W | Solar Panels |  | 0.365 | 353 | 179 | 10 |  | Fixed | Roof
Solar Registration Program | NJSRRE1540365176 | Somers Point | 8244 | 19 | 128.85 | Commercial | No | Behind the Meter | Dynamic Energy Solutions, LLC | AC Electric | Accepted | 2019-02-22 | 2019-02-25 | 2020-02-25 | Chint Power Systems | CPS-SCA36KTL | Inverters | 36000 |  | 3 |  |  | 0.985 |  | Outside | N/A
Solar Registration Program | NJSRRE1541703887 | Flemington | 8822 | 4 | 129.75 | Commercial | Yes | Behind the Meter | Aston Solar | JCP&L | Accepted | 2019-07-25 | 2019-08-05 | 2020-08-05 | Trina Solar | TSM-375-DE14A | Solar Panels |  | 0.375 | 346 | 90 | 3 |  | Fixed | Roof
Solar Registration Program | NJSRRE1541703887 | Flemington | 8822 | 4 | 129.75 | Commercial | Yes | Behind the Meter | Aston Solar | JCP&L | Accepted | 2019-07-25 | 2019-08-05 | 2020-08-05 | SolarEdge | SE100KUS | Inverters | 100000 |  | 1 |  |  | 0.98 |  | Outside | outside
Solar Registration Program | NJSRRE1541515900 | Millville | 8332 | 20 | 129.96 | Commercial | No | Behind the Meter | Infiniti Energy Services | AC Electric | Accepted | 2019-07-01 | 2019-07-08 | 2020-07-08 | HANWHA | 380W | Solar Panels |  | 0.38 | 342 | 180 | 25 |  | Fixed | Ground
Solar Registration Program | NJSRRE1541515900 | Millville | 8332 | 20 | 129.96 | Commercial | No | Behind the Meter | Infiniti Energy Services | AC Electric | Accepted | 2019-07-01 | 2019-07-08 | 2020-07-08 | SOLECTRIA | 60KWUS | Inverters | 6000 |  | 2 |  |  | 0.97 |  | Outside | AT METER
Solar Registration Program | NJSRRE1540029835 | Minotola | 8341 | 19 | 130.65 | Commercial | Yes | Behind the Meter | Infiniti Energy Services | AC Electric | Accepted | 2018-12-17 | 2018-12-20 | 2020-06-20 | HANWHA | Q.PEAK DUO L-G5.2 390 | Solar Panels |  | 0.39 | 212 | 183.21 | 20 |  | Fixed | Roof
Solar Registration Program | NJSRRE1540029835 | Minotola | 8341 | 19 | 130.65 | Commercial | Yes | Behind the Meter | Infiniti Energy Services | AC Electric | Accepted | 2018-12-17 | 2018-12-20 | 2020-06-20 | HANWHA | Q.PEAK DUO L-G5.2 390 | Solar Panels |  | 0.39 | 123 | 273.28 | 20 |  | Fixed | Roof
Solar Registration Program | NJSRRE1540029835 | Minotola | 8341 | 19 | 130.65 | Commercial | Yes | Behind the Meter | Infiniti Energy Services | AC Electric | Accepted | 2018-12-17 | 2018-12-20 | 2020-06-20 | SOLECTRIA | PVI 36TL | Inverters | 36000 |  | 1 |  |  | 0.97 |  | Outdoor | AT MODULE
Solar Registration Program | NJSRRE1540029835 | Minotola | 8341 | 19 | 130.65 | Commercial | Yes | Behind the Meter | Infiniti Energy Services | AC Electric | Accepted | 2018-12-17 | 2018-12-20 | 2020-06-20 | SOLECTRIA | PVI 60KW-208 | Inverters | 60000 |  | 1 |  |  | 0.97 |  | Outdoor | AT MODULE
Solar Registration Program | NJSRRE1540169298 | Toms River | 8755 | 18 | 130.67 | Commercial | No | Behind the Meter | Eznergy | JCP&L | Accepted | 2018-12-31 | 2019-01-04 | 2020-07-04 | Trina | TSM 365 | Solar Panels |  | 0.365 | 358 | 181 | 5 |  | Fixed | Ground
Solar Registration Program | NJSRRE1540169298 | Toms River | 8755 | 18 | 130.67 | Commercial | No | Behind the Meter | Eznergy | JCP&L | Accepted | 2018-12-31 | 2019-01-04 | 2020-07-04 | Solar Edge | SE33.3kW-US | Inverters | 33300 |  | 3 |  |  | 0.98 |  | Outdoor | Near array
Solar Registration Program | NJSRRE1539706541 | North Branch | 8876 | 5 | 132.12 | Commercial | No | Behind the Meter | Solar Landscape | JCP&L | Accepted | 2018-10-29 | 2018-11-01 | 2020-05-01 | Longi Solar | LR6-72PE-360M | Solar Panels |  | 0.36 | 367 | 197.568 | 5 |  | Fixed | Roof
Solar Registration Program | NJSRRE1539706541 | North Branch | 8876 | 5 | 132.12 | Commercial | No | Behind the Meter | Solar Landscape | JCP&L | Accepted | 2018-10-29 | 2018-11-01 | 2020-05-01 | Chint Power Systems | CPS SCA60KTL-DO/US-480 | Inverters | 60000 |  | 2 |  |  | 0.988 |  | Outdoor | Roof
Solar Registration Program | NJSRRE1540169470 | Blackwood | 8012 | 14 | 132.48 | Commercial | Yes | Behind the Meter | SolareAmerica | AC Electric | Accepted | 2018-12-31 | 2019-01-14 | 2020-01-14 | CSUN | CSUN360-72M | Solar Panels |  | 0.36 | 368 | 159 | 10 |  | Fixed | Roof
Solar Registration Program | NJSRRE1540169470 | Blackwood | 8012 | 14 | 132.48 | Commercial | Yes | Behind the Meter | SolareAmerica | AC Electric | Accepted | 2018-12-31 | 2019-01-14 | 2020-01-14 | AP Systems | QS1 | Inverters | 1000 |  | 92 |  |  | 0.98 |  | Outdoor | Micro Inverters Under panel
Solar Registration Program | NJSRRE1540002913 | Salem | 8079 | 16 | 132.6 | Commercial | Yes | Behind the Meter | Infiniti Energy Services | AC Electric | Accepted | 2018-12-17 | 2018-12-19 | 2020-06-19 | HANWHA | Q. PEAK DUO L-G.5 390 | Solar Panels |  | 0.39 | 16 | 199.6 | 10 |  | Fixed | Roof
Solar Registration Program | NJSRRE1540002913 | Salem | 8079 | 16 | 132.6 | Commercial | Yes | Behind the Meter | Infiniti Energy Services | AC Electric | Accepted | 2018-12-17 | 2018-12-19 | 2020-06-19 | HANWHA | Q. PEAK DUO L-G.5 390 | Solar Panels |  | 0.39 | 85 | 110.9 | 20 |  | Single Axis | Roof
Solar Registration Program | NJSRRE1540002913 | Salem | 8079 | 16 | 132.6 | Commercial | Yes | Behind the Meter | Infiniti Energy Services | AC Electric | Accepted | 2018-12-17 | 2018-12-19 | 2020-06-19 | HANWHA | Q. PEAK DUO L-G.5 390 | Solar Panels |  | 0.39 | 45 | 201.7 | 10 |  | Fixed | Roof
Solar Registration Program | NJSRRE1540002913 | Salem | 8079 | 16 | 132.6 | Commercial | Yes | Behind the Meter | Infiniti Energy Services | AC Electric | Accepted | 2018-12-17 | 2018-12-19 | 2020-06-19 | HANWHA | Q. PEAK DUO L-G.5 390 | Solar Panels |  | 0.39 | 78 | 200.9 | 20 |  | Fixed | Roof
Solar Registration Program | NJSRRE1540002913 | Salem | 8079 | 16 | 132.6 | Commercial | Yes | Behind the Meter | Infiniti Energy Services | AC Electric | Accepted | 2018-12-17 | 2018-12-19 | 2020-06-19 | HANWHA | Q. PEAK DUO L-G.5 390 | Solar Panels |  | 0.39 | 93 | 110.4 | 20 |  | Fixed | Roof
Solar Registration Program | NJSRRE1540002913 | Salem | 8079 | 16 | 132.6 | Commercial | Yes | Behind the Meter | Infiniti Energy Services | AC Electric | Accepted | 2018-12-17 | 2018-12-19 | 2020-06-19 | HANWHA | Q. PEAK DUO L-G.5 390 | Solar Panels |  | 0.39 | 23 | 200.3 | 10 |  | Fixed | Roof
Solar Registration Program | NJSRRE1540002913 | Salem | 8079 | 16 | 132.6 | Commercial | Yes | Behind the Meter | Infiniti Energy Services | AC Electric | Accepted | 2018-12-17 | 2018-12-19 | 2020-06-19 | SOLECTRIA | PVI 60TL | Inverters | 60000 |  | 2 |  |  | 0.97 |  | Outdoor | AT ROOF
Solar Registration Program | NJSRRE1542505582 | Albion | 8009 | 14 | 133.5 | Commercial | No | Behind the Meter | Green Power Energy | AC Electric | Accepted | 2019-10-04 | 2019-10-08 | 2020-10-08 | Trina Solar | TSM-375DE14A(II) | Solar Panels |  | 0.375 | 356 | 95 | 0 |  | Fixed | Roof
Solar Registration Program | NJSRRE1542505582 | Albion | 8009 | 14 | 133.5 | Commercial | No | Behind the Meter | Green Power Energy | AC Electric | Accepted | 2019-10-04 | 2019-10-08 | 2020-10-08 | Solar Edge | SE33.3KUS | Inverters | 33.3 |  | 4 |  |  | 0.97 |  | Outside | next to meter
Solar Registration Program | NJSRRE1540239409 | Montvale | 7645 | 7 | 133.57 | Commercial | No | Behind the Meter | Pfister Energy | Orange Rockland Electric | Final As-Built Received | 2019-01-14 | 2019-01-16 | 2020-01-16 | Heliene | 72M-370W | Solar Panels |  | 0.37 | 361 | 172 | 5 |  | Fixed | Roof
Solar Registration Program | NJSRRE1540239409 | Montvale | 7645 | 7 | 133.57 | Commercial | No | Behind the Meter | Pfister Energy | Orange Rockland Electric | Final As-Built Received | 2019-01-14 | 2019-01-16 | 2020-01-16 | SolarEdge | SE100KUS | Inverters | 100000 |  | 1 |  |  | 0.985 |  | Outdoor | Rooftop
Solar Registration Program | NJSRRE1540834044 | Vineland | 8360 | 20 | 133.96 | Non Profit | Yes | Behind the Meter | Infiniti Energy Services | Vineland Muni Electric | Accepted | 2019-04-09 | 2019-05-06 | 2020-05-06 | C-SUN | CSUN 72M- 360W | Solar Panels |  | 0.365 | 140 | 183.4 | 3 |  | Fixed | Roof
Solar Registration Program | NJSRRE1540834044 | Vineland | 8360 | 20 | 133.96 | Non Profit | Yes | Behind the Meter | Infiniti Energy Services | Vineland Muni Electric | Accepted | 2019-04-09 | 2019-05-06 | 2020-05-06 | C-SUN | CSUN365W-144M | Solar Panels |  | 0.365 | 87 | 10 | 183 |  | Fixed | Roof
Solar Registration Program | NJSRRE1540834044 | Vineland | 8360 | 20 | 133.96 | Non Profit | Yes | Behind the Meter | Infiniti Energy Services | Vineland Muni Electric | Accepted | 2019-04-09 | 2019-05-06 | 2020-05-06 | C-SUN | C-SUN 72M-360W | Solar Panels |  | 0.365 | 140 | 183 | 5 |  | Fixed | Roof
Solar Registration Program | NJSRRE1540834044 | Vineland | 8360 | 20 | 133.96 | Non Profit | Yes | Behind the Meter | Infiniti Energy Services | Vineland Muni Electric | Accepted | 2019-04-09 | 2019-05-06 | 2020-05-06 | SOLAREDGE | SE14.4KUS | Inverters | 14400 |  | 2 |  |  | 0.97 |  | Outdoor | AT METER
Solar Registration Program | NJSRRE1540834044 | Vineland | 8360 | 20 | 133.96 | Non Profit | Yes | Behind the Meter | Infiniti Energy Services | Vineland Muni Electric | Accepted | 2019-04-09 | 2019-05-06 | 2020-05-06 | SOLAREDGE | SE43.2K | Inverters | 43200 |  | 2 |  |  | 0.97 |  | Outdoor | AT METER
Solar Registration Program | NJSRRE1541884036 | Cape May Courthouse | 8210 | 21 | 134.64 | Commercial | No | Behind the Meter | Geoscape Solar | AC Electric | Accepted | 2019-08-26 | 2019-08-28 | 2020-08-28 | SunPower | SPR-X22-360-COM | Solar Panels |  | 0.36 | 62 | 212 | 23 |  | Fixed | Roof
Solar Registration Program | NJSRRE1541884036 | Cape May Courthouse | 8210 | 21 | 134.64 | Commercial | No | Behind the Meter | Geoscape Solar | AC Electric | Accepted | 2019-08-26 | 2019-08-28 | 2020-08-28 | SunPower | SPR-X22-360-COM | Solar Panels |  | 0.36 | 76 | 212 | 30 |  | Fixed | Roof
Solar Registration Program | NJSRRE1541884036 | Cape May Courthouse | 8210 | 21 | 134.64 | Commercial | No | Behind the Meter | Geoscape Solar | AC Electric | Accepted | 2019-08-26 | 2019-08-28 | 2020-08-28 | SunPower | SPR-X22-360-COM | Solar Panels |  | 0.36 | 68 | 122 | 23 |  | Fixed | Roof
Solar Registration Program | NJSRRE1541884036 | Cape May Courthouse | 8210 | 21 | 134.64 | Commercial | No | Behind the Meter | Geoscape Solar | AC Electric | Accepted | 2019-08-26 | 2019-08-28 | 2020-08-28 | SunPower | SPR-X22-360-COM | Solar Panels |  | 0.36 | 52 | 32 | 23 |  | Fixed | Roof
Solar Registration Program | NJSRRE1541884036 | Cape May Courthouse | 8210 | 21 | 134.64 | Commercial | No | Behind the Meter | Geoscape Solar | AC Electric | Accepted | 2019-08-26 | 2019-08-28 | 2020-08-28 | SunPower | SPR-X22-360-COM | Solar Panels |  | 0.36 | 80 | 32 | 30 |  | Fixed | Roof
Solar Registration Program | NJSRRE1541884036 | Cape May Courthouse | 8210 | 21 | 134.64 | Commercial | No | Behind the Meter | Geoscape Solar | AC Electric | Accepted | 2019-08-26 | 2019-08-28 | 2020-08-28 | SunPower | SPR-X22-360-COM | Solar Panels |  | 0.36 | 36 | 122 | 18 |  | Fixed | Roof
Solar Registration Program | NJSRRE1541884036 | Cape May Courthouse | 8210 | 21 | 134.64 | Commercial | No | Behind the Meter | Geoscape Solar | AC Electric | Accepted | 2019-08-26 | 2019-08-28 | 2020-08-28 | SolarEdge | SE100k-us | Inverters | 100000 |  | 1 |  |  | 0.98 |  | Outside | Adj. to utility meter
Solar Registration Program | NJSRRE1539954790 | Caldwell | 7006 | 9 | 134.69 | School Public K-12 | Yes | Behind the Meter | HESP Construction, LLC | PSE&G | Accepted | 2018-12-11 | 2018-12-14 | 2020-06-14 | Trina Solar | TSM-DE14A(11) | Solar Panels |  | 0.365 | 369 | 213 | 7 |  | Fixed | Roof
Solar Registration Program | NJSRRE1539954790 | Caldwell | 7006 | 9 | 134.69 | School Public K-12 | Yes | Behind the Meter | HESP Construction, LLC | PSE&G | Accepted | 2018-12-11 | 2018-12-14 | 2020-06-14 | Solectria | PVI 14TL | Inverters | 14000 |  | 7 |  |  | 0.966 |  | Outdoor | near arrays
Solar Registration Program | NJSRRE1543460403 | Berkeley Heights | 7922 | 10 | 136.88 | Commercial | No | Behind the Meter | SunCycle Energy | JCP&L | Accepted | 2019-12-03 | 2019-12-04 | 2020-12-04 | Trina | TSM375-DD14AII | Solar Panels |  | 0.375 | 365 | 174 | 0.1 |  | Fixed | Roof
Solar Registration Program | NJSRRE1543460403 | Berkeley Heights | 7922 | 10 | 136.88 | Commercial | No | Behind the Meter | SunCycle Energy | JCP&L | Accepted | 2019-12-03 | 2019-12-04 | 2020-12-04 | Solar Edge | SE43.2KUS | Inverters | 43200 |  | 3 |  |  | 0.98 |  | Outdoor | Side of building
Solar Registration Program | NJSRRE1543460403 | Berkeley Heights | 7922 | 10 | 136.88 | Commercial | No | Behind the Meter | SunCycle Energy | JCP&L | Accepted | 2019-12-03 | 2019-12-04 | 2020-12-04 | Solar Edge | semtr240nnss1 | Meters |  |  | 1 |  |  |  | Yes
Solar Registration Program | NJSRRE1541864854 | Atco | 8004 | 14 | 137.63 | School Other | Yes | Behind the Meter | National Energy Partners, LLC | AC Electric | Accepted | 2019-08-21 | 2019-08-26 | 2020-08-26 | GCL | GCL-M6/72H (375) | Solar Panels |  | 0.375 | 367 | 206 | 5 |  | Fixed | Roof
Solar Registration Program | NJSRRE1541864854 | Atco | 8004 | 14 | 137.63 | School Other | Yes | Behind the Meter | National Energy Partners, LLC | AC Electric | Accepted | 2019-08-21 | 2019-08-26 | 2020-08-26 | ABB | TRIO-TM-60.0-US-480 | Inverters | 60000 |  | 2 |  |  | 0.985 |  | Outside | Outside
Solar Registration Program | NJSRRE1541864854 | Atco | 8004 | 14 | 137.63 | School Other | Yes | Behind the Meter | National Energy Partners, LLC | AC Electric | Accepted | 2019-08-21 | 2019-08-26 | 2020-08-26 | Also Energy | LGATE360 | Meters |  |  | 1 |  |  |  |  | Outdoor
Solar Registration Program | NJSRRE1539706512 | Little Ferry | 7643 | 7 | 139.86 | Commercial | No | Behind the Meter | Solar Landscape LLC | PSE&G | Accepted | 2018-10-29 | 2018-11-01 | 2020-05-01 | Longi | LR6-72PH-370M | Solar Panels |  | 0.37 | 378 | SW | 5 |  | Fixed | Roof
Solar Registration Program | NJSRRE1539706512 | Little Ferry | 7643 | 7 | 139.86 | Commercial | No | Behind the Meter | Solar Landscape LLC | PSE&G | Accepted | 2018-10-29 | 2018-11-01 | 2020-05-01 | SMA | Sunny Tripower Core1 CEC | Inverters | 50000 |  | 3 |  |  | 0.983 |  | Outside | Roof
Solar Registration Program | NJSRRE1541058598 | Hoboken | 7030 | 8 | 141.41 | Commercial | No | Behind the Meter | Geoscape Solar | PSE&G | Accepted | 2019-05-30 | 2019-06-03 | 2020-06-03 | Sunpower | SPR-P19-395-COM | Solar Panels |  | 0.395 | 358 | 193 | 5 |  | Fixed | Roof
Solar Registration Program | NJSRRE1541058598 | Hoboken | 7030 | 8 | 141.41 | Commercial | No | Behind the Meter | Geoscape Solar | PSE&G | Accepted | 2019-05-30 | 2019-06-03 | 2020-06-03 | Solar Edge | SE33.3KUS | Inverters | 33300 |  | 1 |  |  | 0.98 |  | Outside | adj to utillity meter
Solar Registration Program | NJSRRE1541058598 | Hoboken | 7030 | 8 | 141.41 | Commercial | No | Behind the Meter | Geoscape Solar | PSE&G | Accepted | 2019-05-30 | 2019-06-03 | 2020-06-03 | Solar Edge | SE10KUS | Inverters | 10000 |  | 1 |  |  | 0.98 |  | Outside | adj to utility meter
Solar Registration Program | NJSRRE1541058598 | Hoboken | 7030 | 8 | 141.41 | Commercial | No | Behind the Meter | Geoscape Solar | PSE&G | Accepted | 2019-05-30 | 2019-06-03 | 2020-06-03 | Solar Edge | SE66.6KUS | Inverters | 66600 |  | 1 |  |  | 0.98 |  | Outside | adj to utility meter
Solar Registration Program | NJSRRE1541851319 | Elmwood Park | 7407 | 7 | 142.5 | Non Profit | Yes | Behind the Meter | Green Energy Construction & Consulting | PSE&G | Accepted | 2019-08-16 | 2019-09-03 | 2020-09-03 | GCL | GCL-M6/72H 375W | Solar Panels |  | 0.375 | 380 | 192 | 10 |  | Fixed | Roof
Solar Registration Program | NJSRRE1541851319 | Elmwood Park | 7407 | 7 | 142.5 | Non Profit | Yes | Behind the Meter | Green Energy Construction & Consulting | PSE&G | Accepted | 2019-08-16 | 2019-09-03 | 2020-09-03 | Chint Power Systems | SCA60KTl | Inverters | 60000 |  | 2 |  |  | 0.95 |  | Outside | Next to Meter
Solar Registration Program | NJSRRE1540904261 | South plainfield | 7080 | 11 | 142.83 | Commercial | No | Behind the Meter | US Clean Energy Construction Inc. | PSE&G | Accepted | 2019-04-29 | 2019-04-30 | 2020-04-30 | Qcells | Qplus345W | Solar Panels |  | 0.345 | 414 | 139.3 | 15 |  | Fixed | Roof
Solar Registration Program | NJSRRE1540904261 | South plainfield | 7080 | 11 | 142.83 | Commercial | No | Behind the Meter | US Clean Energy Construction Inc. | PSE&G | Accepted | 2019-04-29 | 2019-04-30 | 2020-04-30 | SMA America | Sunny Tripower Core 1 50-US | Inverters | 50 |  | 2 |  |  | 0.98 |  | Outside | roof top
Solar Registration Program | NJSRRE1540904261 | South plainfield | 7080 | 11 | 142.83 | Commercial | No | Behind the Meter | US Clean Energy Construction Inc. | PSE&G | Accepted | 2019-04-29 | 2019-04-30 | 2020-04-30 | Accumenergy | AcuvimIIR-D-5A-1 | Meters |  |  | 1 |  |  |  |  | Indoor
Solar Registration Program | NJSRRE1540253487 | Fairfield | 7004 | 9 | 144.3 | Commercial | No | Behind the Meter | Summit Solar Company LLC | PSE&G | Accepted | 2019-01-17 | 2019-01-21 | 2020-01-21 | ASTRONERGY NOVA II | 370W | Solar Panels |  | 0.37 | 390 | 160 | 10 |  | Fixed | Roof
Solar Registration Program | NJSRRE1540253487 | Fairfield | 7004 | 9 | 144.3 | Commercial | No | Behind the Meter | Summit Solar Company LLC | PSE&G | Accepted | 2019-01-17 | 2019-01-21 | 2020-01-21 | Solaredge | SE 43.2KUS | Inverters | 43.2 |  | 3 |  |  | 0.975 |  | Outside | wall
Solar Registration Program | NJSRRE1539819160 | Hoboken | 7030 | 8 | 145.27 | Commercial | No | Behind the Meter | Dynamic Energy Solutions, LLC | PSE&G | Accepted | 2018-11-18 | 2018-11-20 | 2020-05-20 | Jinko | Jinko Solar 365 | Solar Panels |  | 0.365 | 398 | 150.46 | 10 |  | Fixed | Roof
Solar Registration Program | NJSRRE1539819160 | Hoboken | 7030 | 8 | 145.27 | Commercial | No | Behind the Meter | Dynamic Energy Solutions, LLC | PSE&G | Accepted | 2018-11-18 | 2018-11-20 | 2020-05-20 | Chint Power Systems | CPS-SCA36KTL | Inverters | 36 |  | 3 |  |  | 0.98 |  | Outside | N/A
Solar Registration Program | NJSRRE1541801966 | Marlboro | 7746 | 17 | 145.44 | Commercial | No | Behind the Meter | New Jersey Clean Energy Solutions | JCP&L | Accepted | 2019-08-07 | 2019-08-27 | 2020-08-27 | Sunpower | X22-360 COM-US-MLSD | Solar Panels |  | 0.36 | 160 | 153 | 10 |  | Fixed | Roof | Building
Solar Registration Program | NJSRRE1541801966 | Marlboro | 7746 | 17 | 145.44 | Commercial | No | Behind the Meter | New Jersey Clean Energy Solutions | JCP&L | Accepted | 2019-08-07 | 2019-08-27 | 2020-08-27 | Sunpower | X22-360 COM-US-MLSD | Solar Panels |  | 0.36 | 148 | 106 | 10 |  | Fixed | Roof | Building
Solar Registration Program | NJSRRE1541801966 | Marlboro | 7746 | 17 | 145.44 | Commercial | No | Behind the Meter | New Jersey Clean Energy Solutions | JCP&L | Accepted | 2019-08-07 | 2019-08-27 | 2020-08-27 | Sunpower | X22-360 COM-US-MLSD | Solar Panels |  | 0.36 | 96 | 196 | 10 |  | Fixed | Roof | Building
Solar Registration Program | NJSRRE1541801966 | Marlboro | 7746 | 17 | 145.44 | Commercial | No | Behind the Meter | New Jersey Clean Energy Solutions | JCP&L | Accepted | 2019-08-07 | 2019-08-27 | 2020-08-27 | SMA | STP-CORE1 33.3-US | Inverters | 33.3 |  | 1 |  |  | 0.97 |  | Outside | near meter
Solar Registration Program | NJSRRE1541801966 | Marlboro | 7746 | 17 | 145.44 | Commercial | No | Behind the Meter | New Jersey Clean Energy Solutions | JCP&L | Accepted | 2019-08-07 | 2019-08-27 | 2020-08-27 | SMA | STP-CORE1 50-US | Inverters | 50 |  | 2 |  |  | 0.97 |  | Outside | near meter
Solar Registration Program | NJSRRE1539706284 | Clifton | 7012 | 6 | 146.16 | Commercial | No | Behind the Meter | Solar Landscape | PSE&G | Accepted | 2018-10-29 | 2018-10-31 | 2020-04-30 | Longi Solar | LR6-72PE-360M | Solar Panels |  | 0.36 | 406 | 222.51 | 10 |  | Fixed | Roof
Solar Registration Program | NJSRRE1539706284 | Clifton | 7012 | 6 | 146.16 | Commercial | No | Behind the Meter | Solar Landscape | PSE&G | Accepted | 2018-10-29 | 2018-10-31 | 2020-04-30 | Chint Power Systems | SCA40KTL-DO/US-480 | Inverters | 50000 |  | 2 |  |  | 0.985 |  | Outside | roof
Solar Registration Program | NJSRRE1540369855 | Turnersville | 8012 | 14 | 148.92 | Commercial | No | Behind the Meter | Dynamic Energy Solutions, LLC | AC Electric | Accepted | 2019-02-22 | 2019-02-25 | 2020-02-25 | Chint Power Systems | CPS-SCA23KTL | Inverters | 23000 |  | 5 |  |  | 0.98 |  | Outdoor | NA
Solar Registration Program | NJSRRE1540369855 | Turnersville | 8012 | 14 | 148.92 | Commercial | No | Behind the Meter | Dynamic Energy Solutions, LLC | AC Electric | Accepted | 2019-02-22 | 2019-02-25 | 2020-02-25 | JINKO | JINKO 365W | Solar Panels |  | 0.365 | 408 | 169.3 | 10 |  | Fixed | Roof
Solar Registration Program | NJSRRE1541514318 | Jersey City | 7302 | 8 | 149.85 | Commercial | No | Behind the Meter | Premier Solar Solutions | PSE&G | Accepted | 2019-07-01 | 2019-07-03 | 2020-07-03 | S-Energy | SE370M-10 | Solar Panels |  | 0.37 | 405 | 180 | 10 |  | Fixed | Roof
Solar Registration Program | NJSRRE1541514318 | Jersey City | 7302 | 8 | 149.85 | Commercial | No | Behind the Meter | Premier Solar Solutions | PSE&G | Accepted | 2019-07-01 | 2019-07-03 | 2020-07-03 | Solaredge | SE43.2KUS | Inverters | 129.6 |  | 3 |  |  | 0.97 |  | Indoor | Basement electrical room
Solar Registration Program | NJSRRE1543477375 | Wayne | 7470 | 6 | 150.5 | Commercial | No | Behind the Meter | Pfister Energy, Inc. | PSE&G | Accepted | 2019-12-04 | 2019-12-06 | 2020-12-06 | Canadian Solar | CSU3-350P | Solar Panels |  | 0.35 | 430 | 180 | 5 |  | Fixed | Roof
Solar Registration Program | NJSRRE1543477375 | Wayne | 7470 | 6 | 150.5 | Commercial | No | Behind the Meter | Pfister Energy, Inc. | PSE&G | Accepted | 2019-12-04 | 2019-12-06 | 2020-12-06 | Chint | CPS-SCA 60kW | Inverters | 60 |  | 3 |  |  | 0.988 |  | Outdoor | Roof Mounted
Solar Registration Program | NJSRRE1540384136 | Cinnaminson | 8077 | 13 | 151.11 | Commercial | No | Behind the Meter | Dynamic Energy Solutions, LLC | PSE&G | Accepted | 2019-02-22 | 2019-02-25 | 2020-02-25 | JINKO | JINKO 365W | Solar Panels |  | 0.365 | 414 | 145.1 | 10 |  | Fixed | Roof
Solar Registration Program | NJSRRE1540384136 | Cinnaminson | 8077 | 13 | 151.11 | Commercial | No | Behind the Meter | Dynamic Energy Solutions, LLC | PSE&G | Accepted | 2019-02-22 | 2019-02-25 | 2020-02-25 | Chint Power Systems | CPS-SCA36KTL | Inverters | 36000 |  | 3 |  |  | 0.985 |  | Outdoor | N/A
Solar Registration Program | NJSRRE1539706506 | North Branch | 8876 | 5 | 151.92 | Commercial | No | Behind the Meter | Solar Landscape | JCP&L | Accepted | 2018-10-29 | 2018-11-01 | 2020-05-01 | Longi Solar | LR6-72PE-360M | Solar Panels |  | 0.36 | 422 | 197.673 | 5 |  | Fixed | Roof
Solar Registration Program | NJSRRE1539706506 | North Branch | 8876 | 5 | 151.92 | Commercial | No | Behind the Meter | Solar Landscape | JCP&L | Accepted | 2018-10-29 | 2018-11-01 | 2020-05-01 | Chint Power Systems | CPS SCA50KTL-DO/US-480 | Inverters | 50000 |  | 3 |  |  | 0.988 |  | Outdoor | Roof
Solar Registration Program | NJSRRE1542584499 | Toms River | 8755 | 18 | 153.52 | Commercial | No | Behind the Meter | Kopp Electric Company | JCP&L | Accepted | 2019-10-25 | 2019-10-29 | 2020-10-29 | CertainTeed | CT365M11-02 | Solar Panels |  | 0.38 | 404 | 210 | 5 |  | Fixed | Roof
Solar Registration Program | NJSRRE1542584499 | Toms River | 8755 | 18 | 153.52 | Commercial | No | Behind the Meter | Kopp Electric Company | JCP&L | Accepted | 2019-10-25 | 2019-10-29 | 2020-10-29 | Solar Edge | SE66.6k-US | Inverters | 66600 |  | 2 |  |  | 0.975 |  | Outside | Next to meter
Solar Registration Program | NJSRRE1542377583 | Deptford | 8096 | 15 | 154.77 | Commercial | No | Behind the Meter | Arsenal Solar | PSE&G | Accepted | 2019-09-10 | 2019-09-16 | 2020-09-16 | Sunpower | Sunpower 335watt | Solar Panels |  | 0.335 | 462 | 180 | 10 |  | Fixed | Roof
Solar Registration Program | NJSRRE1542377583 | Deptford | 8096 | 15 | 154.77 | Commercial | No | Behind the Meter | Arsenal Solar | PSE&G | Accepted | 2019-09-10 | 2019-09-16 | 2020-09-16 | SMA Americas | SMA Tricore1 50kw | Inverters | 150000 |  | 3 |  |  | 0.97 |  | Outside | Next to array
Solar Registration Program | NJSRRE1539706533 | Little Ferry | 7643 | 7 | 156.88 | Commercial | No | Behind the Meter | Solar Landscape LLC | PSE&G | Accepted | 2018-10-29 | 2018-11-01 | 2020-05-01 | SMA | Sunny Tripower Core1 CEC | Inverters | 50000 |  | 3 |  |  | 0.983 |  | Outdoor | Roof
Solar Registration Program | NJSRRE1539706533 | Little Ferry | 7643 | 7 | 156.88 | Commercial | No | Behind the Meter | Solar Landscape LLC | PSE&G | Accepted | 2018-10-29 | 2018-11-01 | 2020-05-01 | Longi | LR6-72PH-370M | Solar Panels |  | 0.37 | 424 | SE,SW | 5 |  | Fixed | Roof
Solar Registration Program | NJSRRE1543514606 | S Marlton | 8053 | 13 | 157.3 | Commercial | No | Behind the Meter | Arosa Solar Energy Systems Inc | PSE&G | Accepted | 2019-12-12 | 2019-12-17 | 2020-12-17 | HT-SAAE | HT60-156M(V)-M-325W | Solar Panels |  | 0.325 | 484 | 180 | 10 |  | Fixed | Parking Lot | CarPort
Solar Registration Program | NJSRRE1543514606 | S Marlton | 8053 | 13 | 157.3 | Commercial | No | Behind the Meter | Arosa Solar Energy Systems Inc | PSE&G | Accepted | 2019-12-12 | 2019-12-17 | 2020-12-17 | SolarEdge | se33.3kus | Inverters | 33.3 |  | 5 |  |  | 0.98 |  | Outdoor | CarPort Pole
Solar Registration Program | NJSRRE1540271411 | Stafford Township | 8050 | 18 | 159.01 | Commercial | No | Behind the Meter | National Energy Partners | AC Electric | Accepted | 2019-01-23 | 2019-02-04 | 2020-02-04 | Jinko Solar | JKM385M-72H-V | Solar Panels |  | 0.385 | 413 | 273 | 5 |  | Fixed | Roof
Solar Registration Program | NJSRRE1540271411 | Stafford Township | 8050 | 18 | 159.01 | Commercial | No | Behind the Meter | National Energy Partners | AC Electric | Accepted | 2019-01-23 | 2019-02-04 | 2020-02-04 | Chint Power | CPS SCA60KTL-DO/US-480 | Inverters | 60000 |  | 2 |  |  | 0.99 |  | Outdoor | Roof
Solar Registration Program | NJSRRE1540271411 | Stafford Township | 8050 | 18 | 159.01 | Commercial | No | Behind the Meter | National Energy Partners | AC Electric | Accepted | 2019-01-23 | 2019-02-04 | 2020-02-04 | Locus Energy | LGate 320 | Meters |  |  | 1 |  |  |  |  | Indoor
Solar Registration Program | NJSRRE1540369829 | Mt. Laurel | 8054 | 13 | 159.14 | Commercial | No | Behind the Meter | Dynamic Energy Solutions, LLC | PSE&G | Accepted | 2019-02-22 | 2019-02-25 | 2020-02-25 | JINKO | JINKO 365W | Solar Panels |  | 0.365 | 436 | 155.52 | 10 |  | Fixed | Roof
Solar Registration Program | NJSRRE1540369829 | Mt. Laurel | 8054 | 13 | 159.14 | Commercial | No | Behind the Meter | Dynamic Energy Solutions, LLC | PSE&G | Accepted | 2019-02-22 | 2019-02-25 | 2020-02-25 | Chint Power Systems | CPS-SCA36KTL | Inverters | 36000 |  | 6 |  |  | 0.985 |  | Outdoor | N/A
Solar Registration Program | NJSRRE1539706466 | Belleville | 7109 | 9 | 159.39 | Commercial | No | Behind the Meter | Green Power Developers LLC | PSE&G | Accepted | 2018-10-29 | 2018-11-01 | 2020-05-01 | Hanwha QCell | HQC385 | Solar Panels |  | 0.385 | 414 | 201 | 10 |  | Fixed | Roof
Solar Registration Program | NJSRRE1539706466 | Belleville | 7109 | 9 | 159.39 | Commercial | No | Behind the Meter | Green Power Developers LLC | PSE&G | Accepted | 2018-10-29 | 2018-11-01 | 2020-05-01 | SMA | STp 63.5 | Inverters | 63.5 |  | 2 |  |  | 0.98 |  | Outside | Roof
Solar Registration Program | NJSRRE1539708321 | Atlantic City | 8401 | 19 | 159.58 | Commercial | No | Behind the Meter | NJ Solar Power, LLC | AC Electric | Accepted | 2018-10-30 | 2018-11-05 | 2020-05-05 | Panasonic | VBHN325SA16 | Solar Panels |  | 0.325 | 491 | 158 | 18 |  | Fixed | Roof
Solar Registration Program | NJSRRE1539708321 | Atlantic City | 8401 | 19 | 159.58 | Commercial | No | Behind the Meter | NJ Solar Power, LLC | AC Electric | Accepted | 2018-10-30 | 2018-11-05 | 2020-05-05 | SolarEdge | SE43.2KUS | Inverters | 43200 |  | 3 |  |  | 0.98 |  | Indoor | Utility room
Solar Registration Program | NJSRRE1539963963 | Forked River | 8731 | 18 | 163.8 | Non Profit | Yes | Behind the Meter | Infiniti Energy Services | JCP&L | Accepted | 2018-12-13 | 2018-12-19 | 2020-06-19 | TRINA | TSM-DE14 | Solar Panels |  | 0.36 | 50 | 112 | 5 |  | Fixed | Roof
Solar Registration Program | NJSRRE1539963963 | Forked River | 8731 | 18 | 163.8 | Non Profit | Yes | Behind the Meter | Infiniti Energy Services | JCP&L | Accepted | 2018-12-13 | 2018-12-19 | 2020-06-19 | TRINA | TSM-DE14 | Solar Panels |  | 0.36 | 45 | 292 | 5 |  | Fixed | Roof
Solar Registration Program | NJSRRE1539963963 | Forked River | 8731 | 18 | 163.8 | Non Profit | Yes | Behind the Meter | Infiniti Energy Services | JCP&L | Accepted | 2018-12-13 | 2018-12-19 | 2020-06-19 | TRINA | TSM-DE14 | Solar Panels |  | 0.36 | 59 | 261 | 20 |  | Fixed | Roof
Solar Registration Program | NJSRRE1539963963 | Forked River | 8731 | 18 | 163.8 | Non Profit | Yes | Behind the Meter | Infiniti Energy Services | JCP&L | Accepted | 2018-12-13 | 2018-12-19 | 2020-06-19 | TRINA | TSM-DE14 | Solar Panels |  | 0.36 | 90 | 238 | 20 |  | Fixed | Roof
Solar Registration Program | NJSRRE1539963963 | Forked River | 8731 | 18 | 163.8 | Non Profit | Yes | Behind the Meter | Infiniti Energy Services | JCP&L | Accepted | 2018-12-13 | 2018-12-19 | 2020-06-19 | TRINA | TSM-DE14 | Solar Panels |  | 0.36 | 92 | 58 | 20 |  | Fixed | Roof
Solar Registration Program | NJSRRE1539963963 | Forked River | 8731 | 18 | 163.8 | Non Profit | Yes | Behind the Meter | Infiniti Energy Services | JCP&L | Accepted | 2018-12-13 | 2018-12-19 | 2020-06-19 | Trina | TSM-DE14 | Solar Panels |  | 0.36 | 35 | 202 | 20 |  | Fixed | Roof
Solar Registration Program | NJSRRE1539963963 | Forked River | 8731 | 18 | 163.8 | Non Profit | Yes | Behind the Meter | Infiniti Energy Services | JCP&L | Accepted | 2018-12-13 | 2018-12-19 | 2020-06-19 | TRINA | TSM-DE14 | Solar Panels |  | 0.36 | 19 | 148 | 20 |  | Fixed | Roof
Solar Registration Program | NJSRRE1539963963 | Forked River | 8731 | 18 | 163.8 | Non Profit | Yes | Behind the Meter | Infiniti Energy Services | JCP&L | Accepted | 2018-12-13 | 2018-12-19 | 2020-06-19 | TRINA | TSM-D14 | Solar Panels |  | 0.36 | 65 | 81 | 20 |  | Fixed | Roof
Solar Registration Program | NJSRRE1539963963 | Forked River | 8731 | 18 | 163.8 | Non Profit | Yes | Behind the Meter | Infiniti Energy Services | JCP&L | Accepted | 2018-12-13 | 2018-12-19 | 2020-06-19 | FRONIUS | SYMO 15.0-3 | Inverters | 15000 |  | 5 |  |  | 0.97 |  | Outdoor | WALL LOWER ROOF/ GROUND LEVEL
Solar Registration Program | NJSRRE1539963963 | Forked River | 8731 | 18 | 163.8 | Non Profit | Yes | Behind the Meter | Infiniti Energy Services | JCP&L | Accepted | 2018-12-13 | 2018-12-19 | 2020-06-19 | FRONIUS | SYMO 10.0-3 | Inverters | 10000 |  | 1 |  |  | 0.97 |  | Outdoor | WALL ON LOWER ROOF
Solar Registration Program | NJSRRE1539963963 | Forked River | 8731 | 18 | 163.8 | Non Profit | Yes | Behind the Meter | Infiniti Energy Services | JCP&L | Accepted | 2018-12-13 | 2018-12-19 | 2020-06-19 | FRONIUS | SYMO 12.0-3 | Inverters | 12000 |  | 4 |  |  | 0.97 |  | Outdoor | WALL ON LOWER ROOF
Solar Registration Program | NJSRRE1542581404 | Springfield | 7081 | 10 | 165.11 | Commercial | No | Behind the Meter | A Clear Alternative, Inc | JCP&L | Accepted | 2019-10-24 | 2019-10-28 | 2020-10-28 | Hanwha | Q.Peak Duo-L-G5 | Solar Panels |  | 0.395 | 418 | 180 | 10 |  | Fixed | Roof
Solar Registration Program | NJSRRE1542581404 | Springfield | 7081 | 10 | 165.11 | Commercial | No | Behind the Meter | A Clear Alternative, Inc | JCP&L | Accepted | 2019-10-24 | 2019-10-28 | 2020-10-28 | SolarEdge | SE43.2KUS | Inverters | 129.6 |  | 3 |  |  | 0.97 |  | Indoor | Electric Room
Solar Registration Program | NJSRRE1541501371 | Magnolia | 8049 | 14 | 168.35 | Commercial | No | Behind the Meter | Advanced Renewable Solutions LLC | PSE&G | Accepted | 2019-06-27 | 2019-07-02 | 2020-07-02 | TRINA SOLAR | TSM-DE14A(II) | Solar Panels |  | 0.37 | 455 | 166 | 6 |  | Fixed | Roof
Solar Registration Program | NJSRRE1541501371 | Magnolia | 8049 | 14 | 168.35 | Commercial | No | Behind the Meter | Advanced Renewable Solutions LLC | PSE&G | Accepted | 2019-06-27 | 2019-07-02 | 2020-07-02 | SOLAR EDGE | SE66.6K-US | Inverters | 133200 |  | 2 |  |  | 0.985 |  | Outdoor | Wall mounted adjacent to Utility Disconnect and Meter
Solar Registration Program | NJSRRE1542575644 | Edison | 8817 | 11 | 170.2 | Commercial | No | Behind the Meter | Ampericon | PSE&G | Accepted | 2019-10-22 | 2019-10-24 | 2020-10-24 | Yingli Solar | 72M | Solar Panels |  | 0.37 | 190 | 272 | 30 |  | Fixed | Roof
Solar Registration Program | NJSRRE1542575644 | Edison | 8817 | 11 | 170.2 | Commercial | No | Behind the Meter | Ampericon | PSE&G | Accepted | 2019-10-22 | 2019-10-24 | 2020-10-24 | Yingli Solar | 72M | Solar Panels |  | 0.37 | 190 | 92 | 30 |  | Fixed | Roof
Solar Registration Program | NJSRRE1542575644 | Edison | 8817 | 11 | 170.2 | Commercial | No | Behind the Meter | Ampericon | PSE&G | Accepted | 2019-10-22 | 2019-10-24 | 2020-10-24 | Yingli Solar | 72M | Solar Panels |  | 0.37 | 80 | 182 | 30 |  | Fixed | Roof
Solar Registration Program | NJSRRE1542575644 | Edison | 8817 | 11 | 170.2 | Commercial | No | Behind the Meter | Ampericon | PSE&G | Accepted | 2019-10-22 | 2019-10-24 | 2020-10-24 | SolarEdge | 43.2 KUS | Inverters | 44000 |  | 4 |  |  | 0.965 |  | Outside | Roof
Solar Registration Program | NJSRRE1541895430 | Marlton | 8053 | 13 | 175.01 | Commercial | Yes | Behind the Meter | Ampericon | PSE&G | Accepted | 2019-08-28 | 2019-09-03 | 2020-09-03 | Silfab | SLA-M-370 | Solar Panels |  | 0.37 | 473 | 150 | 10 |  | Fixed | Roof
Solar Registration Program | NJSRRE1541895430 | Marlton | 8053 | 13 | 175.01 | Commercial | Yes | Behind the Meter | Ampericon | PSE&G | Accepted | 2019-08-28 | 2019-09-03 | 2020-09-03 | EnPhase | IQ7 | Inverters | 250 |  | 473 |  |  | 0.965 |  | Outside | Roof
Solar Registration Program | NJSRRE1540980185 | Indian Mills | 08088-9510 |  | 175.5 | Commercial | No | Behind the Meter | Surge Solar, LLC | AC Electric | Accepted | 2019-05-10 | 2019-05-16 | 2020-05-16 | CSUN | CSUN375-72MH | Solar Panels |  | 0.375 | 468 | 170 | 3 |  | Fixed | Parking Lot
Solar Registration Program | NJSRRE1540980185 | Indian Mills | 08088-9510 |  | 175.5 | Commercial | No | Behind the Meter | Surge Solar, LLC | AC Electric | Accepted | 2019-05-10 | 2019-05-16 | 2020-05-16 | Solaredge | SE100KUS | Inverters | 100000 |  | 1 |  |  | 0.985 |  | Outside | Under Array
Solar Registration Program | NJSRRE1540980185 | Indian Mills | 08088-9510 |  | 175.5 | Commercial | No | Behind the Meter | Surge Solar, LLC | AC Electric | Accepted | 2019-05-10 | 2019-05-16 | 2020-05-16 | Solaredge | SE33KUS | Inverters | 33300 |  | 1 |  |  | 0.985 |  | Outdoor | Under Array
Solar Registration Program | NJSRRE1538441086 | Belleville | 7109 | 9 | 175.68 | Commercial | No | Behind the Meter | Solar Landscape | PSE&G | Accepted | 2018-06-22 | 2018-06-26 | 2019-12-26 | Longi Solar | LR6-72PE-360M | Solar Panels |  | 0.36 | 488 | 218 | 5 |  | Fixed | Roof
Solar Registration Program | NJSRRE1538441086 | Belleville | 7109 | 9 | 175.68 | Commercial | No | Behind the Meter | Solar Landscape | PSE&G | Accepted | 2018-06-22 | 2018-06-26 | 2019-12-26 | Chint Power Systems | SCA60KTL-DO/US-480 V2.0 | Inverters | 60000 |  | 2 |  |  | 0.985 |  | Outside | Roof
Solar Registration Program | NJSRRE1540363897 | Jersey City | 7305 | 8 | 177.03 | Commercial | No | Behind the Meter | Solar Energy Systems, LLC. | PSE&G | Accepted | 2019-02-14 | 2019-02-22 | 2020-02-22 | Hanwha Q.Cells | Q.PLUS DUO L-G5.2 365 | Solar Panels |  | 0.365 | 485 | 149 | 10 |  | Fixed | Roof
Solar Registration Program | NJSRRE1540363897 | Jersey City | 7305 | 8 | 177.03 | Commercial | No | Behind the Meter | Solar Energy Systems, LLC. | PSE&G | Accepted | 2019-02-14 | 2019-02-22 | 2020-02-22 | Solectria | PVI 50TL | Inverters | 50000 |  | 3 |  |  | 0.99 |  | Outdoor | Roof
Solar Registration Program | NJSRRE1543040898 | Swainton | 8210 | 21 | 180 | Commercial | Yes | Behind the Meter | OCEAN SOLAR | AC Electric | Accepted | 2019-11-06 | 2019-11-11 | 2020-11-11 | Solar World | SW 300 Mono | Solar Panels |  | 0.3 | 600 | 202 | 20 |  | Fixed | Ground
Solar Registration Program | NJSRRE1543040898 | Swainton | 8210 | 21 | 180 | Commercial | Yes | Behind the Meter | OCEAN SOLAR | AC Electric | Accepted | 2019-11-06 | 2019-11-11 | 2020-11-11 | SMA | 50Kw Core 1 | Inverters | 50000 |  | 3 |  |  | 0.98 |  | Outdoor | On Array
Solar Registration Program | NJSRRE1543065349 | Woodbine | 8270 | 21 | 182.49 | Commercial | No | Behind the Meter | Geoscape Solar | AC Electric | Accepted | 2019-11-11 | 2019-11-13 | 2020-11-13 | Sunpower | SPR-P19-395-COM | Solar Panels |  | 0.395 | 462 | 217 | 3 |  | Fixed | Roof
Solar Registration Program | NJSRRE1543065349 | Woodbine | 8270 | 21 | 182.49 | Commercial | No | Behind the Meter | Geoscape Solar | AC Electric | Accepted | 2019-11-11 | 2019-11-13 | 2020-11-13 | SolarEdge | SE100kUS | Inverters | 100000 |  | 1 |  |  | 0.98 |  | Outside | adj. to utility meter
Solar Registration Program | NJSRRE1543065349 | Woodbine | 8270 | 21 | 182.49 | Commercial | No | Behind the Meter | Geoscape Solar | AC Electric | Accepted | 2019-11-11 | 2019-11-13 | 2020-11-13 | SolarEdge | SE66.6K-US | Inverters | 66600 |  | 1 |  |  | 0.98 |  | Outside | adj. to utility meter
Solar Registration Program | NJSRRE1541680525 | West New York | 7093 | 8 | 184.86 | Commercial | No | Behind the Meter | Geoscape Solar | PSE&G | Accepted | 2019-07-18 | 2019-07-22 | 2020-07-22 | SunPower | SPR-P19-395-COM | Solar Panels |  | 0.395 | 468 | 129 | 22 |  | Fixed | Roof
Solar Registration Program | NJSRRE1541680525 | West New York | 7093 | 8 | 184.86 | Commercial | No | Behind the Meter | Geoscape Solar | PSE&G | Accepted | 2019-07-18 | 2019-07-22 | 2020-07-22 | SolarEdge | SE100kus | Inverters | 100000 |  | 1 |  |  | 0.98 |  | Outside | Adj. to Utility Meter
Solar Registration Program | NJSRRE1542249459 | Glassboro | 8028 | 15 | 189.6 | Commercial | No | Behind the Meter | Geoscape Solar | AC Electric | Accepted | 2019-09-05 | 2019-09-11 | 2020-09-11 | Sunpower | SPR-P19-395-COM | Solar Panels |  | 0.395 | 480 | 203 | 16 |  | Fixed | Roof
Solar Registration Program | NJSRRE1542249459 | Glassboro | 8028 | 15 | 189.6 | Commercial | No | Behind the Meter | Geoscape Solar | AC Electric | Accepted | 2019-09-05 | 2019-09-11 | 2020-09-11 | Solar Edge | SE100K-US | Inverters | 100000 |  | 1 |  |  | 0.97 |  | Outdoor | adj to utility meter
Solar Registration Program | NJSRRE1542249459 | Glassboro | 8028 | 15 | 189.6 | Commercial | No | Behind the Meter | Geoscape Solar | AC Electric | Accepted | 2019-09-05 | 2019-09-11 | 2020-09-11 | Solar Edge | SE66.6K-US | Inverters | 66600 |  | 1 |  |  | 0.97 |  | Outdoor | adj to utility meter
Solar Registration Program | NJSRRE1541506179 | Englewood | 7631 | 7 | 191.24 | Commercial | No | Behind the Meter | Green Power Energy | PSE&G | Accepted | 2019-06-28 | 2019-07-15 | 2020-07-15 | Trina Solar | TSM-305DD05A | Solar Panels |  | 0.305 | 177 | 125 | 15 |  | Fixed | Roof
Solar Registration Program | NJSRRE1541506179 | Englewood | 7631 | 7 | 191.24 | Commercial | No | Behind the Meter | Green Power Energy | PSE&G | Accepted | 2019-06-28 | 2019-07-15 | 2020-07-15 | Trina Solar | TSM-305DD05A | Solar Panels |  | 0.305 | 174 | 215 | 15 |  | Fixed | Roof
Solar Registration Program | NJSRRE1541506179 | Englewood | 7631 | 7 | 191.24 | Commercial | No | Behind the Meter | Green Power Energy | PSE&G | Accepted | 2019-06-28 | 2019-07-15 | 2020-07-15 | Trina Solar | TSM-305DD05A | Solar Panels |  | 0.305 | 242 | 80 | 15 |  | Fixed | Roof
Solar Registration Program | NJSRRE1541506179 | Englewood | 7631 | 7 | 191.24 | Commercial | No | Behind the Meter | Green Power Energy | PSE&G | Accepted | 2019-06-28 | 2019-07-15 | 2020-07-15 | Trina Solar | TSM-305DD05A | Solar Panels |  | 0.305 | 34 | 260 | 15 |  | Fixed | Roof
Solar Registration Program | NJSRRE1541506179 | Englewood | 7631 | 7 | 191.24 | Commercial | No | Behind the Meter | Green Power Energy | PSE&G | Accepted | 2019-06-28 | 2019-07-15 | 2020-07-15 | Solar Edge | SE10000H-US | Inverters | 10000 |  | 2 |  |  | 0.97 |  | Outside | next to meter
Solar Registration Program | NJSRRE1541506179 | Englewood | 7631 | 7 | 191.24 | Commercial | No | Behind the Meter | Green Power Energy | PSE&G | Accepted | 2019-06-28 | 2019-07-15 | 2020-07-15 | Solar Edge | SE11400H-US | Inverters | 11400 |  | 5 |  |  | 0.97 |  | Outside | next to meter
Solar Registration Program | NJSRRE1541506179 | Englewood | 7631 | 7 | 191.24 | Commercial | No | Behind the Meter | Green Power Energy | PSE&G | Accepted | 2019-06-28 | 2019-07-15 | 2020-07-15 | Solar Edge | SE7600H-US | Inverters | 7600 |  | 8 |  |  | 0.97 |  | Outside | next to meter
Solar Registration Program | NJSRRE1540500038 | North Wildwood | 8260 | 21 | 191.51 | Commercial | No | Behind the Meter | Geoscape Solar | AC Electric | Accepted | 2019-03-19 | 2019-03-20 | 2020-03-20 | Sunpower | SPR-P19-395-COM | Solar Panels |  | 0.395 | 339 | 42 | 9 |  | Fixed | Roof
Solar Registration Program | NJSRRE1540500038 | North Wildwood | 8260 | 21 | 191.51 | Commercial | No | Behind the Meter | Geoscape Solar | AC Electric | Accepted | 2019-03-19 | 2019-03-20 | 2020-03-20 | Sunpower | SPR-X22-360 | Solar Panels |  | 0.36 | 160 | 132 | 5 |  | Fixed | Roof
Solar Registration Program | NJSRRE1540500038 | North Wildwood | 8260 | 21 | 191.51 | Commercial | No | Behind the Meter | Geoscape Solar | AC Electric | Accepted | 2019-03-19 | 2019-03-20 | 2020-03-20 | Solar Edge | SE20kus | Inverters | 20000 |  | 2 |  |  | 0.97 |  | Outside | adj to utility meter
Solar Registration Program | NJSRRE1540500038 | North Wildwood | 8260 | 21 | 191.51 | Commercial | No | Behind the Meter | Geoscape Solar | AC Electric | Accepted | 2019-03-19 | 2019-03-20 | 2020-03-20 | Solar Edge | SE10kus | Inverters | 10000 |  | 1 |  |  | 0.97 |  | Outside | adj to utility meter
Solar Registration Program | NJSRRE1540500038 | North Wildwood | 8260 | 21 | 191.51 | Commercial | No | Behind the Meter | Geoscape Solar | AC Electric | Accepted | 2019-03-19 | 2019-03-20 | 2020-03-20 | HiQ Solar | TS480-8k | Inverters | 8000 |  | 13 |  |  | 0.97 |  | Outside | Roof
Solar Registration Program | NJSRRE1540334683 | North Brunswick | 8902 | 11 | 191.52 | School Public K-12 | Yes | Behind the Meter | Advanced Solar Products, Inc. | PSE&G | Accepted | 2019-02-05 | 2019-02-07 | 2020-02-07 | Boviet | 380W | Solar Panels |  | 0.38 | 504 | 219 | 5 |  | Fixed | Roof
Solar Registration Program | NJSRRE1540334683 | North Brunswick | 8902 | 11 | 191.52 | School Public K-12 | Yes | Behind the Meter | Advanced Solar Products, Inc. | PSE&G | Accepted | 2019-02-05 | 2019-02-07 | 2020-02-07 | Solar Edge | SE33.3Kus | Inverters | 33300 |  | 6 |  |  | 0.98 |  | Outdoor | roof
Solar Registration Program | NJSRRE1541058541 | Jersey City | 7311 | 8 | 192.76 | Commercial | No | Behind the Meter | Geoscape Solar | PSE&G | Accepted | 2019-05-30 | 2019-06-03 | 2020-06-03 | Sunpower | SPR-P19-395-COM | Solar Panels |  | 0.395 | 488 | 188 | 20 |  | Fixed | Roof
Solar Registration Program | NJSRRE1541058541 | Jersey City | 7311 | 8 | 192.76 | Commercial | No | Behind the Meter | Geoscape Solar | PSE&G | Accepted | 2019-05-30 | 2019-06-03 | 2020-06-03 | Solar Edge | SE100KUS | Inverters | 100000 |  | 1 |  |  | 0.98 |  | Outside | adj to utility meter
Solar Registration Program | NJSRRE1541058541 | Jersey City | 7311 | 8 | 192.76 | Commercial | No | Behind the Meter | Geoscape Solar | PSE&G | Accepted | 2019-05-30 | 2019-06-03 | 2020-06-03 | Solar Edge | SE66.6KUS | Inverters | 66600 |  | 1 |  |  | 0.98 |  | Outside | adj to utility meter
Solar Registration Program | NJSRRE1541721855 | Lawrence Township | 8648 | 12 | 194.04 | Commercial | Yes | Behind the Meter | Eznergy | PSE&G | Accepted | 2019-07-31 | 2019-08-05 | 2020-08-05 | Hanwah | Q-Cell385 | Solar Panels |  | 0.385 | 288 | 180 | 7 |  | Fixed | Parking Lot
Solar Registration Program | NJSRRE1541721855 | Lawrence Township | 8648 | 12 | 194.04 | Commercial | Yes | Behind the Meter | Eznergy | PSE&G | Accepted | 2019-07-31 | 2019-08-05 | 2020-08-05 | Hanwha | QCell385 | Solar Panels |  | 0.385 | 216 | 180 | 7 |  | Fixed | Parking Lot
Solar Registration Program | NJSRRE1541721855 | Lawrence Township | 8648 | 12 | 194.04 | Commercial | Yes | Behind the Meter | Eznergy | PSE&G | Accepted | 2019-07-31 | 2019-08-05 | 2020-08-05 | Chint | SCA 60KTL | Inverters | 60000 |  | 1 |  |  | 0.99 |  | Outside | Side of Building
Solar Registration Program | NJSRRE1541721855 | Lawrence Township | 8648 | 12 | 194.04 | Commercial | Yes | Behind the Meter | Eznergy | PSE&G | Accepted | 2019-07-31 | 2019-08-05 | 2020-08-05 | Chint | SCA50KTL | Inverters | 50000 |  | 1 |  |  | 0.99 |  | Outside | Side of Building
Solar Registration Program | NJSRRE1541721855 | Lawrence Township | 8648 | 12 | 194.04 | Commercial | Yes | Behind the Meter | Eznergy | PSE&G | Accepted | 2019-07-31 | 2019-08-05 | 2020-08-05 | Chint | Chint SCA 28KTL | Inverters | 28000 |  | 1 |  |  | 0.99 |  | Outside | Side of Building
Solar Registration Program | NJSRRE1540407951 | Woodstown | 8098 | 16 | 196.74 | Commercial | No | Behind the Meter | National Energy Partners, LLC | AC Electric | Accepted | 2019-02-28 | 2019-03-01 | 2020-03-01 | Jinko Solar | JKM385M-72H-V | Solar Panels |  | 0.385 | 511 | 270 | 5 |  | Fixed | Roof
Solar Registration Program | NJSRRE1540407951 | Woodstown | 8098 | 16 | 196.74 | Commercial | No | Behind the Meter | National Energy Partners, LLC | AC Electric | Accepted | 2019-02-28 | 2019-03-01 | 2020-03-01 | Chint | SCA50KTL-DO/US-480 | Inverters | 50000 |  | 3 |  |  | 0.99 |  | Outside | Roof
Solar Registration Program | NJSRRE1540407951 | Woodstown | 8098 | 16 | 196.74 | Commercial | No | Behind the Meter | National Energy Partners, LLC | AC Electric | Accepted | 2019-02-28 | 2019-03-01 | 2020-03-01 | Also Energy | LGate 320 | Meters |  |  | 1 |  |  |  |  | Outdoor
Solar Registration Program | NJSRRE1541604346 | Rockaway | 7866 | 3 | 200 | Commercial | No | Behind the Meter | Sunworks | JCP&L | Accepted | 2019-07-05 | 2019-07-09 | 2020-07-09 | Jinko | JKM400M-72HL-V | Solar Panels |  | 0.4 | 500 | Portrait | 2 |  | Fixed | Parking Lot | Parking Canopy
Solar Registration Program | NJSRRE1541604346 | Rockaway | 7866 | 3 | 200 | Commercial | No | Behind the Meter | Sunworks | JCP&L | Accepted | 2019-07-05 | 2019-07-09 | 2020-07-09 | Yaskawa Solectria | PVI 50TL | Inverters | 50000 |  | 3 |  |  | 0.99 |  | Outside | Under canopy on uprights
Solar Registration Program | NJSRRE1543477428 | Rumson | 7760 | 17 | 201.24 | School Public K-12 | Yes | Behind the Meter | Eznergy | JCP&L | Accepted | 2019-12-04 | 2019-12-06 | 2020-12-06 | Hanwha | Hanwha395 | Solar Panels |  | 0.39 | 516 | 170 | 5 |  | Fixed | Roof
Solar Registration Program | NJSRRE1543477428 | Rumson | 7760 | 17 | 201.24 | School Public K-12 | Yes | Behind the Meter | Eznergy | JCP&L | Accepted | 2019-12-04 | 2019-12-06 | 2020-12-06 | Chint | CPS SCA50KTL-DO/US-480 | Inverters | 50 |  | 15 |  |  | 0.98 |  | Outdoor | side of building near meter
Solar Registration Program | NJSRRE1540407976 | Woodstown | 8098 | 16 | 204.82 | Commercial | No | Behind the Meter | National Energy Partners, LLC | AC Electric | Accepted | 2019-02-28 | 2019-03-01 | 2020-03-01 | Jinko Solar | JKM385M-72H-V | Solar Panels |  | 0.385 | 532 | 180 | 5 |  | Fixed | Roof
Solar Registration Program | NJSRRE1540407976 | Woodstown | 8098 | 16 | 204.82 | Commercial | No | Behind the Meter | National Energy Partners, LLC | AC Electric | Accepted | 2019-02-28 | 2019-03-01 | 2020-03-01 | Chint | SCA50KTL-DO/US-480 | Inverters | 50000 |  | 3 |  |  | 0.99 |  | Outside | Roof
Solar Registration Program | NJSRRE1540407976 | Woodstown | 8098 | 16 | 204.82 | Commercial | No | Behind the Meter | National Energy Partners, LLC | AC Electric | Accepted | 2019-02-28 | 2019-03-01 | 2020-03-01 | Also Energy | LGate 320 | Meters |  |  | 1 |  |  |  |  | Outdoor
Solar Registration Program | NJSRRE1539706262 | Bridgewater Twp | 8807 | 5 | 212.04 | Commercial | No | Behind the Meter | EnterSolar | PSE&G | As-Built Incomplete | 2018-10-29 | 2018-10-31 | 2020-04-30 | Hanwha | Q.Peak Duo L-G5.3 | Solar Panels |  | 0.38 | 558 | 192 | 5 |  | Fixed | Roof
Solar Registration Program | NJSRRE1539706262 | Bridgewater Twp | 8807 | 5 | 212.04 | Commercial | No | Behind the Meter | EnterSolar | PSE&G | As-Built Incomplete | 2018-10-29 | 2018-10-31 | 2020-04-30 | Chint Power Systems | SCA60KTL-US | Inverters | 60000 |  | 3 |  |  | 0.985 |  | Outdoor | roof
Solar Registration Program | NJSRRE1540177557 | Ledgewood | 7852 | 3 | 217.13 | Commercial | Yes | Behind the Meter | Vanguard Energy Partners, LLC | JCP&L | Accepted | 2019-01-02 | 2019-01-07 | 2020-01-07 | JA Solar | JAM72SO1-375/PR | Solar Panels |  | 0.375 | 579 | 179 | 5 |  | Fixed | Roof
Solar Registration Program | NJSRRE1540177557 | Ledgewood | 7852 | 3 | 217.13 | Commercial | Yes | Behind the Meter | Vanguard Energy Partners, LLC | JCP&L | Accepted | 2019-01-02 | 2019-01-07 | 2020-01-07 | SolarEdge | SE66.6K | Inverters | 66600 |  | 1 |  |  | 0.985 |  | Outdoor | On roof at array
Solar Registration Program | NJSRRE1540177557 | Ledgewood | 7852 | 3 | 217.13 | Commercial | Yes | Behind the Meter | Vanguard Energy Partners, LLC | JCP&L | Accepted | 2019-01-02 | 2019-01-07 | 2020-01-07 | SolarEgde | SE100K | Inverters | 100000 |  | 1 |  |  | 0.985 |  | Outdoor | On roof at array
Solar Registration Program | NJSRRE1540177471 | Ledgewood | 7852 | 3 | 219.38 | Commercial | No | Behind the Meter | Vanguard Energy Partners, LLC | JCP&L | Accepted | 2019-01-02 | 2019-01-07 | 2020-01-07 | JA Solar | JAM72S01-375/PR | Solar Panels |  | 0.375 | 585 | 179 | 5 |  | Fixed | Roof
Solar Registration Program | NJSRRE1540177471 | Ledgewood | 7852 | 3 | 219.38 | Commercial | No | Behind the Meter | Vanguard Energy Partners, LLC | JCP&L | Accepted | 2019-01-02 | 2019-01-07 | 2020-01-07 | SolarEdge | SE100K | Inverters | 100000 |  | 1 |  |  | 0.985 |  | Outdoor | On roof at array
Solar Registration Program | NJSRRE1540177471 | Ledgewood | 7852 | 3 | 219.38 | Commercial | No | Behind the Meter | Vanguard Energy Partners, LLC | JCP&L | Accepted | 2019-01-02 | 2019-01-07 | 2020-01-07 | SolarEdge | SE66.6K | Inverters | 666000 |  | 1 |  |  | 0.985 |  | Outdoor | On roof at array
Solar Registration Program | NJSRRE1539706333 | Lakewood | 8701 | 18 | 219.76 | Non Profit | Yes | Behind the Meter | Arosa Solar Energy Systems Inc | JCP&L | Accepted | 2018-10-29 | 2018-10-31 | 2020-04-30 | Trina | TSM-PD14 335 | Solar Panels |  | 0.335 | 656 | 280 | 7 |  | Fixed | Roof
Solar Registration Program | NJSRRE1539706333 | Lakewood | 8701 | 18 | 219.76 | Non Profit | Yes | Behind the Meter | Arosa Solar Energy Systems Inc | JCP&L | Accepted | 2018-10-29 | 2018-10-31 | 2020-04-30 | Solar Edge | SE42.3KUS | Inverters | 42.3 |  | 4 |  |  | 0.98 |  | Outside | Roof Top
Solar Registration Program | NJSRRE1540380731 | MILLVILLE | 8332 | 20 | 221.6 | Commercial | No | Behind the Meter | LUCENT ENERGY MANAGEMENT, INC. | AC Electric | Accepted | 2019-03-06 | 2019-03-07 | 2020-03-07 | SUNPOWER | SPR-X22-360W | Solar Panels |  | 0.36 | 216 | 219┬║, 39┬║ | 10 |  | Fixed | Roof
Solar Registration Program | NJSRRE1540380731 | MILLVILLE | 8332 | 20 | 221.6 | Commercial | No | Behind the Meter | LUCENT ENERGY MANAGEMENT, INC. | AC Electric | Accepted | 2019-03-06 | 2019-03-07 | 2020-03-07 | SUNPOWER | SPR-E20-330W | Solar Panels |  | 0.33 | 310 | 73┬║, 253┬║, 163┬║ | 30 |  | Fixed | Roof
Solar Registration Program | NJSRRE1540380731 | MILLVILLE | 8332 | 20 | 221.6 | Commercial | No | Behind the Meter | LUCENT ENERGY MANAGEMENT, INC. | AC Electric | Accepted | 2019-03-06 | 2019-03-07 | 2020-03-07 | SUNPOWER | SPR-X21-335W | Solar Panels |  | 0.335 | 124 | .73┬║ | 30 |  | Fixed | Roof
Solar Registration Program | NJSRRE1540380731 | MILLVILLE | 8332 | 20 | 221.6 | Commercial | No | Behind the Meter | LUCENT ENERGY MANAGEMENT, INC. | AC Electric | Accepted | 2019-03-06 | 2019-03-07 | 2020-03-07 | LOCUS | LGATE320 | Meters |  |  | 1 |  |  |  |  | Outdoor
Solar Registration Program | NJSRRE1540380731 | MILLVILLE | 8332 | 20 | 221.6 | Commercial | No | Behind the Meter | LUCENT ENERGY MANAGEMENT, INC. | AC Electric | Accepted | 2019-03-06 | 2019-03-07 | 2020-03-07 | SOLAREDGE | SE66.6K | Inverters | 66600 |  | 3 |  |  | 0.985 |  | Outdoor | BEHIND BUILDING 1, BACK SIDE OF PROPERTY NEXT TO MAIN C
Solar Registration Program | NJSRRE1542445335 | Kearny | 7032 | 8 | 221.76 | Commercial | No | Behind the Meter | AEPS Electric, LLC | PSE&G | Accepted | 2019-09-27 | 2019-10-02 | 2020-10-02 | Hanwha | Q.Peak Duo L-G5.2 385 | Solar Panels |  | 0.385 | 576 | 204 | 10 |  | Fixed | Roof
Solar Registration Program | NJSRRE1542445335 | Kearny | 7032 | 8 | 221.76 | Commercial | No | Behind the Meter | AEPS Electric, LLC | PSE&G | Accepted | 2019-09-27 | 2019-10-02 | 2020-10-02 | SMA | STP50-US-41 | Inverters | 50000 |  | 4 |  |  | 0.975 |  | Outside | Roof
Solar Registration Program | NJSRRE1543513091 | S Marlton | 8053 | 13 | 222.3 | Commercial | No | Behind the Meter | Arosa Solar Energy Systems Inc | PSE&G | Accepted | 2019-12-12 | 2019-12-17 | 2020-12-17 | HT-SAAE | HT325 | Solar Panels |  | 0.325 | 684 | 180 | 10 |  | Fixed | Parking Lot
Solar Registration Program | NJSRRE1543513091 | S Marlton | 8053 | 13 | 222.3 | Commercial | No | Behind the Meter | Arosa Solar Energy Systems Inc | PSE&G | Accepted | 2019-12-12 | 2019-12-17 | 2020-12-17 | SolarEdge | SE33.3KUS | Inverters | 33.3 |  | 7 |  |  | 0.98 |  | Outdoor | Hanging on CarPort
Solar Registration Program | NJSRRE1542543962 | Hammonton | 8037 | 19 | 223.3 | School Public K-12 | Yes | Behind the Meter | National Energy Partners, LLC | AC Electric | Accepted | 2019-10-16 | 2019-10-17 | 2020-10-17 | Jinko Solar | JKM385M-72L-V | Solar Panels |  | 0.385 | 580 | 180 | 20 |  | Fixed | Ground
Solar Registration Program | NJSRRE1542543962 | Hammonton | 8037 | 19 | 223.3 | School Public K-12 | Yes | Behind the Meter | National Energy Partners, LLC | AC Electric | Accepted | 2019-10-16 | 2019-10-17 | 2020-10-17 | Also Energy | PowerLCS 400 | Meters |  |  | 1 |  |  |  | Yes | Outdoor
Solar Registration Program | NJSRRE1542543962 | Hammonton | 8037 | 19 | 223.3 | School Public K-12 | Yes | Behind the Meter | National Energy Partners, LLC | AC Electric | Accepted | 2019-10-16 | 2019-10-17 | 2020-10-17 | Chint Power Solutions | CPS SCA60KTL-DO/US-480 | Inverters | 60000 |  | 3 |  |  | 0.988 |  | Outside | Outside
Solar Registration Program | NJSRRE1540384126 | Marlton | 8053 | 13 | 224.48 | Commercial | No | Behind the Meter | Dynamic Energy Solutions, LLC | PSE&G | Accepted | 2019-02-22 | 2019-02-25 | 2020-02-25 | JINKO | JINKO 365W | Solar Panels |  | 0.365 | 615 | 151.4 | 10 |  | Fixed | Roof
Solar Registration Program | NJSRRE1540384126 | Marlton | 8053 | 13 | 224.48 | Commercial | No | Behind the Meter | Dynamic Energy Solutions, LLC | PSE&G | Accepted | 2019-02-22 | 2019-02-25 | 2020-02-25 | Chint Power Systems | CPS-SCA36KTL | Inverters | 36000 |  | 13 |  |  | 0.985 |  | Outdoor | N/A
Solar Registration Program | NJSRRE1540271288 | Howell | 7731 | 17 | 225.08 | Commercial | No | Behind the Meter | EVERGREEN ENERGY | JCP&L | Accepted | 2019-01-23 | 2019-02-04 | 2020-02-04 | Hanwha | Q.PEAK L-G4.1 | Solar Panels |  | 0.34 | 662 | 180 | 10 |  | Fixed | Roof
Solar Registration Program | NJSRRE1540271288 | Howell | 7731 | 17 | 225.08 | Commercial | No | Behind the Meter | EVERGREEN ENERGY | JCP&L | Accepted | 2019-01-23 | 2019-02-04 | 2020-02-04 | SolarEdge | SEE100KUS | Inverters | 100000 |  | 2 |  |  | 0.985 |  | Indoor | Near Service Room
Solar Registration Program | NJSRRE1543501724 | Fairfield | 7004 | 9 | 227.52 | Commercial | No | Behind the Meter | Geoscape Solar | PSE&G | Accepted | 2019-12-09 | 2019-12-11 | 2020-12-11 | SUNPOWER | SPR-P19-395-COM | Solar Panels |  | 0.395 | 576 | 162 | 5 |  | Fixed | Roof
Solar Registration Program | NJSRRE1543501724 | Fairfield | 7004 | 9 | 227.52 | Commercial | No | Behind the Meter | Geoscape Solar | PSE&G | Accepted | 2019-12-09 | 2019-12-11 | 2020-12-11 | SOLAREDGE | SE43.2K-US | Inverters | 43200 |  | 4 |  |  | 0.98 |  | Outside | ADJ. TO UTILITY METER
Solar Registration Program | NJSRRE1541871882 | Atco | 8004 | 14 | 230.63 | School Other | Yes | Behind the Meter | National Energy Partners, LLC | AC Electric | Accepted | 2019-08-21 | 2019-08-26 | 2020-08-26 | GCL | GCL-M6/72H (375) | Solar Panels |  | 0.375 | 615 | 198 | 5 |  | Fixed | Roof
Solar Registration Program | NJSRRE1541871882 | Atco | 8004 | 14 | 230.63 | School Other | Yes | Behind the Meter | National Energy Partners, LLC | AC Electric | Accepted | 2019-08-21 | 2019-08-26 | 2020-08-26 | Also Energy | LGate120 | Meters |  |  | 1 |  |  |  |  | Outdoor
Solar Registration Program | NJSRRE1541871882 | Atco | 8004 | 14 | 230.63 | School Other | Yes | Behind the Meter | National Energy Partners, LLC | AC Electric | Accepted | 2019-08-21 | 2019-08-26 | 2020-08-26 | ABB | TRIO-TM-60.0-US-480 | Inverters | 60000 |  | 3 |  |  | 0.98 |  | Outside | Outside
Solar Registration Program | NJSRRE1542443503 | Perth Amboy | 8861 | 11 | 230.63 | School Public K-12 | No | Behind the Meter | Onyx Development Group | PSE&G | Accepted | 2019-09-26 | 2019-09-30 | 2020-09-30 | GLC Saturn Series | M6/72H (375w) | Solar Panels |  | 0.375 | 615 | 219 | 10 |  | Fixed | Roof | outside - rooftop
Solar Registration Program | NJSRRE1542443503 | Perth Amboy | 8861 | 11 | 230.63 | School Public K-12 | No | Behind the Meter | Onyx Development Group | PSE&G | Accepted | 2019-09-26 | 2019-09-30 | 2020-09-30 | Chint | SCA28KTL | Inverters | 0.28 |  | 2 |  |  | 0.98 |  | Outside | Rooftop - outside
Solar Registration Program | NJSRRE1542443503 | Perth Amboy | 8861 | 11 | 230.63 | School Public K-12 | No | Behind the Meter | Onyx Development Group | PSE&G | Accepted | 2019-09-26 | 2019-09-30 | 2020-09-30 | Chint | SCA60ktl | Inverters | 60 |  | 1 |  |  | 0.98 |  | Outside | Rooftop - outside
Solar Registration Program | NJSRRE1542443503 | Perth Amboy | 8861 | 11 | 230.63 | School Public K-12 | No | Behind the Meter | Onyx Development Group | PSE&G | Accepted | 2019-09-26 | 2019-09-30 | 2020-09-30 | Chint | SCA36KTL | Inverters | 36 |  | 2 |  |  | 0.98 |  | Outside | rooftop - outside
Solar Registration Program | NJSRRE1542443503 | Perth Amboy | 8861 | 11 | 230.63 | School Public K-12 | No | Behind the Meter | Onyx Development Group | PSE&G | Accepted | 2019-09-26 | 2019-09-30 | 2020-09-30 | Watts On | Mark II | Meters |  |  | 1 |  |  |  | Yes
Solar Registration Program | NJSRRE1538370964 | Bridgeport | 8014 | 15 | 231.88 | Commercial | No | Behind the Meter | Sunvest Solar,Inc | AC Electric | As-Built Incomplete | 2018-06-12 | 2018-06-14 | 2019-12-14 | Hanwha QCELL | Q.PLUS G4.2 | Solar Panels |  | 0.34 | 682 | 153 | 10 |  | Fixed | Roof
Solar Registration Program | NJSRRE1538370964 | Bridgeport | 8014 | 15 | 231.88 | Commercial | No | Behind the Meter | Sunvest Solar,Inc | AC Electric | As-Built Incomplete | 2018-06-12 | 2018-06-14 | 2019-12-14 | Solar Edge | SE 33.3 US | Inverters | 40 |  | 5 |  |  | 0.985 |  | Indoor | Wall Mounte Inside
Solar Registration Program | NJSRRE1538370964 | Bridgeport | 8014 | 15 | 231.88 | Commercial | No | Behind the Meter | Sunvest Solar,Inc | AC Electric | As-Built Incomplete | 2018-06-12 | 2018-06-14 | 2019-12-14 | tbd | tbd | Meters |  |  | 1 |  |  |  |  | Indoor
Solar Registration Program | NJSRRE1542573010 | West Milford | 7480 | 6 | 234 | School Public K-12 | Yes | Behind the Meter | Eznergy | Orange Rockland Electric | Accepted | 2019-10-21 | 2019-10-23 | 2020-10-23 | Trina | TSM375 | Solar Panels |  | 0.375 | 624 | 220 | 7 |  | Fixed | Parking Lot
Solar Registration Program | NJSRRE1542573010 | West Milford | 7480 | 6 | 234 | School Public K-12 | Yes | Behind the Meter | Eznergy | Orange Rockland Electric | Accepted | 2019-10-21 | 2019-10-23 | 2020-10-23 | Solar Edge | SE14.4KUS | Inverters | 14400 |  | 5 |  |  | 0.98 |  | Outdoor | Side of Building near meter
Solar Registration Program | NJSRRE1541064285 | Plainsboro | 8540 | 12 | 236.98 | Private University | Yes | Behind the Meter | EDF Renewables Distributed Solutions, Inc. | PSE&G | Accepted | 2019-05-31 | 2019-06-05 | 2020-06-05 | Canadian Solar | CS3W-410 | Solar Panels |  | 0.41 | 578 | 195 | 5 |  | Fixed | Roof
Solar Registration Program | NJSRRE1541064285 | Plainsboro | 8540 | 12 | 236.98 | Private University | Yes | Behind the Meter | EDF Renewables Distributed Solutions, Inc. | PSE&G | Accepted | 2019-05-31 | 2019-06-05 | 2020-06-05 | SolarEdge | SE30KUS | Inverters | 30000 |  | 7 |  |  | 0.985 |  | Outside | Roof
Solar Registration Program | NJSRRE1541064285 | Plainsboro | 8540 | 12 | 236.98 | Private University | Yes | Behind the Meter | EDF Renewables Distributed Solutions, Inc. | PSE&G | Accepted | 2019-05-31 | 2019-06-05 | 2020-06-05 | Electro Industries/GaugeTech | Shark200 | Meters |  |  | 1 |  |  |  |  | Indoor
Solar Registration Program | NJSRRE1538428407 | Gibbstown | 8027 | 15 | 240.7 | Commercial | No | Behind the Meter | Ampericon | New Construction | Accepted | 2018-06-20 | 2018-06-22 | 2019-12-22 | Trina | TSM-290DD05A | Solar Panels |  | 0.29 | 415 | 180 | 10 |  | Fixed | Roof
Solar Registration Program | NJSRRE1538428407 | Gibbstown | 8027 | 15 | 240.7 | Commercial | No | Behind the Meter | Ampericon | New Construction | Accepted | 2018-06-20 | 2018-06-22 | 2019-12-22 | Trina | TSM-290DD05A | Solar Panels |  | 0.29 | 415 | 90 | 10 |  | Fixed | Roof
Solar Registration Program | NJSRRE1538428407 | Gibbstown | 8027 | 15 | 240.7 | Commercial | No | Behind the Meter | Ampericon | New Construction | Accepted | 2018-06-20 | 2018-06-22 | 2019-12-22 | EnPhase | M250 | Inverters | 250 |  | 830 |  |  | 0.965 |  | Other | Roof
Solar Registration Program | NJSRRE1543007609 | Marlboro | 7746 | 17 | 242.58 | School Public K-12 | Yes | Behind the Meter | Eznergy | JCP&L | Accepted | 2019-11-05 | 2019-11-08 | 2020-11-08 | URE | 390W D7M390H8A NSP | Solar Panels |  | 0.39 | 622 | 105 | 20 |  | Fixed | Roof
Solar Registration Program | NJSRRE1543007609 | Marlboro | 7746 | 17 | 242.58 | School Public K-12 | Yes | Behind the Meter | Eznergy | JCP&L | Accepted | 2019-11-05 | 2019-11-08 | 2020-11-08 | Solar Edge | SE20KUS | Inverters | 2000 |  | 2 |  |  | 0.98 |  | Outdoor | Side of building near panels
Solar Registration Program | NJSRRE1543007609 | Marlboro | 7746 | 17 | 242.58 | School Public K-12 | Yes | Behind the Meter | Eznergy | JCP&L | Accepted | 2019-11-05 | 2019-11-08 | 2020-11-08 | Solar Edge | SE66.6KUS | Inverters | 66600 |  | 1 |  |  | 0.98 |  | Outdoor | Side of building near meter
Solar Registration Program | NJSRRE1543007609 | Marlboro | 7746 | 17 | 242.58 | School Public K-12 | Yes | Behind the Meter | Eznergy | JCP&L | Accepted | 2019-11-05 | 2019-11-08 | 2020-11-08 | SolarEdge | SE33.3KUS | Inverters | 33300 |  | 3 |  |  | 0.98 |  | Outdoor | Side of building near meter
Solar Registration Program | NJSRRE1541333490 | Millville | 8332 | 20 | 246.24 | Commercial | No | Behind the Meter | Infiniti Energy Services | AC Electric | Accepted | 2019-06-13 | 2019-07-08 | 2020-07-08 | HANWHA | Q.PEAK DUO .2 380 (144 CELL) | Solar Panels |  | 0.38 | 648 | 180 | 25 |  | Fixed | Ground
Solar Registration Program | NJSRRE1541333490 | Millville | 8332 | 20 | 246.24 | Commercial | No | Behind the Meter | Infiniti Energy Services | AC Electric | Accepted | 2019-06-13 | 2019-07-08 | 2020-07-08 | solectria solar | PVI 60TL KUS | Inverters | 60000 |  | 3 |  |  | 0.96 |  | Outdoor | at meter
Solar Registration Program | NJSRRE1539706453 | Little Ferry | 7643 | 7 | 249.75 | Commercial | No | Behind the Meter | Solar Landscape LLC | PSE&G | Accepted | 2018-10-29 | 2018-11-01 | 2020-05-01 | Longi | LR6-72PH-370M | Solar Panels |  | 0.37 | 675 | SW | 5 |  | Fixed | Roof
Solar Registration Program | NJSRRE1539706453 | Little Ferry | 7643 | 7 | 249.75 | Commercial | No | Behind the Meter | Solar Landscape LLC | PSE&G | Accepted | 2018-10-29 | 2018-11-01 | 2020-05-01 | SMA | Sunny Tripower Core1 CEC | Inverters | 50000 |  | 4 |  |  | 0.983 |  | Outdoor | Rooftop
Solar Registration Program | NJSRRE1539706298 | Lakewood | 8701 | 18 | 249.81 | Non Profit | Yes | Behind the Meter | Arosa Solar Energy Systems Inc | JCP&L | Accepted | 2018-10-29 | 2018-10-31 | 2020-04-30 | Trina | TSM-DP14A | Solar Panels |  | 0.33 | 757 | 120 | 10 |  | Fixed | Roof
Solar Registration Program | NJSRRE1539706298 | Lakewood | 8701 | 18 | 249.81 | Non Profit | Yes | Behind the Meter | Arosa Solar Energy Systems Inc | JCP&L | Accepted | 2018-10-29 | 2018-10-31 | 2020-04-30 | SolarEdge | SE33.3K US | Inverters | 33.3 |  | 7 |  |  | 0.98 |  | Outdoor | Roof Top
Solar Registration Program | NJSRRE1540456970 | Lakewood | 8701 | 18 | 249.9 | Commercial | No | Behind the Meter | EVERGREEN ENERGY | JCP&L | Accepted | 2019-03-06 | 2019-03-08 | 2020-03-08 | Hanwha | Q.PEAK L-G4.1 350 (350W) | Solar Panels |  | 0.35 | 714 | 186 | 10 |  | Fixed | Roof
Solar Registration Program | NJSRRE1540456970 | Lakewood | 8701 | 18 | 249.9 | Commercial | No | Behind the Meter | EVERGREEN ENERGY | JCP&L | Accepted | 2019-03-06 | 2019-03-08 | 2020-03-08 | SolarEdge | SE33.3KUS | Inverters | 33300 |  | 6 |  |  | 0.98 |  | Outside | Near Service Area
Solar Registration Program | NJSRRE1540300426 | Stratford | 8084 | 14 | 250.5 | Commercial | No | Behind the Meter | HESP Construction LLC | AC Electric | Accepted | 2019-01-30 | 2019-02-04 | 2020-02-04 | Trina Solar | TSM-DE14A(II) PERC MONO 375 (375W) | Solar Panels |  | 0.375 | 206 | 91 | 20 |  | Fixed | Roof
Solar Registration Program | NJSRRE1540300426 | Stratford | 8084 | 14 | 250.5 | Commercial | No | Behind the Meter | HESP Construction LLC | AC Electric | Accepted | 2019-01-30 | 2019-02-04 | 2020-02-04 | Trina Solar | TSM-DE14A(II) PERC MONO 375 (375W) | Solar Panels |  | 0.375 | 167 | 180 | 20 |  | Fixed | Roof
Solar Registration Program | NJSRRE1540300426 | Stratford | 8084 | 14 | 250.5 | Commercial | No | Behind the Meter | HESP Construction LLC | AC Electric | Accepted | 2019-01-30 | 2019-02-04 | 2020-02-04 | Trina Solar | TSM-DE14A(II) PERC MONO 375 (375W) | Solar Panels |  | 0.375 | 126 | 181 | 7 |  | Fixed | Roof
Solar Registration Program | NJSRRE1540300426 | Stratford | 8084 | 14 | 250.5 | Commercial | No | Behind the Meter | HESP Construction LLC | AC Electric | Accepted | 2019-01-30 | 2019-02-04 | 2020-02-04 | Trina Solar | TSM-DE14A(II) PERC MONO 375 (375W) | Solar Panels |  | 0.375 | 169 | 271 | 20 |  | Fixed | Roof
Solar Registration Program | NJSRRE1540300426 | Stratford | 8084 | 14 | 250.5 | Commercial | No | Behind the Meter | HESP Construction LLC | AC Electric | Accepted | 2019-01-30 | 2019-02-04 | 2020-02-04 | Solectria | PVI 23TL | Inverters | 69000 |  | 3 |  |  | 0.986 |  | Outdoor | near arrays
Solar Registration Program | NJSRRE1540300426 | Stratford | 8084 | 14 | 250.5 | Commercial | No | Behind the Meter | HESP Construction LLC | AC Electric | Accepted | 2019-01-30 | 2019-02-04 | 2020-02-04 | Solectria | PVI 28TL | Inverters | 28000 |  | 1 |  |  | 0.986 |  | Outdoor | near arrays
Solar Registration Program | NJSRRE1540300426 | Stratford | 8084 | 14 | 250.5 | Commercial | No | Behind the Meter | HESP Construction LLC | AC Electric | Accepted | 2019-01-30 | 2019-02-04 | 2020-02-04 | Solectria | PVI 36TL | Inverters | 36000 |  | 1 |  |  | 0.985 |  | Outdoor | near arrays
Solar Registration Program | NJSRRE1540300426 | Stratford | 8084 | 14 | 250.5 | Commercial | No | Behind the Meter | HESP Construction LLC | AC Electric | Accepted | 2019-01-30 | 2019-02-04 | 2020-02-04 | Solectria | PVI 14TL | Inverters | 70000 |  | 5 |  |  | 0.966 |  | Outdoor | near arrays
Solar Registration Program | NJSRRE1543451731 | Lake Hopatcong | 7849 | 3 | 250.8 | Commercial | No | Behind the Meter | Silver Lining Solar | JCP&L | Accepted | 2019-11-27 | 2019-12-03 | 2020-12-03 | Panasonic | N330 | Solar Panels |  | 0.33 | 760 | 208 | 5 |  | Fixed | Parking Lot
Solar Registration Program | NJSRRE1543451731 | Lake Hopatcong | 7849 | 3 | 250.8 | Commercial | No | Behind the Meter | Silver Lining Solar | JCP&L | Accepted | 2019-11-27 | 2019-12-03 | 2020-12-03 | Hi-Q Solar | TS208-5k75 | Inverters | 5750 |  | 32 |  |  | 0.98 |  | Outside | beneath solar panels in carport
Solar Registration Program | NJSRRE1543451731 | Lake Hopatcong | 7849 | 3 | 250.8 | Commercial | No | Behind the Meter | Silver Lining Solar | JCP&L | Accepted | 2019-11-27 | 2019-12-03 | 2020-12-03 | AlsoEnergy | L | Meters | 400 |  | 1 |  |  |  | Yes | Indoor
Solar Registration Program | NJSRRE1541064320 | Princeton | 8544 | 12 | 250.92 | Private University | Yes | Behind the Meter | EDF Renewables Distributed Solutions, Inc. | PSE&G | Accepted | 2019-05-31 | 2019-06-18 | 2020-06-18 | Canadian Solar | CS3W-410 | Solar Panels |  | 0.41 | 612 | 160 | 5 |  | Fixed | Roof
Solar Registration Program | NJSRRE1541064320 | Princeton | 8544 | 12 | 250.92 | Private University | Yes | Behind the Meter | EDF Renewables Distributed Solutions, Inc. | PSE&G | Accepted | 2019-05-31 | 2019-06-18 | 2020-06-18 | SolarEdge | SE14.4KUS | Inverters | 14400 |  | 13 |  |  | 0.97 |  | Outside | String Inverters
Solar Registration Program | NJSRRE1541064320 | Princeton | 8544 | 12 | 250.92 | Private University | Yes | Behind the Meter | EDF Renewables Distributed Solutions, Inc. | PSE&G | Accepted | 2019-05-31 | 2019-06-18 | 2020-06-18 | Electro Industries/GaugeTech | Shark200 | Meters |  |  | 1 |  |  |  |  | Indoor
Solar Registration Program | NJSRRE1540244092 | Weehawken | 7086 | 8 | 251.22 | Commercial | No | Behind the Meter | Solar Energy Systems, LLC. | PSE&G | Accepted | 2019-01-16 | 2019-01-18 | 2020-01-18 | Hanwha Q Cells | Q.PEAK DUO L-G5.2 395 | Solar Panels |  | 0.395 | 636 | 218 | 10 |  | Fixed | Roof
Solar Registration Program | NJSRRE1540244092 | Weehawken | 7086 | 8 | 251.22 | Commercial | No | Behind the Meter | Solar Energy Systems, LLC. | PSE&G | Accepted | 2019-01-16 | 2019-01-18 | 2020-01-18 | Solectria | PVI 36TL | Inverters | 36000 |  | 2 |  |  | 0.985 |  | Outdoor | Roof
Solar Registration Program | NJSRRE1540244092 | Weehawken | 7086 | 8 | 251.22 | Commercial | No | Behind the Meter | Solar Energy Systems, LLC. | PSE&G | Accepted | 2019-01-16 | 2019-01-18 | 2020-01-18 | Solectria | PVI 60TL | Inverters | 60000 |  | 2 |  |  | 0.99 |  | Outdoor | Roof
Solar Registration Program | NJSRRE1541862345 | Egg Harbor Township | 8234 | 19 | 252.12 | Commercial | No | Behind the Meter | TerraSol Energies, Inc. | AC Electric | Accepted | 2019-08-20 | 2019-08-26 | 2020-08-26 | SunPower Corporation | E20-330W COM | Solar Panels |  | 0.33 | 764 | 75 | 10 |  | Fixed | Roof
Solar Registration Program | NJSRRE1541862345 | Egg Harbor Township | 8234 | 19 | 252.12 | Commercial | No | Behind the Meter | TerraSol Energies, Inc. | AC Electric | Accepted | 2019-08-20 | 2019-08-26 | 2020-08-26 | DELTA | M42U | Inverters | 46000 |  | 2 |  |  | 0.986 |  | Outdoor | Ballasted on the flat roof, next to the solar modules
Solar Registration Program | NJSRRE1541862345 | Egg Harbor Township | 8234 | 19 | 252.12 | Commercial | No | Behind the Meter | TerraSol Energies, Inc. | AC Electric | Accepted | 2019-08-20 | 2019-08-26 | 2020-08-26 | DELTA | M80U | Inverters | 83000 |  | 1 |  |  | 0.988 |  | Outdoor | Ballasted on the flat roof, next to the solar modules
Solar Registration Program | NJSRRE1541862345 | Egg Harbor Township | 8234 | 19 | 252.12 | Commercial | No | Behind the Meter | TerraSol Energies, Inc. | AC Electric | Accepted | 2019-08-20 | 2019-08-26 | 2020-08-26 | DELTA | M36U | Inverters | 39600 |  | 1 |  |  | 0.986 |  | Outdoor | Ballasted on the flat roof, next to the solar modules
Solar Registration Program | NJSRRE1541862345 | Egg Harbor Township | 8234 | 19 | 252.12 | Commercial | No | Behind the Meter | TerraSol Energies, Inc. | AC Electric | Accepted | 2019-08-20 | 2019-08-26 | 2020-08-26 | SolarLog | 400s | Meters |  |  | 1 |  |  |  |  | Outdoor
Solar Registration Program | NJSRRE1543019874 | Morganville | 7751 | 17 | 259.74 | School Public K-12 | Yes | Behind the Meter | Eznergy | JCP&L | Accepted | 2019-11-05 | 2019-11-08 | 2020-11-08 | URE | 390W D7M390H8A | Solar Panels |  | 0.39 | 666 | 188 | 5 |  | Fixed | Roof
Solar Registration Program | NJSRRE1543019874 | Morganville | 7751 | 17 | 259.74 | School Public K-12 | Yes | Behind the Meter | Eznergy | JCP&L | Accepted | 2019-11-05 | 2019-11-08 | 2020-11-08 | Solaredge | SE100KUS | Inverters | 100000 |  | 2 |  |  | 0.98 |  | Outdoor | Side of building near Meter
Solar Registration Program | NJSRRE1540378653 | Marlton | 8053 | 13 | 260.98 | Commercial | No | Behind the Meter | Dynamic Energy Solutions, LLC | PSE&G | Accepted | 2019-02-22 | 2019-02-22 | 2020-02-22 | JINKO | JINKO 365W | Solar Panels |  | 0.365 | 715 | 151.4 | 10 |  | Fixed | Roof
Solar Registration Program | NJSRRE1540378653 | Marlton | 8053 | 13 | 260.98 | Commercial | No | Behind the Meter | Dynamic Energy Solutions, LLC | PSE&G | Accepted | 2019-02-22 | 2019-02-22 | 2020-02-22 | Chint Power Systems | CPS-SCA36KTL | Inverters | 36000 |  | 35 |  |  | 0.985 |  | Outside | N/A
Solar Registration Program | NJSRRE1540892684 | RANDOLPH | 7869 | 3 | 263.18 | Commercial | No | Behind the Meter | SEA BRIGHT SOLAR, LLC | JCP&L | Accepted | 2019-04-24 | 2019-05-01 | 2020-05-01 | SUNPOWER | SPR-E20-435-COM | Solar Panels |  | 0.435 | 605 | 202 | 3 |  | Fixed | Roof | SW
Solar Registration Program | NJSRRE1540892684 | RANDOLPH | 7869 | 3 | 263.18 | Commercial | No | Behind the Meter | SEA BRIGHT SOLAR, LLC | JCP&L | Accepted | 2019-04-24 | 2019-05-01 | 2020-05-01 | DELTA | M80U | Inverters | 80000 |  | 3 |  |  | 0.98 |  | Indoor | ELECTRICAL ROOM
Solar Registration Program | NJSRRE1539685045 | WESTVILLE | 8093 | 15 | 268.2 | Commercial | Yes | Behind the Meter | SEA BRIGHT SOLAR, LLC | New Construction | Accepted | 2018-10-26 | 2018-10-30 | 2020-04-30 | SUNPOWER | SPR-X22-360 | Solar Panels |  | 0.36 | 196 | 211 | 5 |  | Fixed | Ground | CARPORT
Solar Registration Program | NJSRRE1539685045 | WESTVILLE | 8093 | 15 | 268.2 | Commercial | Yes | Behind the Meter | SEA BRIGHT SOLAR, LLC | New Construction | Accepted | 2018-10-26 | 2018-10-30 | 2020-04-30 | SUNPOWER | SPR-X22-360 | Solar Panels |  | 0.36 | 91 | 211 | 5 |  | Fixed | Ground | CARPORT
Solar Registration Program | NJSRRE1539685045 | WESTVILLE | 8093 | 15 | 268.2 | Commercial | Yes | Behind the Meter | SEA BRIGHT SOLAR, LLC | New Construction | Accepted | 2018-10-26 | 2018-10-30 | 2020-04-30 | SUNPOWER | SPR-X22-360 | Solar Panels |  | 0.36 | 108 | 121 | 5 |  | Fixed | Ground | CARPORT
Solar Registration Program | NJSRRE1539685045 | WESTVILLE | 8093 | 15 | 268.2 | Commercial | Yes | Behind the Meter | SEA BRIGHT SOLAR, LLC | New Construction | Accepted | 2018-10-26 | 2018-10-30 | 2020-04-30 | SUNPOWER | SPR-X22-360 | Solar Panels |  | 0.36 | 175 | 121 | 10 |  | Fixed | Roof
Solar Registration Program | NJSRRE1539685045 | WESTVILLE | 8093 | 15 | 268.2 | Commercial | Yes | Behind the Meter | SEA BRIGHT SOLAR, LLC | New Construction | Accepted | 2018-10-26 | 2018-10-30 | 2020-04-30 | SUNPOWER | SPR-X22-360 | Solar Panels |  | 0.36 | 175 | 301 | 10 |  | Fixed | Roof
Solar Registration Program | NJSRRE1539685045 | WESTVILLE | 8093 | 15 | 268.2 | Commercial | Yes | Behind the Meter | SEA BRIGHT SOLAR, LLC | New Construction | Accepted | 2018-10-26 | 2018-10-30 | 2020-04-30 | DELTA | M80U_121 | Inverters | 80000 |  | 1 |  |  | 0.98 |  | Indoor | ELECTRICAL ROOM
Solar Registration Program | NJSRRE1539685045 | WESTVILLE | 8093 | 15 | 268.2 | Commercial | Yes | Behind the Meter | SEA BRIGHT SOLAR, LLC | New Construction | Accepted | 2018-10-26 | 2018-10-30 | 2020-04-30 | DELTA | M36U_122 | Inverters | 36000 |  | 1 |  |  | 0.98 |  | Indoor | ELECTRICAL ROOM
Solar Registration Program | NJSRRE1539685045 | WESTVILLE | 8093 | 15 | 268.2 | Commercial | Yes | Behind the Meter | SEA BRIGHT SOLAR, LLC | New Construction | Accepted | 2018-10-26 | 2018-10-30 | 2020-04-30 | DELTA | M42U_122 | Inverters | 42000 |  | 3 |  |  | 0.98 |  | Indoor | ELECTRICAL ROOM
Solar Registration Program | NJSRRE1539677823 | Atlantic city | 8401 | 19 | 275.88 | Commercial | Yes | Behind the Meter | Performance Solar , LLC | AC Electric | Accepted | 2018-10-25 | 2018-10-29 | 2020-04-29 | JA Solar | JAP72S01-330/SC 330W | Solar Panels |  | 0.33 | 836 | 160 | 10 |  | Fixed | Roof
Solar Registration Program | NJSRRE1539677823 | Atlantic city | 8401 | 19 | 275.88 | Commercial | Yes | Behind the Meter | Performance Solar , LLC | AC Electric | Accepted | 2018-10-25 | 2018-10-29 | 2020-04-29 | Yaskawa-Solectria | SRV-MET-CT-1600A | Meters |  |  | 1 |  |  |  |  | Outdoor
Solar Registration Program | NJSRRE1539677823 | Atlantic city | 8401 | 19 | 275.88 | Commercial | Yes | Behind the Meter | Performance Solar , LLC | AC Electric | Accepted | 2018-10-25 | 2018-10-29 | 2020-04-29 | Solaectria | PV136TL | Inverters | 0.03 |  | 5 |  |  | 1 |  | Outdoor | Outside by Panel
Solar Registration Program | NJSRRE1539705637 | Atlantic city | 8401 | 19 | 275.88 | Commercial | Yes | Behind the Meter | Performance Solar , LLC | AC Electric | Accepted | 2018-10-29 | 2018-10-30 | 2020-04-30 | JA Solar | JA 330 | Solar Panels |  | 0.33 | 836 | 170 | 10 |  | Fixed | Roof
Solar Registration Program | NJSRRE1539705637 | Atlantic city | 8401 | 19 | 275.88 | Commercial | Yes | Behind the Meter | Performance Solar , LLC | AC Electric | Accepted | 2018-10-29 | 2018-10-30 | 2020-04-30 | Solectria | PV136TL5 | Inverters | 280 |  | 2 |  |  | 0.97 |  | Outdoor | Rooftop
Solar Registration Program | NJSRRE1539705637 | Atlantic city | 8401 | 19 | 275.88 | Commercial | Yes | Behind the Meter | Performance Solar , LLC | AC Electric | Accepted | 2018-10-29 | 2018-10-30 | 2020-04-30 | Soletria | Solrenview | Meters |  |  | 1 |  |  |  |  | Outdoor
Solar Registration Program | NJSRRE1540287589 | Mays Landing | 8330 | 19 | 277.2 | School Public K-12 | Yes | Behind the Meter | Pfister Energy, Inc. | AC Electric | Accepted | 2019-01-25 | 2019-02-19 | 2020-02-19 | Hanwha | HANWHA Q CELLS Q.PEAK DUO L-G5.2 385W | Solar Panels |  | 0.385 | 720 | Horizontal | 5 |  | Fixed | Roof
Solar Registration Program | NJSRRE1540287589 | Mays Landing | 8330 | 19 | 277.2 | School Public K-12 | Yes | Behind the Meter | Pfister Energy, Inc. | AC Electric | Accepted | 2019-01-25 | 2019-02-19 | 2020-02-19 | Chint | Chint CPS SCA60KTL-DO/US-480 | Inverters | 60000 |  | 4 |  |  | 0.988 |  | Outdoor | N/A
Solar Registration Program | NJSRRE1539954683 | Caldwell | 7006 | 9 | 280.69 | School Public K-12 | Yes | Behind the Meter | HESP Construction, LLC | PSE&G | Accepted | 2018-12-11 | 2018-12-14 | 2020-06-14 | Trina Solar | TSM-DE14A(11) | Solar Panels |  | 0.365 | 769 | 213 | 7 |  | Fixed | Roof
Solar Registration Program | NJSRRE1539954683 | Caldwell | 7006 | 9 | 280.69 | School Public K-12 | Yes | Behind the Meter | HESP Construction, LLC | PSE&G | Accepted | 2018-12-11 | 2018-12-14 | 2020-06-14 | Solectria | PVI 50TL | Inverters | 50000 |  | 2 |  |  | 0.99 |  | Outdoor | near arrays
Solar Registration Program | NJSRRE1539954683 | Caldwell | 7006 | 9 | 280.69 | School Public K-12 | Yes | Behind the Meter | HESP Construction, LLC | PSE&G | Accepted | 2018-12-11 | 2018-12-14 | 2020-06-14 | Solectria | PVI 28TL | Inverters | 28000 |  | 1 |  |  | 0.986 |  | Outdoor | near arrays
Solar Registration Program | NJSRRE1539954683 | Caldwell | 7006 | 9 | 280.69 | School Public K-12 | Yes | Behind the Meter | HESP Construction, LLC | PSE&G | Accepted | 2018-12-11 | 2018-12-14 | 2020-06-14 | Solectria | PVI 60TL | Inverters | 60000 |  | 1 |  |  | 0.99 |  | Outdoor | near arrays
Solar Registration Program | NJSRRE1539954683 | Caldwell | 7006 | 9 | 280.69 | School Public K-12 | Yes | Behind the Meter | HESP Construction, LLC | PSE&G | Accepted | 2018-12-11 | 2018-12-14 | 2020-06-14 | Solectria | PVI 36TL | Inverters | 36000 |  | 1 |  |  | 0.985 |  | Outdoor | near arrays
Solar Registration Program | NJSRRE1540829704 | Somerdale | 8083 | 14 | 281.94 | School Public K-12 | Yes | Behind the Meter | HESP Construction, LLC | PSE&G | Accepted | 2019-04-10 | 2019-04-15 | 2020-04-15 | Trina | TSM-DE14A(II) STD MONO 370 | Solar Panels |  | 0.37 | 762 | 153 | 7 |  | Fixed | Parking Lot
Solar Registration Program | NJSRRE1540829704 | Somerdale | 8083 | 14 | 281.94 | School Public K-12 | Yes | Behind the Meter | HESP Construction, LLC | PSE&G | Accepted | 2019-04-10 | 2019-04-15 | 2020-04-15 | Solectria | PVI 60TL | Inverters | 240000 |  | 4 |  |  | 0.99 |  | Outdoor | near arrays
Solar Registration Program | NJSRRE1543477478 | Rumson | 7760 | 17 | 284.7 | School Public K-12 | Yes | Behind the Meter | Eznergy | JCP&L | Accepted | 2019-12-04 | 2019-12-06 | 2020-12-06 | Hanwha | Hanwha390 | Solar Panels |  | 0.39 | 730 | 170 | 5 |  | Fixed | Roof
Solar Registration Program | NJSRRE1543477478 | Rumson | 7760 | 17 | 284.7 | School Public K-12 | Yes | Behind the Meter | Eznergy | JCP&L | Accepted | 2019-12-04 | 2019-12-06 | 2020-12-06 | Chint | CPS SCA50KTL-DO/US-480 | Inverters | 50000 |  | 10 |  |  | 0.98 |  | Outdoor | side of building near meter
Solar Registration Program | NJSRRE1540369868 | Old Bridge | 8859 | 11 | 285.07 | Commercial | No | Behind the Meter | Dynamic Energy Solutions, LLC | JCP&L | Accepted | 2019-02-22 | 2019-02-25 | 2020-02-25 | JINKO | JINKO 365W | Solar Panels |  | 0.365 | 781 | 147.48 | 10 |  | Fixed | Roof
Solar Registration Program | NJSRRE1540369868 | Old Bridge | 8859 | 11 | 285.07 | Commercial | No | Behind the Meter | Dynamic Energy Solutions, LLC | JCP&L | Accepted | 2019-02-22 | 2019-02-25 | 2020-02-25 | Chint Power Systems | CPS-SCA36KTL | Inverters | 36000 |  | 10 |  |  | 0.985 |  | Outdoor | N/A
Solar Registration Program | NJSRRE1540369535 | Lakewood | 8701 | 18 | 285.12 | Commercial | Yes | Behind the Meter | Advanced Solar Products, Inc. | JCP&L | Accepted | 2019-02-15 | 2019-02-19 | 2020-02-19 | Heliene | 360W | Solar Panels |  | 0.36 | 792 | 187 | 5 |  | Fixed | Roof
Solar Registration Program | NJSRRE1540369535 | Lakewood | 8701 | 18 | 285.12 | Commercial | Yes | Behind the Meter | Advanced Solar Products, Inc. | JCP&L | Accepted | 2019-02-15 | 2019-02-19 | 2020-02-19 | Solar Edge | SE33.3kus | Inverters | 33300 |  | 8 |  |  | 0.98 |  | Outdoor | roof
Solar Registration Program | NJSRRE1543446567 | Spring Lakes Heights | 7762 | 17 | 286.01 | School Public K-12 | No | Behind the Meter | Energy Independent Solutions, LLC | JCP&L | Accepted | 2019-11-26 | 2019-12-02 | 2020-12-02 | CSUN | CSUN370-72MH | Solar Panels |  | 0.37 | 773 | 165 | 5 |  | Fixed | Roof
Solar Registration Program | NJSRRE1543446567 | Spring Lakes Heights | 7762 | 17 | 286.01 | School Public K-12 | No | Behind the Meter | Energy Independent Solutions, LLC | JCP&L | Accepted | 2019-11-26 | 2019-12-02 | 2020-12-02 | CSUN | CSUN370-72MH | Solar Panels |  | 0.37 | 773 | 165 | 5 |  | Fixed | Roof
Solar Registration Program | NJSRRE1543446567 | Spring Lakes Heights | 7762 | 17 | 286.01 | School Public K-12 | No | Behind the Meter | Energy Independent Solutions, LLC | JCP&L | Accepted | 2019-11-26 | 2019-12-02 | 2020-12-02 | CSUN | CSUN370-72MH | Solar Panels |  | 0.37 | 773 | 165 | 5 |  | Fixed | Roof
Solar Registration Program | NJSRRE1543446567 | Spring Lakes Heights | 7762 | 17 | 286.01 | School Public K-12 | No | Behind the Meter | Energy Independent Solutions, LLC | JCP&L | Accepted | 2019-11-26 | 2019-12-02 | 2020-12-02 | CSUN | CSUN370-72MH | Solar Panels |  | 0.37 | 773 | 165 | 5 |  | Fixed | Roof
Solar Registration Program | NJSRRE1543446567 | Spring Lakes Heights | 7762 | 17 | 286.01 | School Public K-12 | No | Behind the Meter | Energy Independent Solutions, LLC | JCP&L | Accepted | 2019-11-26 | 2019-12-02 | 2020-12-02 | SolarEdge | SE100kUS | Inverters | 100000 |  | 2 |  |  | 0.983 |  | Outdoor | In fenced mechanical yard
Solar Registration Program | NJSRRE1543446567 | Spring Lakes Heights | 7762 | 17 | 286.01 | School Public K-12 | No | Behind the Meter | Energy Independent Solutions, LLC | JCP&L | Accepted | 2019-11-26 | 2019-12-02 | 2020-12-02 | SolarEdge | SE100kUS | Inverters | 100000 |  | 2 |  |  | 0.983 |  | Outdoor | In fenced mechanical yard
Solar Registration Program | NJSRRE1543446567 | Spring Lakes Heights | 7762 | 17 | 286.01 | School Public K-12 | No | Behind the Meter | Energy Independent Solutions, LLC | JCP&L | Accepted | 2019-11-26 | 2019-12-02 | 2020-12-02 | SolarEdge | SE100kUS | Inverters | 100000 |  | 2 |  |  | 0.983 |  | Outdoor | In fenced mechanical yard
Solar Registration Program | NJSRRE1543446567 | Spring Lakes Heights | 7762 | 17 | 286.01 | School Public K-12 | No | Behind the Meter | Energy Independent Solutions, LLC | JCP&L | Accepted | 2019-11-26 | 2019-12-02 | 2020-12-02 | SolarEdge | SE100kUS | Inverters | 100000 |  | 2 |  |  | 0.983 |  | Outdoor | In fenced mechanical yard
Solar Registration Program | NJSRRE1543446567 | Spring Lakes Heights | 7762 | 17 | 286.01 | School Public K-12 | No | Behind the Meter | Energy Independent Solutions, LLC | JCP&L | Accepted | 2019-11-26 | 2019-12-02 | 2020-12-02 | SolarEdge | SE33.3KUS | Inverters | 33300 |  | 1 |  |  | 0.983 |  | Outdoor | In fenced mechanical yard
Solar Registration Program | NJSRRE1543446567 | Spring Lakes Heights | 7762 | 17 | 286.01 | School Public K-12 | No | Behind the Meter | Energy Independent Solutions, LLC | JCP&L | Accepted | 2019-11-26 | 2019-12-02 | 2020-12-02 | SolarEdge | SE33.3KUS | Inverters | 33300 |  | 1 |  |  | 0.983 |  | Outdoor | In fenced mechanical yard
Solar Registration Program | NJSRRE1543446567 | Spring Lakes Heights | 7762 | 17 | 286.01 | School Public K-12 | No | Behind the Meter | Energy Independent Solutions, LLC | JCP&L | Accepted | 2019-11-26 | 2019-12-02 | 2020-12-02 | SolarEdge | SE33.3KUS | Inverters | 33300 |  | 1 |  |  | 0.983 |  | Outdoor | In fenced mechanical yard
Solar Registration Program | NJSRRE1543446567 | Spring Lakes Heights | 7762 | 17 | 286.01 | School Public K-12 | No | Behind the Meter | Energy Independent Solutions, LLC | JCP&L | Accepted | 2019-11-26 | 2019-12-02 | 2020-12-02 | SolarEdge | SE33.3KUS | Inverters | 33300 |  | 1 |  |  | 0.983 |  | Outdoor | In fenced mechanical yard
Solar Registration Program | NJSRRE1539960264 | Tinton Falls | 7724 | 17 | 286.44 | School Public K-12 | Yes | Behind the Meter | Vanguard Energy Partners, LLC | JCP&L | Accepted | 2018-12-12 | 2018-12-17 | 2020-06-17 | Trina | TSM-DE14H(II)-385 | Solar Panels |  | 0.385 | 744 | 146 | 5 |  | Fixed | Roof
Solar Registration Program | NJSRRE1539960264 | Tinton Falls | 7724 | 17 | 286.44 | School Public K-12 | Yes | Behind the Meter | Vanguard Energy Partners, LLC | JCP&L | Accepted | 2018-12-12 | 2018-12-17 | 2020-06-17 | HiQ | TS480-8K | Inverters | 8000 |  | 28 |  |  | 0.98 |  | Outdoor | At sub arrays
Solar Registration Program | NJSRRE1543417453 | Manahawkin | 8050 | 18 | 287.64 | Non Profit | No | Behind the Meter | Energy Solutions Electrical Contractor | AC Electric | Accepted | 2019-11-18 | 2019-11-21 | 2020-11-21 | Hyundai | HIS-360RI | Solar Panels |  | 0.36 | 799 | 214 | 10 |  | Fixed | Roof
Solar Registration Program | NJSRRE1543417453 | Manahawkin | 8050 | 18 | 287.64 | Non Profit | No | Behind the Meter | Energy Solutions Electrical Contractor | AC Electric | Accepted | 2019-11-18 | 2019-11-21 | 2020-11-21 | SMA | STP15000TL | Inverters | 15000 |  | 2 |  |  | 0.98 |  | Outside | Roof
Solar Registration Program | NJSRRE1543417453 | Manahawkin | 8050 | 18 | 287.64 | Non Profit | No | Behind the Meter | Energy Solutions Electrical Contractor | AC Electric | Accepted | 2019-11-18 | 2019-11-21 | 2020-11-21 | SMA | STP20000TL | Inverters | 20000 |  | 3 |  |  | 0.98 |  | Outside | Roof
Solar Registration Program | NJSRRE1543417453 | Manahawkin | 8050 | 18 | 287.64 | Non Profit | No | Behind the Meter | Energy Solutions Electrical Contractor | AC Electric | Accepted | 2019-11-18 | 2019-11-21 | 2020-11-21 | SMA | STP24000TL | Inverters | 24000 |  | 3 |  |  | 0.98 |  | Outside | Roof
Solar Registration Program | NJSRRE1543417453 | Manahawkin | 8050 | 18 | 287.64 | Non Profit | No | Behind the Meter | Energy Solutions Electrical Contractor | AC Electric | Accepted | 2019-11-18 | 2019-11-21 | 2020-11-21 | SMA | STP30000TL | Inverters | 30000 |  | 3 |  |  | 0.98 |  | Outside | Roof
Solar Registration Program | NJSRRE1543417453 | Manahawkin | 8050 | 18 | 287.64 | Non Profit | No | Behind the Meter | Energy Solutions Electrical Contractor | AC Electric | Accepted | 2019-11-18 | 2019-11-21 | 2020-11-21 | Elkor | Mark II | Meters |  |  | 1 |  |  |  | Yes | Outdoor
Solar Registration Program | NJSRRE1538296214 | Newark | 7102 | 9 | 289.6 | School Public K-12 | No | Behind the Meter | Eznergy | PSE&G | Accepted | 2018-05-31 | 2018-06-05 | 2020-04-05 | Trina | TSM 320 | Solar Panels |  | 0.32 | 145 | 197 | 20 |  | Fixed | Roof
Solar Registration Program | NJSRRE1538296214 | Newark | 7102 | 9 | 289.6 | School Public K-12 | No | Behind the Meter | Eznergy | PSE&G | Accepted | 2018-05-31 | 2018-06-05 | 2020-04-05 | Trina | TSM 320 | Solar Panels |  | 0.32 | 98 | 107 | 20 |  | Fixed | Roof
Solar Registration Program | NJSRRE1538296214 | Newark | 7102 | 9 | 289.6 | School Public K-12 | No | Behind the Meter | Eznergy | PSE&G | Accepted | 2018-05-31 | 2018-06-05 | 2020-04-05 | Trina | TSM 320 | Solar Panels |  | 0.32 | 84 | 286 | 20 |  | Fixed | Roof
Solar Registration Program | NJSRRE1538296214 | Newark | 7102 | 9 | 289.6 | School Public K-12 | No | Behind the Meter | Eznergy | PSE&G | Accepted | 2018-05-31 | 2018-06-05 | 2020-04-05 | Trina | TSM 320 | Solar Panels |  | 0.32 | 34 | 107 | 20 |  | Fixed | Roof
Solar Registration Program | NJSRRE1538296214 | Newark | 7102 | 9 | 289.6 | School Public K-12 | No | Behind the Meter | Eznergy | PSE&G | Accepted | 2018-05-31 | 2018-06-05 | 2020-04-05 | Trina | TSM 320 | Solar Panels |  | 0.32 | 34 | 107 | 20 |  | Fixed | Roof
Solar Registration Program | NJSRRE1538296214 | Newark | 7102 | 9 | 289.6 | School Public K-12 | No | Behind the Meter | Eznergy | PSE&G | Accepted | 2018-05-31 | 2018-06-05 | 2020-04-05 | Trina | TSM 320 | Solar Panels |  | 0.32 | 189 | 197 | 4 |  | Fixed | Roof
Solar Registration Program | NJSRRE1538296214 | Newark | 7102 | 9 | 289.6 | School Public K-12 | No | Behind the Meter | Eznergy | PSE&G | Accepted | 2018-05-31 | 2018-06-05 | 2020-04-05 | Trina | TSM 320 | Solar Panels |  | 0.32 | 101 | 197 | 4 |  | Fixed | Roof
Solar Registration Program | NJSRRE1538296214 | Newark | 7102 | 9 | 289.6 | School Public K-12 | No | Behind the Meter | Eznergy | PSE&G | Accepted | 2018-05-31 | 2018-06-05 | 2020-04-05 | Trina | TSM 320 | Solar Panels |  | 0.32 | 168 | 197 | 4 |  | Fixed | Roof
Solar Registration Program | NJSRRE1538296214 | Newark | 7102 | 9 | 289.6 | School Public K-12 | No | Behind the Meter | Eznergy | PSE&G | Accepted | 2018-05-31 | 2018-06-05 | 2020-04-05 | Trina | TSM 320 | Solar Panels |  | 0.32 | 37 | 197 | 4 |  | Fixed | Roof
Solar Registration Program | NJSRRE1538296214 | Newark | 7102 | 9 | 289.6 | School Public K-12 | No | Behind the Meter | Eznergy | PSE&G | Accepted | 2018-05-31 | 2018-06-05 | 2020-04-05 | Trina | TSM 320 | Solar Panels |  | 0.32 | 15 | 197 | 4 |  | Fixed | Roof
Solar Registration Program | NJSRRE1538296214 | Newark | 7102 | 9 | 289.6 | School Public K-12 | No | Behind the Meter | Eznergy | PSE&G | Accepted | 2018-05-31 | 2018-06-05 | 2020-04-05 | Chint | SCA50KTL | Inverters | 50000 |  | 5 |  |  | 0.98 |  | Outdoor | on roof
Solar Registration Program | NJSRRE1543513210 | S Marlton | 8053 | 13 | 292.5 | Commercial | No | Behind the Meter | Arosa Solar Energy Systems Inc | PSE&G | Accepted | 2019-12-12 | 2019-12-17 | 2020-12-17 | HT-SAAE | HT-SAAE325W | Solar Panels |  | 0.325 | 900 | 180 | 10 |  | Fixed | Parking Lot | CarPort
Solar Registration Program | NJSRRE1543513210 | S Marlton | 8053 | 13 | 292.5 | Commercial | No | Behind the Meter | Arosa Solar Energy Systems Inc | PSE&G | Accepted | 2019-12-12 | 2019-12-17 | 2020-12-17 | SolarEdge | SE33.3kus | Inverters | 33.3 |  | 8 |  |  | 0.99 |  | Outdoor | Hanging from CarPort
Solar Registration Program | NJSRRE1540407503 | Morristown | 7960 | 3 | 295.68 | Commercial | No | Behind the Meter | Dynamic Energy Solutions, LLC | JCP&L | Accepted | 2019-02-28 | 2019-03-01 | 2020-03-01 | Jinko | Jinko 385 W | Solar Panels |  | 0.385 | 768 | 185 | 10 |  | Fixed | Roof
Solar Registration Program | NJSRRE1540407503 | Morristown | 7960 | 3 | 295.68 | Commercial | No | Behind the Meter | Dynamic Energy Solutions, LLC | JCP&L | Accepted | 2019-02-28 | 2019-03-01 | 2020-03-01 | Chint Power Systems | CPS-SCA36KTL | Inverters | 36000 |  | 6 |  |  | 0.98 |  | Outside | N/A
Solar Registration Program | NJSRRE1541850862 | Norwood | 7648 | 7 | 299.7 | Commercial | No | Behind the Meter | Summit Solar Company LLC | Unknown | Accepted | 2019-08-16 | 2019-08-27 | 2020-08-27 | Astronergy | Astronergy 370W | Solar Panels |  | 0.37 | 810 | 218 | 10 |  | Fixed | Roof
Solar Registration Program | NJSRRE1541850862 | Norwood | 7648 | 7 | 299.7 | Commercial | No | Behind the Meter | Summit Solar Company LLC | Unknown | Accepted | 2019-08-16 | 2019-08-27 | 2020-08-27 | SolarEdge | SolarEdge SE66.6KUS | Inverters | 66600 |  | 2 |  |  | 0.99 |  | Outside | wall or roof
Solar Registration Program | NJSRRE1541850862 | Norwood | 7648 | 7 | 299.7 | Commercial | No | Behind the Meter | Summit Solar Company LLC | Unknown | Accepted | 2019-08-16 | 2019-08-27 | 2020-08-27 | SolarEdge | SolarEdge 100KUS | Inverters | 100000 |  | 1 |  |  | 0.99 |  | Outside | wall or roof
Solar Registration Program | NJSRRE1541335652 | Millville | 8332 | 20 | 300.96 | Commercial | Yes | Behind the Meter | Infiniti Energy Services | AC Electric | Accepted | 2019-06-13 | 2019-07-08 | 2020-07-08 | HANWHA | Q CELLS Q.PEAK DUO L-65.2 380 (144 CELL) | Solar Panels |  | 0.38 | 792 | 180 | 25 |  | Fixed | Ground
Solar Registration Program | NJSRRE1541335652 | Millville | 8332 | 20 | 300.96 | Commercial | Yes | Behind the Meter | Infiniti Energy Services | AC Electric | Accepted | 2019-06-13 | 2019-07-08 | 2020-07-08 | SOLECTRIA SOLAR | PVI 60TL (60KWUS) | Inverters | 60000 |  | 4 |  |  | 0.97 |  | Outside | AT METER
Solar Registration Program | NJSRRE1540412854 | National Park Boro | 08063-1419 |  | 301.95 | Commercial | No | Behind the Meter | NJ Solar Power, LLC | PSE&G | Accepted | 2019-03-01 | 2019-03-04 | 2020-03-04 | Panasonic | VBHN330SA17 | Solar Panels |  | 0.33 | 89 | 203 | 10 |  | Fixed | Roof
Solar Registration Program | NJSRRE1540412854 | National Park Boro | 08063-1419 |  | 301.95 | Commercial | No | Behind the Meter | NJ Solar Power, LLC | PSE&G | Accepted | 2019-03-01 | 2019-03-04 | 2020-03-04 | Panasonic | VBHN330SA17 | Solar Panels |  | 0.33 | 160 | 113 | 10 |  | Fixed | Roof
Solar Registration Program | NJSRRE1540412854 | National Park Boro | 08063-1419 |  | 301.95 | Commercial | No | Behind the Meter | NJ Solar Power, LLC | PSE&G | Accepted | 2019-03-01 | 2019-03-04 | 2020-03-04 | Panasonic | VBHN330SA17 | Solar Panels |  | 0.33 | 304 | 203 | 10 |  | Fixed | Roof
Solar Registration Program | NJSRRE1540412854 | National Park Boro | 08063-1419 |  | 301.95 | Commercial | No | Behind the Meter | NJ Solar Power, LLC | PSE&G | Accepted | 2019-03-01 | 2019-03-04 | 2020-03-04 | Panasonic | VBHN330SA17 | Solar Panels |  | 0.33 | 46 | 203 | 10 |  | Fixed | Roof
Solar Registration Program | NJSRRE1540412854 | National Park Boro | 08063-1419 |  | 301.95 | Commercial | No | Behind the Meter | NJ Solar Power, LLC | PSE&G | Accepted | 2019-03-01 | 2019-03-04 | 2020-03-04 | Panasonic | VBHN330SA17 | Solar Panels |  | 0.33 | 236 | 203 | 10 |  | Fixed | Roof
Solar Registration Program | NJSRRE1540412854 | National Park Boro | 08063-1419 |  | 301.95 | Commercial | No | Behind the Meter | NJ Solar Power, LLC | PSE&G | Accepted | 2019-03-01 | 2019-03-04 | 2020-03-04 | Panasonic | VBHN330SA17 | Solar Panels |  | 0.33 | 80 | 203 | 10 |  | Fixed | Roof
Solar Registration Program | NJSRRE1540412854 | National Park Boro | 08063-1419 |  | 301.95 | Commercial | No | Behind the Meter | NJ Solar Power, LLC | PSE&G | Accepted | 2019-03-01 | 2019-03-04 | 2020-03-04 | SolarEdge | SE11400H-US | Inverters | 11400 |  | 22 |  |  | 0.99 |  | Indoor | garage
Solar Registration Program | NJSRRE1540485908 | Mount Laurel | 8054 | 13 | 302.59 | Commercial | No | Behind the Meter | SolareAmerica | PSE&G | Accepted | 2019-03-14 | 2019-03-15 | 2020-03-15 | CSUN | CSUN365 | Solar Panels |  | 0.365 | 829 | 211 | 30 |  | Fixed | Roof | Ground
Solar Registration Program | NJSRRE1540485908 | Mount Laurel | 8054 | 13 | 302.59 | Commercial | No | Behind the Meter | SolareAmerica | PSE&G | Accepted | 2019-03-14 | 2019-03-15 | 2020-03-15 | APsystems | QS-1 | Inverters | 1200 |  | 208 |  |  | 0.97 |  | Outdoor | Under Panels
Solar Registration Program | NJSRRE1543040820 | Marlboro | 7746 | 17 | 308.88 | School Public K-12 | Yes | Behind the Meter | Eznergy | JCP&L | Accepted | 2019-11-06 | 2019-11-08 | 2020-11-08 | URE | 309 W D7M390H8A NSP | Solar Panels |  | 0.39 | 792 | 152 | 5 |  | Fixed | Roof
Solar Registration Program | NJSRRE1543040820 | Marlboro | 7746 | 17 | 308.88 | School Public K-12 | Yes | Behind the Meter | Eznergy | JCP&L | Accepted | 2019-11-06 | 2019-11-08 | 2020-11-08 | SolarEdge | SE33.3KUS | Inverters | 33300 |  | 1 |  |  | 0.98 |  | Outdoor | Side of Building near Meter
Solar Registration Program | NJSRRE1543040820 | Marlboro | 7746 | 17 | 308.88 | School Public K-12 | Yes | Behind the Meter | Eznergy | JCP&L | Accepted | 2019-11-06 | 2019-11-08 | 2020-11-08 | SolarEdge | SE100KUS | Inverters | 100000 |  | 2 |  |  | 0.98 |  | Outdoor | Side of building near meter
Solar Registration Program | NJSRRE1540412199 | Cherry Hill | 8034 | 14 | 309.54 | Commercial | No | Behind the Meter | Dynamic Energy Solutions, LLC | PSE&G | Accepted | 2019-03-01 | 2019-03-04 | 2020-03-04 | Jinko | Jinko 385 W | Solar Panels |  | 0.385 | 804 | 203 | 10 |  | Fixed | Roof
Solar Registration Program | NJSRRE1540412199 | Cherry Hill | 8034 | 14 | 309.54 | Commercial | No | Behind the Meter | Dynamic Energy Solutions, LLC | PSE&G | Accepted | 2019-03-01 | 2019-03-04 | 2020-03-04 | Chint Power Systems | CPS-SCA36KTL | Inverters | 36000 |  | 7 |  |  | 0.98 |  | Outside | N/A
Solar Registration Program | NJSRRE1542061929 | Newark | 7114 | 9 | 309.68 | Commercial | No | Behind the Meter | EnterSolar | PSE&G | Accepted | 2019-09-04 | 2019-09-16 | 2020-09-16 | JA Solar | JAM72S09 -395/PR | Solar Panels |  | 0.395 | 784 | 182.673 | 5 |  | Fixed | Parking Lot
Solar Registration Program | NJSRRE1542061929 | Newark | 7114 | 9 | 309.68 | Commercial | No | Behind the Meter | EnterSolar | PSE&G | Accepted | 2019-09-04 | 2019-09-16 | 2020-09-16 | Yaskawa Solectria Solar | 60TL | Inverters | 60000 |  | 4 |  |  | 0.99 |  | Outside | Canopy
Solar Registration Program | NJSRRE1541877943 | Montvale | 7645 | 7 | 312.12 | Commercial | Yes | Behind the Meter | UGE USA Inc. | Orange Rockland Electric | Accepted | 2019-09-18 | 2019-09-18 | 2020-09-18 | Canadian Solar | CS6U-340M | Solar Panels |  | 0.34 | 918 | 205 | 5 |  | Fixed | Roof
Solar Registration Program | NJSRRE1541877943 | Montvale | 7645 | 7 | 312.12 | Commercial | Yes | Behind the Meter | UGE USA Inc. | Orange Rockland Electric | Accepted | 2019-09-18 | 2019-09-18 | 2020-09-18 | Locus Energy | LGate 360 | Meters |  |  | 1 |  |  |  | Yes | Indoor
Solar Registration Program | NJSRRE1541877943 | Montvale | 7645 | 7 | 312.12 | Commercial | Yes | Behind the Meter | UGE USA Inc. | Orange Rockland Electric | Accepted | 2019-09-18 | 2019-09-18 | 2020-09-18 | Canadian Solar | CSI-60KTL-GS-FL 480 | Inverters | 60000 |  | 4 |  |  | 0.988 |  | Other | Roof
Solar Registration Program | NJSRRE1540918538 | Union City | 7087 | 8 | 315.15 | Commercial | No | Behind the Meter | Pfister Energy | PSE&G | Accepted | 2019-05-02 | 2019-05-07 | 2020-05-07 | Canadian Solar | CS6U-330 | Solar Panels |  | 0.33 | 955 | 216 | 7 |  | Fixed | Parking Lot
Solar Registration Program | NJSRRE1540918538 | Union City | 7087 | 8 | 315.15 | Commercial | No | Behind the Meter | Pfister Energy | PSE&G | Accepted | 2019-05-02 | 2019-05-07 | 2020-05-07 | Chint Power System America | SCA60KTL | Inverters | 60000 |  | 4 |  |  | 0.988 |  | Outdoor | Under the Carport
Solar Registration Program | NJSRRE1540358320 | Rahway | 7065 | 10 | 319.5 | Commercial | No | Behind the Meter | Pfister Energy | PSE&G | Accepted | 2019-02-13 | 2019-02-15 | 2020-02-15 | Canadian Solar | CS3U-355 | Solar Panels |  | 0.355 | 900 | 139 | 5 |  | Fixed | Roof
Solar Registration Program | NJSRRE1540358320 | Rahway | 7065 | 10 | 319.5 | Commercial | No | Behind the Meter | Pfister Energy | PSE&G | Accepted | 2019-02-13 | 2019-02-15 | 2020-02-15 | Chint Power System America | CPS-DCA60KTL | Inverters | 60000 |  | 4 |  |  | 0.98 |  | Outdoor | Rooftop
Solar Registration Program | NJSRRE1539523814 | Perth Amboy | 08861-3354 |  | 320 | Commercial | No | Behind the Meter | Solar Landscape | PSE&G | Accepted | 2018-10-02 | 2018-10-05 | 2020-04-05 | LG | 400N2W-A5 | Solar Panels |  | 0.4 | 800 | 197 | 5 |  | Fixed | Roof
Solar Registration Program | NJSRRE1539523814 | Perth Amboy | 08861-3354 |  | 320 | Commercial | No | Behind the Meter | Solar Landscape | PSE&G | Accepted | 2018-10-02 | 2018-10-05 | 2020-04-05 | SolarEdge | SE33.3KUS | Inverters | 33300 |  | 8 |  |  | 0.985 |  | Outside | roof
Solar Registration Program | NJSRRE1540993626 | Clarksboro | 8080 | 15 | 320.1 | Commercial | Yes | Behind the Meter | Falcon Solar, LLC | AC Electric | Accepted | 2019-05-16 | 2019-05-21 | 2020-05-21 | Axitec | AC-330P | Solar Panels |  | 0.33 | 970 | 215 | 10 |  | Fixed | Roof
Solar Registration Program | NJSRRE1540993626 | Clarksboro | 8080 | 15 | 320.1 | Commercial | Yes | Behind the Meter | Falcon Solar, LLC | AC Electric | Accepted | 2019-05-16 | 2019-05-21 | 2020-05-21 | Fronius | Symo 15.0-3 | Inverters | 19500 |  | 17 |  |  | 0.98 |  | Outdoor | Roof
Solar Registration Program | NJSRRE1539667690 | Howell | 7731 | 17 | 322.56 | Commercial | Yes | Behind the Meter | Infiniti Energy Services | JCP&L | Accepted | 2018-10-24 | 2018-11-19 | 2020-05-19 | HANWHA | 300W | Solar Panels |  | 0.32 | 1008 | 80 | 15 |  | Fixed | Roof
Solar Registration Program | NJSRRE1539667690 | Howell | 7731 | 17 | 322.56 | Commercial | Yes | Behind the Meter | Infiniti Energy Services | JCP&L | Accepted | 2018-10-24 | 2018-11-19 | 2020-05-19 | Solectria | PVI 60TL | Inverters | 240000 |  | 4 |  |  | 0.97 |  | Outdoor | mounted to roof
Solar Registration Program | NJSRRE1538265934 | Newark | 7106 | 9 | 322.66 | Commercial | Yes | Behind the Meter | Solar Renewable Energy, LLC | PSE&G | Accepted | 2018-05-23 | 2018-06-25 | 2019-12-25 | Axitec | AC 340 M | Solar Panels |  | 0.34 | 949 | Landscape | 5 |  | Fixed | Roof
Solar Registration Program | NJSRRE1538265934 | Newark | 7106 | 9 | 322.66 | Commercial | Yes | Behind the Meter | Solar Renewable Energy, LLC | PSE&G | Accepted | 2018-05-23 | 2018-06-25 | 2019-12-25 | Symo Frontius | Symo 15.0-3 208 | Inverters | 48 |  | 18 |  |  | 0.98 |  | Outdoor | None
Solar Registration Program | NJSRRE1540336735 | North Brunswick | 8902 | 11 | 329.13 | School Public K-12 | Yes | Behind the Meter | Advanced Solar Products, Inc. | PSE&G | Accepted | 2019-02-06 | 2019-02-08 | 2020-02-08 | Longi | lr6-72-345m | Solar Panels |  | 0.345 | 954 | 219 | 5 |  | Fixed | Roof
Solar Registration Program | NJSRRE1540336735 | North Brunswick | 8902 | 11 | 329.13 | School Public K-12 | Yes | Behind the Meter | Advanced Solar Products, Inc. | PSE&G | Accepted | 2019-02-06 | 2019-02-08 | 2020-02-08 | Solar Edge | SE33.3KUS | Inverters | 33300 |  | 10 |  |  | 0.98 |  | Outdoor | roof
Solar Registration Program | NJSRRE1539705849 | Totowa | 7512 | 6 | 330.24 | Commercial | No | Behind the Meter | IPPsolar Integration LLC | PSE&G | Accepted | 2018-10-29 | 2018-10-31 | 2020-04-30 | JA Solar | JAP 72-320/3BB | Solar Panels |  | 0.32 | 516 | 276 | 10 |  | Fixed | Roof
Solar Registration Program | NJSRRE1539705849 | Totowa | 7512 | 6 | 330.24 | Commercial | No | Behind the Meter | IPPsolar Integration LLC | PSE&G | Accepted | 2018-10-29 | 2018-10-31 | 2020-04-30 | JA Solar | JAP 72-320/3BB | Solar Panels |  | 0.32 | 516 | 96.8 | 10 |  | Fixed | Roof
Solar Registration Program | NJSRRE1539705849 | Totowa | 7512 | 6 | 330.24 | Commercial | No | Behind the Meter | IPPsolar Integration LLC | PSE&G | Accepted | 2018-10-29 | 2018-10-31 | 2020-04-30 | SolarEdge | SE 33.3k US (480 V) | Inverters | 33000 |  | 8 |  |  | 0.985 |  | Outdoor | Outside wall near meter room
Solar Registration Program | NJSRRE1541515452 | Lakewood | 8701 | 18 | 333.75 | Commercial | No | Behind the Meter | Powerlutions | JCP&L | Accepted | 2019-07-01 | 2019-07-03 | 2020-07-03 | Trina | TSM-375DEG14 | Solar Panels |  | 0.375 | 890 | 169 | 10 |  | Fixed | Roof
Solar Registration Program | NJSRRE1541515452 | Lakewood | 8701 | 18 | 333.75 | Commercial | No | Behind the Meter | Powerlutions | JCP&L | Accepted | 2019-07-01 | 2019-07-03 | 2020-07-03 | SolarEdge | Solar Edge 43.2K US | Inverters | 259.2 |  | 6 |  |  | 0.99 |  | Outdoor | Near Meter
Solar Registration Program | NJSRRE1543040767 | Marlboro | 7751 | 17 | 336.96 | School Public K-12 | Yes | Behind the Meter | Eznergy | JCP&L | Accepted | 2019-11-06 | 2019-11-08 | 2020-11-08 | URE | 390W D7M390H8AA NSP | Solar Panels |  | 0.39 | 864 | 180 | 25 |  | Fixed | Ground
Solar Registration Program | NJSRRE1543040767 | Marlboro | 7751 | 17 | 336.96 | School Public K-12 | Yes | Behind the Meter | Eznergy | JCP&L | Accepted | 2019-11-06 | 2019-11-08 | 2020-11-08 | Solectria | Solectria XGI 1500 125kW | Inverters | 125000 |  | 2 |  |  | 0.98 |  | Outdoor | On building near meter
Solar Registration Program | NJSRRE1539954633 | Township of Hanover | 7981 | 3 | 338.67 | Commercial | No | Behind the Meter | Pfister Energy | JCP&L | Accepted | 2018-12-11 | 2018-12-13 | 2020-06-13 | Canadian Solar | CS3U-355P | Solar Panels |  | 0.355 | 954 | 180 | 20 |  | Fixed | Ground
Solar Registration Program | NJSRRE1539954633 | Township of Hanover | 7981 | 3 | 338.67 | Commercial | No | Behind the Meter | Pfister Energy | JCP&L | Accepted | 2018-12-11 | 2018-12-13 | 2020-06-13 | Chint Power System America | CPS SCA50KTL-DO/US-480 | Inverters | 50000 |  | 4 |  |  | 0.988 |  | Outdoor | Back of the racking
Solar Registration Program | NJSRRE1539954633 | Township of Hanover | 7981 | 3 | 338.67 | Commercial | No | Behind the Meter | Pfister Energy | JCP&L | Accepted | 2018-12-11 | 2018-12-13 | 2020-06-13 | Chint Power System America | CPS SCA60KTL-DO/US-480 | Inverters | 600000 |  | 1 |  |  | 0.988 |  | Outdoor | Back of the racking
Solar Registration Program | NJSRRE1540405207 | Morristown | 7962 | 3 | 338.8 | Commercial | No | Behind the Meter | Dynamic Energy Solutions, LLC | JCP&L | Accepted | 2019-02-28 | 2019-03-01 | 2020-03-01 | Jinko | Jinko 385 W | Solar Panels |  | 0.385 | 880 | 185 | 10 |  | Fixed | Roof
Solar Registration Program | NJSRRE1540405207 | Morristown | 7962 | 3 | 338.8 | Commercial | No | Behind the Meter | Dynamic Energy Solutions, LLC | JCP&L | Accepted | 2019-02-28 | 2019-03-01 | 2020-03-01 | Chint Power Systems | CPS-SCA36KTL | Inverters | 36000 |  | 7 |  |  | 0.98 |  | Outside | N/A
Solar Registration Program | NJSRRE1539958814 | Bayonne | 7002 | 8 | 339.48 | Commercial | No | Behind the Meter | EVERGREEN ENERGY | PSE&G | Accepted | 2018-12-12 | 2018-12-17 | 2020-06-17 | SolarEdge | SE43.2KUS | Inverters | 43.2 |  | 7 |  |  | 0.98 |  | Outdoor | At Service Area
Solar Registration Program | NJSRRE1539958814 | Bayonne | 7002 | 8 | 339.48 | Commercial | No | Behind the Meter | EVERGREEN ENERGY | PSE&G | Accepted | 2018-12-12 | 2018-12-17 | 2020-06-17 | Hanwha | Q.PLUS L-G4.2 345 | Solar Panels |  | 0.345 | 984 | Landscape | 10 |  | Fixed | Roof
Solar Registration Program | NJSRRE1540371026 | Brown Mills | 8015 | 13 | 343.44 | Commercial | Yes | Behind the Meter | EnterSolar | JCP&L | Accepted | 2019-02-21 | 2019-02-22 | 2020-02-22 | Hyundai | HiS-S360RI | Solar Panels |  | 0.36 | 954 | 151.84 | 5 |  | Fixed | Roof
Solar Registration Program | NJSRRE1540371026 | Brown Mills | 8015 | 13 | 343.44 | Commercial | Yes | Behind the Meter | EnterSolar | JCP&L | Accepted | 2019-02-21 | 2019-02-22 | 2020-02-22 | Yaskawa Solectria Solar | PVI 60TL | Inverters | 60000 |  | 4 |  |  | 0.99 |  | Outside | Roof
Solar Registration Program | NJSRRE1541888082 | Old Bridge | 8857 | 11 | 351.12 | Commercial | No | Behind the Meter | AEPS Electric, LLC. | JCP&L | Accepted | 2019-08-27 | 2019-08-29 | 2020-08-29 | Jinko Solar | JKM385M-72H-V | Solar Panels |  | 0.385 | 456 | 167 | 10 |  | Fixed | Roof | Ballast Racking
Solar Registration Program | NJSRRE1541888082 | Old Bridge | 8857 | 11 | 351.12 | Commercial | No | Behind the Meter | AEPS Electric, LLC. | JCP&L | Accepted | 2019-08-27 | 2019-08-29 | 2020-08-29 | Hanwha | Q.pEAK DUO L-G5.2 385 | Solar Panels |  | 0.385 | 456 | 167 | 10 |  | Fixed | Roof | Ballast Rack
Solar Registration Program | NJSRRE1541888082 | Old Bridge | 8857 | 11 | 351.12 | Commercial | No | Behind the Meter | AEPS Electric, LLC. | JCP&L | Accepted | 2019-08-27 | 2019-08-29 | 2020-08-29 | SMA | STP50-US-41 | Inverters | 50000 |  | 6 |  |  | 0.975 |  | Outside | Roof
Solar Registration Program | NJSRRE1543497875 | New Brunswick | 8901 | 11 | 356.85 | School Public K-12 | No | Behind the Meter | Swinerton Builders | PSE&G | Accepted | 2019-12-06 | 2019-12-17 | 2020-12-17 | BYD | 325P6K-36 | Solar Panels |  | 0.325 | 1098 | 132 | 5 |  | Fixed | Parking Lot
Solar Registration Program | NJSRRE1543497875 | New Brunswick | 8901 | 11 | 356.85 | School Public K-12 | No | Behind the Meter | Swinerton Builders | PSE&G | Accepted | 2019-12-06 | 2019-12-17 | 2020-12-17 | Solectria | PVI 60TL | Inverters | 60 |  | 1 |  |  | 0.99 |  | Outdoor | N/A
Solar Registration Program | NJSRRE1543497875 | New Brunswick | 8901 | 11 | 356.85 | School Public K-12 | No | Behind the Meter | Swinerton Builders | PSE&G | Accepted | 2019-12-06 | 2019-12-17 | 2020-12-17 | Solectria | PVI 36TL | Inverters | 36 |  | 1 |  |  | 0.986 |  | Outdoor | N/A
Solar Registration Program | NJSRRE1543497875 | New Brunswick | 8901 | 11 | 356.85 | School Public K-12 | No | Behind the Meter | Swinerton Builders | PSE&G | Accepted | 2019-12-06 | 2019-12-17 | 2020-12-17 | Solectria | PVI 50Tl | Inverters | 50 |  | 4 |  |  | 0.99 |  | Outdoor | N/A
Solar Registration Program | NJSRRE1543497875 | New Brunswick | 8901 | 11 | 356.85 | School Public K-12 | No | Behind the Meter | Swinerton Builders | PSE&G | Accepted | 2019-12-06 | 2019-12-17 | 2020-12-17 | Locus | LGATE360 | Meters |  |  | 1 |  |  |  | Yes | Outdoor
Solar Registration Program | NJSRRE1540412822 | Lawrence Township | 8648 | 12 | 359.04 | Commercial | No | Behind the Meter | INDEPENDENCE SOLAR, LLC | PSE&G | Accepted | 2019-03-01 | 2019-03-04 | 2020-03-04 | Trina | TSM-PE 14A 340W | Solar Panels |  | 0.34 | 1056 | landscape | 5 |  | Fixed | Roof
Solar Registration Program | NJSRRE1540412822 | Lawrence Township | 8648 | 12 | 359.04 | Commercial | No | Behind the Meter | INDEPENDENCE SOLAR, LLC | PSE&G | Accepted | 2019-03-01 | 2019-03-04 | 2020-03-04 | SolarEdge | SE66KUS | Inverters | 66000 |  | 1 |  |  | 0.985 |  | Outside | ground level
Solar Registration Program | NJSRRE1540412822 | Lawrence Township | 8648 | 12 | 359.04 | Commercial | No | Behind the Meter | INDEPENDENCE SOLAR, LLC | PSE&G | Accepted | 2019-03-01 | 2019-03-04 | 2020-03-04 | SolarEdge | SE100KUS | Inverters | 100000 |  | 2 |  |  | 0.985 |  | Outside | ground level
Solar Registration Program | NJSRRE1540412822 | Lawrence Township | 8648 | 12 | 359.04 | Commercial | No | Behind the Meter | INDEPENDENCE SOLAR, LLC | PSE&G | Accepted | 2019-03-01 | 2019-03-04 | 2020-03-04 | Veris | E51C2 | Meters |  |  | 1 |  |  |  |  | Outdoor
Solar Registration Program | NJSRRE1538363386 | Egg Harbor Township | 8234 | 19 | 367.78 | Commercial | No | Behind the Meter | National Energy Partners | AC Electric | Accepted | 2018-06-08 | 2018-06-13 | 2019-12-13 | Silfab Solar | SLG-M 370W | Solar Panels |  | 0.37 | 83 | 125 | 5 |  | Fixed | Roof
Solar Registration Program | NJSRRE1538363386 | Egg Harbor Township | 8234 | 19 | 367.78 | Commercial | No | Behind the Meter | National Energy Partners | AC Electric | Accepted | 2018-06-08 | 2018-06-13 | 2019-12-13 | Silfab Solar | SLG-M 370W | Solar Panels |  | 0.37 | 611 | 127 | 5 |  | Fixed | Roof
Solar Registration Program | NJSRRE1538363386 | Egg Harbor Township | 8234 | 19 | 367.78 | Commercial | No | Behind the Meter | National Energy Partners | AC Electric | Accepted | 2018-06-08 | 2018-06-13 | 2019-12-13 | Silfab Solar | SLG-M 370W | Solar Panels |  | 0.37 | 300 | 126.5 | 5 |  | Fixed | Roof
Solar Registration Program | NJSRRE1538363386 | Egg Harbor Township | 8234 | 19 | 367.78 | Commercial | No | Behind the Meter | National Energy Partners | AC Electric | Accepted | 2018-06-08 | 2018-06-13 | 2019-12-13 | Chint | CPS SCA50KTL-DO/US-480 | Inverters | 50000 |  | 5 |  |  | 0.99 |  | Outdoor | Roof
Solar Registration Program | NJSRRE1538363386 | Egg Harbor Township | 8234 | 19 | 367.78 | Commercial | No | Behind the Meter | National Energy Partners | AC Electric | Accepted | 2018-06-08 | 2018-06-13 | 2019-12-13 | Locus Energy | LGate 360 | Meters |  |  | 1 |  |  |  |  | Outdoor
Solar Registration Program | NJSRRE1543478569 | SECAUCUS | 7094 | 8 | 369.72 | Commercial | Yes | Behind the Meter | Distributed Solar Operations, LLC | PSE&G | Accepted | 2019-12-06 | 2019-12-18 | 2020-12-18 | Hanwha Q Cells | Q.PEAK DUO LG5.2 395 | Solar Panels |  | 0.395 | 936 | 216 | 10 |  | Fixed | Roof
Solar Registration Program | NJSRRE1543478569 | SECAUCUS | 7094 | 8 | 369.72 | Commercial | Yes | Behind the Meter | Distributed Solar Operations, LLC | PSE&G | Accepted | 2019-12-06 | 2019-12-18 | 2020-12-18 | Chint | CPS SCA60KTL-DO/US-480 | Inverters | 30000 |  | 5 |  |  | 0.988 |  | Outdoor | Roof
Solar Registration Program | NJSRRE1540336927 | North Brunswick | 8902 | 11 | 372.6 | School Public K-12 | Yes | Behind the Meter | Advanced Solar Products, Inc. | PSE&G | Accepted | 2019-02-06 | 2019-02-08 | 2020-02-08 | Longi | lr6-72-345m | Solar Panels |  | 0.345 | 1080 | 182 | 5 |  | Fixed | Roof
Solar Registration Program | NJSRRE1540336927 | North Brunswick | 8902 | 11 | 372.6 | School Public K-12 | Yes | Behind the Meter | Advanced Solar Products, Inc. | PSE&G | Accepted | 2019-02-06 | 2019-02-08 | 2020-02-08 | Solar Edge | SE33.3KUS | Inverters | 33300 |  | 11 |  |  | 0.98 |  | Outdoor | roof
Solar Registration Program | NJSRRE1541721936 | Lawrence Township | 8648 | 12 | 373.62 | Municipality | Yes | Behind the Meter | Eznergy | PSE&G | Accepted | 2019-07-31 | 2019-08-05 | 2020-08-05 | Chint | SCA 36KTL | Inverters | 36000 |  | 1 |  |  | 0.99 |  | Outdoor | Side of building
Solar Registration Program | NJSRRE1541721936 | Lawrence Township | 8648 | 12 | 373.62 | Municipality | Yes | Behind the Meter | Eznergy | PSE&G | Accepted | 2019-07-31 | 2019-08-05 | 2020-08-05 | Chint | SCA 50KTL | Inverters | 50000 |  | 1 |  |  | 0.99 |  | Outdoor | Side of Building
Solar Registration Program | NJSRRE1541721936 | Lawrence Township | 8648 | 12 | 373.62 | Municipality | Yes | Behind the Meter | Eznergy | PSE&G | Accepted | 2019-07-31 | 2019-08-05 | 2020-08-05 | Chint | SCA 28KTL | Inverters | 28000 |  | 1 |  |  | 0.99 |  | Outdoor | Side of building
Solar Registration Program | NJSRRE1541721936 | Lawrence Township | 8648 | 12 | 373.62 | Municipality | Yes | Behind the Meter | Eznergy | PSE&G | Accepted | 2019-07-31 | 2019-08-05 | 2020-08-05 | Hanwha | QCell390 | Solar Panels |  | 0.39 | 238 | 180 | 7 |  | Fixed | Parking Lot
Solar Registration Program | NJSRRE1541721936 | Lawrence Township | 8648 | 12 | 373.62 | Municipality | Yes | Behind the Meter | Eznergy | PSE&G | Accepted | 2019-07-31 | 2019-08-05 | 2020-08-05 | Hanwah | QCell390 | Solar Panels |  | 0.39 | 432 | 180 | 7 |  | Fixed | Parking Lot
Solar Registration Program | NJSRRE1541721936 | Lawrence Township | 8648 | 12 | 373.62 | Municipality | Yes | Behind the Meter | Eznergy | PSE&G | Accepted | 2019-07-31 | 2019-08-05 | 2020-08-05 | Hanwha | QCell390 | Solar Panels |  | 0.39 | 288 | 180 | 7 |  | Fixed | Parking Lot
Solar Registration Program | NJSRRE1541891817 | Blackwood | 8012 | 14 | 375.12 | School Other | No | Behind the Meter | Solar Landscape | AC Electric | Accepted | 2019-08-28 | 2019-09-03 | 2020-09-03 | HT | HT-SAAE HT72-156M 360 | Solar Panels |  | 0.36 | 1042 | 216.1 | 15 |  | Fixed | Roof
Solar Registration Program | NJSRRE1541891817 | Blackwood | 8012 | 14 | 375.12 | School Other | No | Behind the Meter | Solar Landscape | AC Electric | Accepted | 2019-08-28 | 2019-09-03 | 2020-09-03 | SMA | Sunny Tripower Core1 | Inverters | 50000 |  | 15 |  |  | 0.98 |  | Outside | Roof
Solar Registration Program | NJSRRE1539960015 | Tinton Falls | 7724 | 17 | 381.92 | School Public K-12 | Yes | Behind the Meter | Vanguard Energy Partners, LLC | JCP&L | Accepted | 2018-12-12 | 2018-12-17 | 2020-06-17 | Trina | TSM-DE14H(II)-385 | Solar Panels |  | 0.385 | 180 | 222 | 2 |  | Fixed | Parking Lot
Solar Registration Program | NJSRRE1539960015 | Tinton Falls | 7724 | 17 | 381.92 | School Public K-12 | Yes | Behind the Meter | Vanguard Energy Partners, LLC | JCP&L | Accepted | 2018-12-12 | 2018-12-17 | 2020-06-17 | Trina | TSM-DE14H(II)-385 | Solar Panels |  | 0.385 | 812 | 142 | 5 |  | Fixed | Roof
Solar Registration Program | NJSRRE1539960015 | Tinton Falls | 7724 | 17 | 381.92 | School Public K-12 | Yes | Behind the Meter | Vanguard Energy Partners, LLC | JCP&L | Accepted | 2018-12-12 | 2018-12-17 | 2020-06-17 | HiQ | TS208-5K75 | Inverters | 5750 |  | 52 |  |  | 0.98 |  | Outdoor | at sub arrays
Solar Registration Program | NJSRRE1540940599 | Perth Amboy City | 8861 | 11 | 388.13 | Commercial | No | Behind the Meter | Summit Solar Company LLC | PSE&G | Accepted | 2019-05-02 | 2019-05-07 | 2020-05-07 | ASTRONERGY | ASTRONERGY SOLAR 370W | Solar Panels |  | 0.37 | 1049 | 185 | 10 |  | Fixed | Roof
Solar Registration Program | NJSRRE1540940599 | Perth Amboy City | 8861 | 11 | 388.13 | Commercial | No | Behind the Meter | Summit Solar Company LLC | PSE&G | Accepted | 2019-05-02 | 2019-05-07 | 2020-05-07 | HUAWEI | HUAWEI SUN2000 40KTL | Inverters | 2000 |  | 7 |  |  | 0.99 |  | Outside | wall or roof
Solar Registration Program | NJSRRE1540940599 | Perth Amboy City | 8861 | 11 | 388.13 | Commercial | No | Behind the Meter | Summit Solar Company LLC | PSE&G | Accepted | 2019-05-02 | 2019-05-07 | 2020-05-07 | HUAWEI | SUN2000 25KTL | Inverters | 2000 |  | 1 |  |  | 0.99 |  | Outside | wall or roof
Solar Registration Program | NJSRRE1540229914 | Pennsauken Township | 8110 | 14 | 390.06 | Government Facility | Yes | Behind the Meter | SunPower Corporation, Systems | PSE&G | Extension Requested | 2019-01-14 | 2019-01-15 | 2020-01-15 | SunPower | SPR-X22-360-COM | Solar Panels |  | 0.36 | 286 | 214 | 0 |  | Fixed | Roof
Solar Registration Program | NJSRRE1540229914 | Pennsauken Township | 8110 | 14 | 390.06 | Government Facility | Yes | Behind the Meter | SunPower Corporation, Systems | PSE&G | Extension Requested | 2019-01-14 | 2019-01-15 | 2020-01-15 | SunPower | SPR-E-20-435-COM | Solar Panels |  | 0.435 | 660 | 214 | 10 |  | Fixed | Parking Lot
Solar Registration Program | NJSRRE1540229914 | Pennsauken Township | 8110 | 14 | 390.06 | Government Facility | Yes | Behind the Meter | SunPower Corporation, Systems | PSE&G | Extension Requested | 2019-01-14 | 2019-01-15 | 2020-01-15 | Delta Electronics | M60U_122 | Inverters | 66000 |  | 1 |  |  | 0.985 |  | Outdoor | Carport
Solar Registration Program | NJSRRE1540229914 | Pennsauken Township | 8110 | 14 | 390.06 | Government Facility | Yes | Behind the Meter | SunPower Corporation, Systems | PSE&G | Extension Requested | 2019-01-14 | 2019-01-15 | 2020-01-15 | Delta Electronics | M42U_122 | Inverters | 46000 |  | 6 |  |  | 0.98 |  | Outdoor | Roof and Carport
Solar Registration Program | NJSRRE1543478575 | PRINCETON | 8540 | 12 | 391.05 | Commercial | Yes | Behind the Meter | Distributed Solar Operations, LLC | PSE&G | Accepted | 2019-12-06 | 2019-12-18 | 2020-12-18 | Hanwha Q Cells | Q.Peak Duo L-G5.3 395W | Solar Panels |  | 0.395 | 990 | 223 | 10 |  | Fixed | Roof
Solar Registration Program | NJSRRE1543478575 | PRINCETON | 8540 | 12 | 391.05 | Commercial | Yes | Behind the Meter | Distributed Solar Operations, LLC | PSE&G | Accepted | 2019-12-06 | 2019-12-18 | 2020-12-18 | SMA | SUNNY TRIPOWER CORE1/US | Inverters | 50000 |  | 6 |  |  | 0.975 |  | Outdoor | Roof
Solar Registration Program | NJSRRE1540336697 | North Brunswick | 8902 | 11 | 397.44 | School Public K-12 | Yes | Behind the Meter | Advanced Solar Products, Inc. | PSE&G | Accepted | 2019-02-06 | 2019-02-08 | 2020-02-08 | longi | lr6-72-345m | Solar Panels |  | 0.345 | 1152 | 168 | 5 |  | Fixed | Roof
Solar Registration Program | NJSRRE1540336697 | North Brunswick | 8902 | 11 | 397.44 | School Public K-12 | Yes | Behind the Meter | Advanced Solar Products, Inc. | PSE&G | Accepted | 2019-02-06 | 2019-02-08 | 2020-02-08 | Solar Edge | SE33.3kus | Inverters | 33300 |  | 12 |  |  | 0.98 |  | Outdoor | roof
Solar Registration Program | NJSRRE1538298934 | Sayreville | 8872 | 11 | 399.7 | Commercial | No | Behind the Meter | EVERGREEN ENERGY | JCP&L | Accepted | 2018-06-01 | 2018-06-05 | 2019-12-05 | Hanwha | Q.PEAK L-G4.1 | Solar Panels |  | 0.35 | 1142 | Landscape | 10 |  | Fixed | Roof
Solar Registration Program | NJSRRE1538298934 | Sayreville | 8872 | 11 | 399.7 | Commercial | No | Behind the Meter | EVERGREEN ENERGY | JCP&L | Accepted | 2018-06-01 | 2018-06-05 | 2019-12-05 | SolarEdge | SE33.3KUS | Inverters | 33300 |  | 9 |  |  | 0.985 |  | Outdoor | Near Service Entrance
Solar Registration Program | NJSRRE1543040791 | Marlboro | 7746 | 17 | 400.14 | School Public K-12 | Yes | Behind the Meter | Eznergy | JCP&L | Accepted | 2019-11-06 | 2019-11-08 | 2020-11-08 | URE | 390W D7M390H8A NSP | Solar Panels |  | 0.39 | 1026 | 180 | 30 |  | Fixed | Ground
Solar Registration Program | NJSRRE1543040791 | Marlboro | 7746 | 17 | 400.14 | School Public K-12 | Yes | Behind the Meter | Eznergy | JCP&L | Accepted | 2019-11-06 | 2019-11-08 | 2020-11-08 | Solectria | Solectria XGI 125 | Inverters | 125000 |  | 3 |  |  | 0.98 |  | Outdoor | Side of building near meter
Solar Registration Program | NJSRRE1540407620 | Morristown | 7960 | 3 | 402.33 | Commercial | No | Behind the Meter | Dynamic Energy Solutions, LLC | JCP&L | Accepted | 2019-02-28 | 2019-03-01 | 2020-03-01 | Jinko | Jinko 385 W | Solar Panels |  | 0.385 | 1045 | 205 | 10 |  | Fixed | Roof
Solar Registration Program | NJSRRE1540407620 | Morristown | 7960 | 3 | 402.33 | Commercial | No | Behind the Meter | Dynamic Energy Solutions, LLC | JCP&L | Accepted | 2019-02-28 | 2019-03-01 | 2020-03-01 | Chint Power Systems | CPS-SCA36KTL | Inverters | 36000 |  | 8 |  |  | 0.98 |  | Outside | N/A
Solar Registration Program | NJSRRE1538550665 | Perth Amboy | 8861 | 11 | 407.36 | Commercial | No | Behind the Meter | Green Power Developers LLC | PSE&G | Accepted | 2018-07-13 | 2018-07-17 | 2020-01-17 | Trina Solar | TSM 335 DD14A(II) | Solar Panels |  | 0.335 | 1216 | 15 | 3 |  | Fixed | Roof
Solar Registration Program | NJSRRE1538550665 | Perth Amboy | 8861 | 11 | 407.36 | Commercial | No | Behind the Meter | Green Power Developers LLC | PSE&G | Accepted | 2018-07-13 | 2018-07-17 | 2020-01-17 | SMA | Sunny TriPower Core | Inverters | 50000 |  | 7 |  |  | 0.98 |  | Outdoor | Roof
Solar Registration Program | NJSRRE1543498114 | New Brunswick | 8901 | 11 | 409.5 | Government Facility | No | Behind the Meter | Swinerton Builders | PSE&G | Accepted | 2019-12-06 | 2019-12-17 | 2020-12-17 | BYD | P6K-36 Series 4BB | Solar Panels |  | 0.325 | 1260 | 129 | 5 |  | Fixed | Parking Lot
Solar Registration Program | NJSRRE1543498114 | New Brunswick | 8901 | 11 | 409.5 | Government Facility | No | Behind the Meter | Swinerton Builders | PSE&G | Accepted | 2019-12-06 | 2019-12-17 | 2020-12-17 | Solectria | PVI 36TL | Inverters | 36 |  | 1 |  |  | 0.986 |  | Outdoor | N/A
Solar Registration Program | NJSRRE1543498114 | New Brunswick | 8901 | 11 | 409.5 | Government Facility | No | Behind the Meter | Swinerton Builders | PSE&G | Accepted | 2019-12-06 | 2019-12-17 | 2020-12-17 | Solectria | PVI 50TL | Inverters | 50 |  | 4 |  |  | 0.99 |  | Outdoor | N/A
Solar Registration Program | NJSRRE1543498114 | New Brunswick | 8901 | 11 | 409.5 | Government Facility | No | Behind the Meter | Swinerton Builders | PSE&G | Accepted | 2019-12-06 | 2019-12-17 | 2020-12-17 | Locus | LGATE 360 | Meters |  |  | 1 |  |  |  | Yes | Outdoor
Solar Registration Program | NJSRRE1540452839 | Livingston | 7039 | 9 | 412.08 | Commercial | No | Behind the Meter | IPPsolar Integration LLC | JCP&L | Accepted | 2019-03-05 | 2019-03-12 | 2020-03-12 | GCL | GCL- P6/72H-340 | Solar Panels |  | 0.34 | 606 | 83 | 10 |  | Fixed | Roof
Solar Registration Program | NJSRRE1540452839 | Livingston | 7039 | 9 | 412.08 | Commercial | No | Behind the Meter | IPPsolar Integration LLC | JCP&L | Accepted | 2019-03-05 | 2019-03-12 | 2020-03-12 | GCL | GCL- P6/72H-340 | Solar Panels |  | 0.34 | 606 | 173 | 10 |  | Fixed | Roof
Solar Registration Program | NJSRRE1540452839 | Livingston | 7039 | 9 | 412.08 | Commercial | No | Behind the Meter | IPPsolar Integration LLC | JCP&L | Accepted | 2019-03-05 | 2019-03-12 | 2020-03-12 | SolarEdge | SE 43.2kUS | Inverters | 43200 |  | 8 |  |  | 0.986 |  | Outdoor | Outside wall near meter room
Solar Registration Program | NJSRRE1540370917 | Woodbury | 8096 | 15 | 412.92 | Commercial | Yes | Behind the Meter | EnterSolar | PSE&G | Accepted | 2019-02-21 | 2019-02-22 | 2020-02-22 | Hanwha Q Cells | Q.PLUS DUO L-G5.2 370 | Solar Panels |  | 0.37 | 1116 | 196.837 | 5 |  | Fixed | Roof
Solar Registration Program | NJSRRE1540370917 | Woodbury | 8096 | 15 | 412.92 | Commercial | Yes | Behind the Meter | EnterSolar | PSE&G | Accepted | 2019-02-21 | 2019-02-22 | 2020-02-22 | SMA | Sunny Tripower Core | Inverters | 50000 |  | 6 |  |  | 0.98 |  | Outside | Roof
Solar Registration Program | NJSRRE1539332526 | Deptford Township | 8096 | 15 | 416.07 | Commercial | Yes | Behind the Meter | RER Energy Group, LLC. | PSE&G | Accepted | 2018-09-07 | 2018-09-10 | 2020-03-10 | CSUN | CSUN345-72M | Solar Panels |  | 0.345 | 1206 | 215 | 10 |  | Fixed | Roof
Solar Registration Program | NJSRRE1539332526 | Deptford Township | 8096 | 15 | 416.07 | Commercial | Yes | Behind the Meter | RER Energy Group, LLC. | PSE&G | Accepted | 2018-09-07 | 2018-09-10 | 2020-03-10 | Chint Power Systems | SCA60KTL-DO/US-480 | Inverters | 60000 |  | 6 |  |  | 0.99 |  | Outdoor | Roof
Solar Registration Program | NJSRRE1543513150 | S Marlton | 8053 | 13 | 417.3 | Commercial | No | Behind the Meter | Arosa Solar Energy Systems Inc | PSE&G | Accepted | 2019-12-12 | 2019-12-26 | 2020-12-26 | Astronergy | ASM6612P | Solar Panels |  | 0.325 | 1284 | 177 | 10 |  | Fixed | Parking Lot | RT CP
Solar Registration Program | NJSRRE1543513150 | S Marlton | 8053 | 13 | 417.3 | Commercial | No | Behind the Meter | Arosa Solar Energy Systems Inc | PSE&G | Accepted | 2019-12-12 | 2019-12-26 | 2020-12-26 | SolarEdge | SE33.3K-US | Inverters | 33.3 |  | 11 |  |  | 0.98 |  | Outdoor | RoofTop CarPort
Solar Registration Program | NJSRRE1540371030 | Hamilton Square | 8960 |  | 419.75 | Commercial | Yes | Behind the Meter | EnterSolar | PSE&G | Accepted | 2019-02-21 | 2019-02-22 | 2020-02-22 | Longi Solar | LR6-72PH-365M | Solar Panels |  | 0.365 | 1150 | 168.134 | 5 |  | Fixed | Roof
Solar Registration Program | NJSRRE1540371030 | Hamilton Square | 8960 |  | 419.75 | Commercial | Yes | Behind the Meter | EnterSolar | PSE&G | Accepted | 2019-02-21 | 2019-02-22 | 2020-02-22 | Yaskawa Solectria Solar | PVI 60TL | Inverters | 60000 |  | 5 |  |  | 0.99 |  | Outside | Roof
Solar Registration Program | NJSRRE1543478983 | Sewell | 8080 | 15 | 420.04 | Commercial | No | Behind the Meter | M&Z Solar, LLC | AC Electric | Accepted | 2019-12-05 | 2019-12-09 | 2020-12-09 | Axitec | 385P | Solar Panels |  | 0.385 | 1091 | 40 | 10 |  | Fixed | Roof
Solar Registration Program | NJSRRE1543478983 | Sewell | 8080 | 15 | 420.04 | Commercial | No | Behind the Meter | M&Z Solar, LLC | AC Electric | Accepted | 2019-12-05 | 2019-12-09 | 2020-12-09 | Fronius | Symo 24.0 Advanced | Inverters | 31000 |  | 15 |  |  | 0.975 |  | Outdoor | Roof
Solar Registration Program | NJSRRE1543478983 | Sewell | 8080 | 15 | 420.04 | Commercial | No | Behind the Meter | M&Z Solar, LLC | AC Electric | Accepted | 2019-12-05 | 2019-12-09 | 2020-12-09 | Solarlog | 2000 | Meters |  |  | 1 |  |  |  | Yes
Solar Registration Program | NJSRRE1543481635 | Neptune City | 7753 | 17 | 423.5 | Non Profit | Yes | Behind the Meter | Reliable Power and Solar | JCP&L | Accepted | 2019-12-05 | 2019-12-09 | 2020-12-09 | trina | tsmdd05 385 | Solar Panels |  | 0.385 | 500 | 185 | 9 |  | Fixed | Roof | roof
Solar Registration Program | NJSRRE1543481635 | Neptune City | 7753 | 17 | 423.5 | Non Profit | Yes | Behind the Meter | Reliable Power and Solar | JCP&L | Accepted | 2019-12-05 | 2019-12-09 | 2020-12-09 | Trina | TSMdd05 385 | Solar Panels |  | 0.385 | 470 | 5 | 9 |  | Fixed | Roof | roof
Solar Registration Program | NJSRRE1543481635 | Neptune City | 7753 | 17 | 423.5 | Non Profit | Yes | Behind the Meter | Reliable Power and Solar | JCP&L | Accepted | 2019-12-05 | 2019-12-09 | 2020-12-09 | Trina | tsmdd05 385 | Solar Panels |  | 0.385 | 130 | 185 | 9 |  | Fixed | Roof | roof
Solar Registration Program | NJSRRE1543481635 | Neptune City | 7753 | 17 | 423.5 | Non Profit | Yes | Behind the Meter | Reliable Power and Solar | JCP&L | Accepted | 2019-12-05 | 2019-12-09 | 2020-12-09 | SMA | STP62us4a core 1 | Inverters | 62500 |  | 7 |  |  | 0.98 |  | Outside | roof
Solar Registration Program | NJSRRE1538458232 | PlainsboroTownship | 8536 | 11 | 427.02 | Commercial | Yes | Behind the Meter | Astrum Solar Inc. d/b/a Direct Energy Solar | PSE&G | Accepted | 2018-06-27 | 2018-06-29 | 2019-12-29 | Jinko Solar | 330PP-72-2016_6.6 | Solar Panels |  | 0.33 | 1294 | 153.14 | 3 |  | Fixed | Parking Lot
Solar Registration Program | NJSRRE1538458232 | PlainsboroTownship | 8536 | 11 | 427.02 | Commercial | Yes | Behind the Meter | Astrum Solar Inc. d/b/a Direct Energy Solar | PSE&G | Accepted | 2018-06-27 | 2018-06-29 | 2019-12-29 | SolarEdge | SE100K | Inverters | 100000 |  | 3 |  |  | 0.985 |  | Outdoor | NA
Solar Registration Program | NJSRRE1538458232 | PlainsboroTownship | 8536 | 11 | 427.02 | Commercial | Yes | Behind the Meter | Astrum Solar Inc. d/b/a Direct Energy Solar | PSE&G | Accepted | 2018-06-27 | 2018-06-29 | 2019-12-29 | SolarEdge | SE66.6K | Inverters | 66600 |  | 1 |  |  | 0.985 |  | Outdoor | NA
Solar Registration Program | NJSRRE1538265769 | Newark | 7108 | 9 | 433.26 | Commercial | Yes | Behind the Meter | Solar Renewable Energy LLC | PSE&G | Accepted | 2018-05-23 | 2018-06-22 | 2019-12-22 | Csun | CSUN34572M | Solar Panels |  | 0.345 | 1255 | Landscape | 5 |  | Fixed | Roof
Solar Registration Program | NJSRRE1538265769 | Newark | 7108 | 9 | 433.26 | Commercial | Yes | Behind the Meter | Solar Renewable Energy LLC | PSE&G | Accepted | 2018-05-23 | 2018-06-22 | 2019-12-22 | Axitec | AC 280 M | Solar Panels |  | 0.28 | 1 | Landscape | 5 |  | Fixed | Roof
Solar Registration Program | NJSRRE1538265769 | Newark | 7108 | 9 | 433.26 | Commercial | Yes | Behind the Meter | Solar Renewable Energy LLC | PSE&G | Accepted | 2018-05-23 | 2018-06-22 | 2019-12-22 | Solar Edge | SE14.4kW | Inverters | 47.5 |  | 9 |  |  | 0.98 |  | Outdoor | None
Solar Registration Program | NJSRRE1538265769 | Newark | 7108 | 9 | 433.26 | Commercial | Yes | Behind the Meter | Solar Renewable Energy LLC | PSE&G | Accepted | 2018-05-23 | 2018-06-22 | 2019-12-22 | Frontius | IG Plus V 3.0 | Inverters | 300 |  | 100 |  |  | 0.98 |  | Outdoor | none
Solar Registration Program | NJSRRE1543497833 | New Brunswick | 8901 | 11 | 438.75 | School Public K-12 | No | Behind the Meter | Swinerton Builders | PSE&G | Accepted | 2019-12-06 | 2019-12-17 | 2020-12-17 | Jinko | JKM325PP-72 | Solar Panels |  | 0.325 | 1350 | 143 | 5 |  | Fixed | Parking Lot
Solar Registration Program | NJSRRE1543497833 | New Brunswick | 8901 | 11 | 438.75 | School Public K-12 | No | Behind the Meter | Swinerton Builders | PSE&G | Accepted | 2019-12-06 | 2019-12-17 | 2020-12-17 | Solectria | PVI 36TL | Inverters | 36 |  | 2 |  |  | 0.986 |  | Outdoor | N/A
Solar Registration Program | NJSRRE1543497833 | New Brunswick | 8901 | 11 | 438.75 | School Public K-12 | No | Behind the Meter | Swinerton Builders | PSE&G | Accepted | 2019-12-06 | 2019-12-17 | 2020-12-17 | Solectria | PVI 60TL | Inverters | 60 |  | 1 |  |  | 0.99 |  | Outdoor | N/A
Solar Registration Program | NJSRRE1543497833 | New Brunswick | 8901 | 11 | 438.75 | School Public K-12 | No | Behind the Meter | Swinerton Builders | PSE&G | Accepted | 2019-12-06 | 2019-12-17 | 2020-12-17 | Solectria | PVI 50TL | Inverters | 50 |  | 4 |  |  | 0.99 |  | Outdoor | N/A
Solar Registration Program | NJSRRE1543497833 | New Brunswick | 8901 | 11 | 438.75 | School Public K-12 | No | Behind the Meter | Swinerton Builders | PSE&G | Accepted | 2019-12-06 | 2019-12-17 | 2020-12-17 | Locus | LGATE 360 | Meters |  |  | 1 |  |  |  | Yes | Outdoor
Solar Registration Program | NJSRRE1543478231 | HACKENSACK | 7601 | 7 | 440.82 | Commercial | Yes | Behind the Meter | Distributed Solar Operations, LLC | PSE&G | Accepted | 2019-12-06 | 2019-12-18 | 2020-12-18 | Hanwha | Q.PEAK DUO L-G5. 2 395 | Solar Panels |  | 0.395 | 1116 | 196 | 10 |  | Fixed | Roof
Solar Registration Program | NJSRRE1543478231 | HACKENSACK | 7601 | 7 | 440.82 | Commercial | Yes | Behind the Meter | Distributed Solar Operations, LLC | PSE&G | Accepted | 2019-12-06 | 2019-12-18 | 2020-12-18 | Chint | CPS SCA60KTL-DO/US-480 | Inverters | 60000 |  | 6 |  |  | 0.988 |  | Outdoor | Roof
Solar Registration Program | NJSRRE1538296240 | Newark | 7104 | 9 | 441.09 | School Public K-12 | No | Behind the Meter | Eznergy | PSE&G | Accepted | 2018-05-31 | 2018-06-05 | 2020-04-05 | Trina | TSM290 | Solar Panels |  | 0.29 | 1521 | 113 | 7 |  | Fixed | Ground
Solar Registration Program | NJSRRE1538296240 | Newark | 7104 | 9 | 441.09 | School Public K-12 | No | Behind the Meter | Eznergy | PSE&G | Accepted | 2018-05-31 | 2018-06-05 | 2020-04-05 | Chint | SC100KT | Inverters | 100000 |  | 4 |  |  | 0.85 |  | Outdoor | Ground
Solar Registration Program | NJSRRE1539960258 | Tinton Falls | 7724 | 17 | 450 | School Public K-12 | Yes | Behind the Meter | Vanguard Energy Partners, LLC | JCP&L | Accepted | 2018-12-12 | 2018-12-17 | 2020-06-17 | Trina | TSM-DE14H(II)-375 | Solar Panels |  | 0.375 | 558 | 173 | 20 |  | Fixed | Ground
Solar Registration Program | NJSRRE1539960258 | Tinton Falls | 7724 | 17 | 450 | School Public K-12 | Yes | Behind the Meter | Vanguard Energy Partners, LLC | JCP&L | Accepted | 2018-12-12 | 2018-12-17 | 2020-06-17 | Trina | TSM-DE14H(II)-375 | Solar Panels |  | 0.375 | 642 | 173 | 5 |  | Fixed | Roof
Solar Registration Program | NJSRRE1539960258 | Tinton Falls | 7724 | 17 | 450 | School Public K-12 | Yes | Behind the Meter | Vanguard Energy Partners, LLC | JCP&L | Accepted | 2018-12-12 | 2018-12-17 | 2020-06-17 | SunGrow | SG60KU-M | Inverters | 60000 |  | 3 |  |  | 0.98 |  | Outdoor | Outside at sub arrays
Solar Registration Program | NJSRRE1539960258 | Tinton Falls | 7724 | 17 | 450 | School Public K-12 | Yes | Behind the Meter | Vanguard Energy Partners, LLC | JCP&L | Accepted | 2018-12-12 | 2018-12-17 | 2020-06-17 | HiQ | TS480-8K | Inverters | 8000 |  | 22 |  |  | 0.98 |  | Outdoor | At sub arrays
Solar Registration Program | NJSRRE1540232871 | Jersey City | 7305 | 8 | 450.05 | Commercial | No | Behind the Meter | Solar Energy Systems, LLC. | PSE&G | Extension Requested | 2019-01-11 | 2019-01-21 | 2020-01-21 | Hanwha Q.Cells | Q.PLUS DUO L-G5.2 365 | Solar Panels |  | 0.365 | 1233 | 149 | 10 |  | Fixed | Roof
Solar Registration Program | NJSRRE1540232871 | Jersey City | 7305 | 8 | 450.05 | Commercial | No | Behind the Meter | Solar Energy Systems, LLC. | PSE&G | Extension Requested | 2019-01-11 | 2019-01-21 | 2020-01-21 | Solectria | PVI 60TL | Inverters | 60000 |  | 5 |  |  | 0.99 |  | Outdoor | Roof
Solar Registration Program | NJSRRE1540232871 | Jersey City | 7305 | 8 | 450.05 | Commercial | No | Behind the Meter | Solar Energy Systems, LLC. | PSE&G | Extension Requested | 2019-01-11 | 2019-01-21 | 2020-01-21 | Solectria | PVI 50TL | Inverters | 50000 |  | 1 |  |  | 0.99 |  | Outdoor | Roof
Solar Registration Program | NJSRRE1540369476 | Somer Point | 8244 | 19 | 453.33 | Commercial | Yes | Behind the Meter | EnterSolar | AC Electric | Accepted | 2019-02-21 | 2019-02-22 | 2020-02-22 | Longi Solar | LR6-72PH-365M | Solar Panels |  | 0.365 | 1242 | 224.86 | 5 |  | Fixed | Roof
Solar Registration Program | NJSRRE1540369476 | Somer Point | 8244 | 19 | 453.33 | Commercial | Yes | Behind the Meter | EnterSolar | AC Electric | Accepted | 2019-02-21 | 2019-02-22 | 2020-02-22 | Yaskawa Solectria Solar | PVI 50TL | Inverters | 50 |  | 7 |  |  | 0.99 |  | Outside | roof
Solar Registration Program | NJSRRE1541731389 | Short Hills | 7078 | 9 | 454.03 | Commercial | No | Behind the Meter | Geoscape Solar | JCP&L | Accepted | 2019-08-02 | 2019-08-07 | 2020-08-07 | SolarEdge | SE100kUS | Inverters | 100000 |  | 2 |  |  | 0.98 |  | Outside | Adj. to utility Meter
Solar Registration Program | NJSRRE1541731389 | Short Hills | 7078 | 9 | 454.03 | Commercial | No | Behind the Meter | Geoscape Solar | JCP&L | Accepted | 2019-08-02 | 2019-08-07 | 2020-08-07 | Delta | M60U_122 | Inverters | 60000 |  | 3 |  |  | 0.98 |  | Outside | Adj. to utility meter
Solar Registration Program | NJSRRE1541731389 | Short Hills | 7078 | 9 | 454.03 | Commercial | No | Behind the Meter | Geoscape Solar | JCP&L | Accepted | 2019-08-02 | 2019-08-07 | 2020-08-07 | SunPower Corp | SPR-P19-395-COM | Solar Panels |  | 0.395 | 614 | 212 | 5 |  | Fixed | Roof
Solar Registration Program | NJSRRE1541731389 | Short Hills | 7078 | 9 | 454.03 | Commercial | No | Behind the Meter | Geoscape Solar | JCP&L | Accepted | 2019-08-02 | 2019-08-07 | 2020-08-07 | Sunpower Corp. | SPR-X21-470-COM | Solar Panels |  | 0.47 | 450 | 212 | 2 |  | Fixed | Parking Lot
Solar Registration Program | NJSRRE1540399017 | Bridgeport | 8104 | 14 | 458.16 | Commercial | No | Behind the Meter | EnterSolar | AC Electric | Accepted | 2019-02-26 | 2019-03-18 | 2020-03-18 | Hanwha | Q PLus L-G4.2 345 | Solar Panels |  | 0.345 | 1328 | 150.923 | 10 |  | Fixed | Roof
Solar Registration Program | NJSRRE1540399017 | Bridgeport | 8104 | 14 | 458.16 | Commercial | No | Behind the Meter | EnterSolar | AC Electric | Accepted | 2019-02-26 | 2019-03-18 | 2020-03-18 | Yaskawa Solectria Solar | PVI 60TL | Inverters | 60 |  | 6 |  |  | 0.99 |  | Outside | roof
Solar Registration Program | NJSRRE1540232675 | Bridgeport | 8014 | 15 | 461.02 | Government Facility | Yes | Behind the Meter | SunPower Corporation, Systems | AC Electric | Extension Requested | 2019-01-14 | 2019-01-15 | 2020-01-15 | SunPower | SPR-X22-360-COM | Solar Panels |  | 0.36 | 367 | 237 | 0 |  | Fixed | Roof
Solar Registration Program | NJSRRE1540232675 | Bridgeport | 8014 | 15 | 461.02 | Government Facility | Yes | Behind the Meter | SunPower Corporation, Systems | AC Electric | Extension Requested | 2019-01-14 | 2019-01-15 | 2020-01-15 | SunPower | SPR-E20-435-COM | Solar Panels |  | 0.435 | 540 | 237 | 10 |  | Fixed | Ground
Solar Registration Program | NJSRRE1540232675 | Bridgeport | 8014 | 15 | 461.02 | Government Facility | Yes | Behind the Meter | SunPower Corporation, Systems | AC Electric | Extension Requested | 2019-01-14 | 2019-01-15 | 2020-01-15 | SunPower | SPR-X21-470-COM | Solar Panels |  | 0.47 | 200 | 211 | 10 |  | Fixed | Parking Lot | Roof
Solar Registration Program | NJSRRE1540232675 | Bridgeport | 8014 | 15 | 461.02 | Government Facility | Yes | Behind the Meter | SunPower Corporation, Systems | AC Electric | Extension Requested | 2019-01-14 | 2019-01-15 | 2020-01-15 | Delta Electronics | M80U_122 | Inverters | 83000 |  | 2 |  |  | 0.985 |  | Outside | Ground and Roof
Solar Registration Program | NJSRRE1540232675 | Bridgeport | 8014 | 15 | 461.02 | Government Facility | Yes | Behind the Meter | SunPower Corporation, Systems | AC Electric | Extension Requested | 2019-01-14 | 2019-01-15 | 2020-01-15 | Delta Electronics | M36U_122 | Inverters | 39600 |  | 1 |  |  | 0.98 |  | Outside | Roof
Solar Registration Program | NJSRRE1540232675 | Bridgeport | 8014 | 15 | 461.02 | Government Facility | Yes | Behind the Meter | SunPower Corporation, Systems | AC Electric | Extension Requested | 2019-01-14 | 2019-01-15 | 2020-01-15 | Delta Electronics | M60U_122 | Inverters | 66000 |  | 1 |  |  | 0.985 |  | Outside | Carport
Solar Registration Program | NJSRRE1540232675 | Bridgeport | 8014 | 15 | 461.02 | Government Facility | Yes | Behind the Meter | SunPower Corporation, Systems | AC Electric | Extension Requested | 2019-01-14 | 2019-01-15 | 2020-01-15 | Delta Electronics | M42U_122 | Inverters | 46000 |  | 3 |  |  | 0.98 |  | Outside | Carport
Solar Registration Program | NJSRRE1543478538 | Lodi | 7644 | 7 | 462.15 | Commercial | Yes | Behind the Meter | Distributed Solar Operations, LLC | PSE&G | Accepted | 2019-12-06 | 2019-12-18 | 2020-12-18 | Hanwha | Q.PEAK DUO L-G5.2 395 | Solar Panels |  | 0.395 | 1170 | 188 | 10 |  | Fixed | Roof
Solar Registration Program | NJSRRE1543478538 | Lodi | 7644 | 7 | 462.15 | Commercial | Yes | Behind the Meter | Distributed Solar Operations, LLC | PSE&G | Accepted | 2019-12-06 | 2019-12-18 | 2020-12-18 | Chint | CPS SCA60KTL-DO/US-480 | Inverters | 60000 |  | 6 |  |  | 0.988 |  | Outdoor | Roof
Solar Registration Program | NJSRRE1543082854 | Wayne | 7470 | 6 | 462.94 | Commercial | No | Behind the Meter | EnterSolar | JCP&L | Accepted | 2019-11-14 | 2019-11-14 | 2020-11-14 | Phono | Phono 395 | Solar Panels |  | 0.395 | 1172 | 173.576 | 10 |  | Fixed | Roof
Solar Registration Program | NJSRRE1543082854 | Wayne | 7470 | 6 | 462.94 | Commercial | No | Behind the Meter | EnterSolar | JCP&L | Accepted | 2019-11-14 | 2019-11-14 | 2020-11-14 | Yasakawa Solectria | PVI 50 | Inverters | 50 |  | 7 |  |  | 0.99 |  | Outdoor | Roof
Solar Registration Program | NJSRRE1540117002 | Mahwah | 7430 | 7 | 463.32 | Commercial | No | Behind the Meter | Orbit Energy & Power, LLC | Orange Rockland Electric | Extension Requested | 2018-12-20 | 2018-12-27 | 2019-12-27 | heliene | 360m | Solar Panels |  | 0.36 | 1287 | 176 | 5 |  | Fixed | Roof
Solar Registration Program | NJSRRE1540117002 | Mahwah | 7430 | 7 | 463.32 | Commercial | No | Behind the Meter | Orbit Energy & Power, LLC | Orange Rockland Electric | Extension Requested | 2018-12-20 | 2018-12-27 | 2019-12-27 | chint | cps sca50ktl-do/us-480 | Inverters | 50000 |  | 7 |  |  | 0.986 |  | Outdoor | adjacent to meter
Solar Registration Program | NJSRRE1543478564 | PHILLIPSBURG | 8865 | 2 | 469.26 | Commercial | Yes | Behind the Meter | Distributed Solar Operations, LLC | JCP&L | Accepted | 2019-12-06 | 2019-12-18 | 2020-12-18 | Hanwha | Q.PEAK DUO LG5.3 395 | Solar Panels |  | 0.395 | 1188 | 148 | 10 |  | Fixed | Roof
Solar Registration Program | NJSRRE1543478564 | PHILLIPSBURG | 8865 | 2 | 469.26 | Commercial | Yes | Behind the Meter | Distributed Solar Operations, LLC | JCP&L | Accepted | 2019-12-06 | 2019-12-18 | 2020-12-18 | SMA | Sunny Tripower Core1 50-US | Inverters | 50000 |  | 7 |  |  | 0.975 |  | Outdoor | Roof
Solar Registration Program | NJSRRE1540369812 | Lakewood | 8701 | 18 | 473.76 | Commercial | Yes | Behind the Meter | Advanced Solar Products, Inc. | JCP&L | Accepted | 2019-02-15 | 2019-02-19 | 2020-02-19 | Heliene | 360W | Solar Panels |  | 0.36 | 1316 | 195 | 5 |  | Fixed | Roof
Solar Registration Program | NJSRRE1540369812 | Lakewood | 8701 | 18 | 473.76 | Commercial | Yes | Behind the Meter | Advanced Solar Products, Inc. | JCP&L | Accepted | 2019-02-15 | 2019-02-19 | 2020-02-19 | Solar Edge | SE33.3KUS | Inverters | 33300 |  | 14 |  |  | 0.98 |  | Outdoor | roof
Solar Registration Program | NJSRRE1543574933 | Bridgeport | 8014 | 15 | 480.32 | Commercial | No | Behind the Meter | INDEPENDENCE SOLAR, LLC | AC Electric | Accepted | 2019-12-20 | 2019-12-26 | 2020-12-26 | Hanwha | Hanwha Q.Peak Duo L-G5.2 380-405 | Solar Panels |  | 0.395 | 1216 | Landscape | 10 |  | Fixed | Roof
Solar Registration Program | NJSRRE1543574933 | Bridgeport | 8014 | 15 | 480.32 | Commercial | No | Behind the Meter | INDEPENDENCE SOLAR, LLC | AC Electric | Accepted | 2019-12-20 | 2019-12-26 | 2020-12-26 | Veris | E51C3 | Meters |  |  | 1 |  |  |  | Yes | Outdoor
Solar Registration Program | NJSRRE1543574933 | Bridgeport | 8014 | 15 | 480.32 | Commercial | No | Behind the Meter | INDEPENDENCE SOLAR, LLC | AC Electric | Accepted | 2019-12-20 | 2019-12-26 | 2020-12-26 | SolarEdge | SE100K | Inverters | 100000 |  | 3 |  |  | 0.985 |  | Outside | Wall Mounted on Side of Building
Solar Registration Program | NJSRRE1543574933 | Bridgeport | 8014 | 15 | 480.32 | Commercial | No | Behind the Meter | INDEPENDENCE SOLAR, LLC | AC Electric | Accepted | 2019-12-20 | 2019-12-26 | 2020-12-26 | SolarEdge | SE66.6k | Inverters | 66600 |  | 1 |  |  | 0.985 |  | Outside | Wall Mounted on Side of Building
Solar Registration Program | NJSRRE1538296233 | Newark | 7104 | 9 | 480.96 | School Public K-12 | No | Behind the Meter | Eznergy | PSE&G | Accepted | 2018-05-31 | 2018-06-05 | 2020-04-05 | Trina | TSM 320 | Solar Panels |  | 0.32 | 320 | 282 | 7 |  | Fixed | Roof
Solar Registration Program | NJSRRE1538296233 | Newark | 7104 | 9 | 480.96 | School Public K-12 | No | Behind the Meter | Eznergy | PSE&G | Accepted | 2018-05-31 | 2018-06-05 | 2020-04-05 | Trina | TSM 320 | Solar Panels |  | 0.32 | 438 | 193 | 5 |  | Fixed | Roof
Solar Registration Program | NJSRRE1538296233 | Newark | 7104 | 9 | 480.96 | School Public K-12 | No | Behind the Meter | Eznergy | PSE&G | Accepted | 2018-05-31 | 2018-06-05 | 2020-04-05 | Trina | TSM 320 | Solar Panels |  | 0.32 | 125 | 193 | 5 |  | Fixed | Roof
Solar Registration Program | NJSRRE1538296233 | Newark | 7104 | 9 | 480.96 | School Public K-12 | No | Behind the Meter | Eznergy | PSE&G | Accepted | 2018-05-31 | 2018-06-05 | 2020-04-05 | Trina | TSM320 | Solar Panels |  | 0.32 | 230 | 193 | 5 |  | Fixed | Roof
Solar Registration Program | NJSRRE1538296233 | Newark | 7104 | 9 | 480.96 | School Public K-12 | No | Behind the Meter | Eznergy | PSE&G | Accepted | 2018-05-31 | 2018-06-05 | 2020-04-05 | Trina | TSm 320 | Solar Panels |  | 0.32 | 390 | 193 | 7 |  | Fixed | Roof
Solar Registration Program | NJSRRE1538296233 | Newark | 7104 | 9 | 480.96 | School Public K-12 | No | Behind the Meter | Eznergy | PSE&G | Accepted | 2018-05-31 | 2018-06-05 | 2020-04-05 | Chint | SCA50KTL | Inverters | 50000 |  | 8 |  |  | 0.98 |  | Outdoor | Roof
Solar Registration Program | NJSRRE1541513791 | Flemington | 8822 | 4 | 486.2 | Farm | Yes | Behind the Meter | Aston Solar | JCP&L | Accepted | 2019-07-03 | 2019-07-08 | 2020-07-08 | Canadian Solar | CS3U-340MS | Solar Panels |  | 0.34 | 1430 | 175 | 20 |  | Fixed | Roof | Ground
Solar Registration Program | NJSRRE1541513791 | Flemington | 8822 | 4 | 486.2 | Farm | Yes | Behind the Meter | Aston Solar | JCP&L | Accepted | 2019-07-03 | 2019-07-08 | 2020-07-08 | SolarEdge | SE100K-US | Inverters | 100000 |  | 4 |  |  | 0.99 |  | Outside | Ourside
Solar Registration Program | NJSRRE1538296223 | Newark | 7112 | 9 | 487.04 | School Public K-12 | No | Behind the Meter | Eznergy | PSE&G | Accepted | 2018-05-31 | 2018-06-05 | 2020-04-05 | Trina | TSM320 | Solar Panels |  | 0.32 | 1522 | 216 | 10 |  | Fixed | Roof
Solar Registration Program | NJSRRE1538296223 | Newark | 7112 | 9 | 487.04 | School Public K-12 | No | Behind the Meter | Eznergy | PSE&G | Accepted | 2018-05-31 | 2018-06-05 | 2020-04-05 | Chint | SC100KT (480) | Inverters | 1000000 |  | 4 |  |  | 0.98 |  | Outdoor | Roof
Solar Registration Program | NJSRRE1543478239 | LINDEN | 7036 | 10 | 490.59 | Commercial | Yes | Behind the Meter | Distributed Solar Operations, LLC | PSE&G | Accepted | 2019-12-06 | 2019-12-18 | 2020-12-18 | Hanwha | Q.PEAK DUO L-G5. 2 395 | Solar Panels |  | 0.395 | 1242 | 165.7 | 10 |  | Fixed | Roof
Solar Registration Program | NJSRRE1543478239 | LINDEN | 7036 | 10 | 490.59 | Commercial | Yes | Behind the Meter | Distributed Solar Operations, LLC | PSE&G | Accepted | 2019-12-06 | 2019-12-18 | 2020-12-18 | Chint | CPS SCA60KTL-DO/US-480 | Inverters | 60000 |  | 6 |  |  | 0.988 |  | Outdoor | Roof
Solar Registration Program | NJSRRE1540220327 | Rockaway | 7866 | 3 | 491.4 | Commercial | No | Behind the Meter | Sunworks | JCP&L | Extension Requested | 2019-01-09 | 2019-01-14 | 2020-01-14 | Hanwha Q Cells | Q.Peak Duo L-G5.2 | Solar Panels |  | 0.39 | 1260 | 129.575 | 5 |  | Fixed | Roof
Solar Registration Program | NJSRRE1540220327 | Rockaway | 7866 | 3 | 491.4 | Commercial | No | Behind the Meter | Sunworks | JCP&L | Extension Requested | 2019-01-09 | 2019-01-14 | 2020-01-14 | Yaskawa Solectria Solar | PVI 60TL | Inverters | 60000 |  | 7 |  |  | 0.99 |  | Outdoor | Roof
Solar Registration Program | NJSRRE1543506334 | Sewell | 8080 | 15 | 492.8 | Commercial | No | Behind the Meter | M&Z Solar, LLC | AC Electric | Accepted | 2019-12-10 | 2019-12-13 | 2020-12-13 | Axitec | 385p | Solar Panels |  | 0.385 | 1280 | 220, 40 | 10 |  | Fixed | Roof
Solar Registration Program | NJSRRE1543506334 | Sewell | 8080 | 15 | 492.8 | Commercial | No | Behind the Meter | M&Z Solar, LLC | AC Electric | Accepted | 2019-12-10 | 2019-12-13 | 2020-12-13 | Fronius | Symo 24.0 | Inverters | 31000 |  | 18 |  |  | 0.975 |  | Outdoor | roof
Solar Registration Program | NJSRRE1543506334 | Sewell | 8080 | 15 | 492.8 | Commercial | No | Behind the Meter | M&Z Solar, LLC | AC Electric | Accepted | 2019-12-10 | 2019-12-13 | 2020-12-13 | Solarlog | 2000 | Meters |  |  | 1 |  |  |  | Yes | Outdoor
Solar Registration Program | NJSRRE1540361825 | Teterboro | 7608 | 7 | 499.32 | Commercial | Yes | Behind the Meter | SunCycle Renewable Energy LLC | PSE&G | Accepted | 2019-02-14 | 2019-02-18 | 2020-02-18 | Trina | TSM-DE14A(II)365P | Solar Panels |  | 0.365 | 1368 | 190 | 7 |  | Fixed | Roof
Solar Registration Program | NJSRRE1540361825 | Teterboro | 7608 | 7 | 499.32 | Commercial | Yes | Behind the Meter | SunCycle Renewable Energy LLC | PSE&G | Accepted | 2019-02-14 | 2019-02-18 | 2020-02-18 | SolarEdge | SE100kUS | Inverters | 100000 |  | 4 |  |  | 0.98 |  | Outdoor | Wall mounted within security fence
Solar Registration Program | NJSRRE1540361825 | Teterboro | 7608 | 7 | 499.32 | Commercial | Yes | Behind the Meter | SunCycle Renewable Energy LLC | PSE&G | Accepted | 2019-02-14 | 2019-02-18 | 2020-02-18 | Watts-on | W2MI-5A-EL | Meters |  |  | 1 |  |  |  |  | Outdoor
Solar Registration Program | NJSRRE1543478153 | DELRAN | 8075 | 13 | 504.81 | Commercial | Yes | Behind the Meter | Distributed Solar Operations, LLC | PSE&G | Accepted | 2019-12-06 | 2019-12-18 | 2020-12-18 | Hanwha | Q.PEAK DUO L-G5. 2 395 | Solar Panels |  | 0.395 | 1278 | 138 | 10 |  | Fixed | Roof
Solar Registration Program | NJSRRE1543478153 | DELRAN | 8075 | 13 | 504.81 | Commercial | Yes | Behind the Meter | Distributed Solar Operations, LLC | PSE&G | Accepted | 2019-12-06 | 2019-12-18 | 2020-12-18 | Chint | CPS SCA60KTL-DO/US-480 | Inverters | 60000 |  | 6 |  |  | 0.988 |  | Outdoor | Roof
Solar Registration Program | NJSRRE1541064325 | Princeton | 8544 | 12 | 506.76 | Private University | Yes | Behind the Meter | EDF Renewables Distributed Solutions, Inc. | PSE&G | Accepted | 2019-05-31 | 2019-06-18 | 2020-06-18 | Canadian Solar | CS3W-410 | Solar Panels |  | 0.41 | 1236 | 160 | 3 |  | Fixed | Parking Lot
Solar Registration Program | NJSRRE1541064325 | Princeton | 8544 | 12 | 506.76 | Private University | Yes | Behind the Meter | EDF Renewables Distributed Solutions, Inc. | PSE&G | Accepted | 2019-05-31 | 2019-06-18 | 2020-06-18 | Solectria | XGI 1000-50/60 | Inverters | 50000 |  | 8 |  |  | 0.982 |  | Outside | Inverter Pad
Solar Registration Program | NJSRRE1541064325 | Princeton | 8544 | 12 | 506.76 | Private University | Yes | Behind the Meter | EDF Renewables Distributed Solutions, Inc. | PSE&G | Accepted | 2019-05-31 | 2019-06-18 | 2020-06-18 | Electro Industries/GaugeTech | Shark200 | Meters |  |  | 1 |  |  |  |  | Indoor
Solar Registration Program | NJSRRE1543478552 | PASSAIC | 7055 | 6 | 511.92 | Commercial | Yes | Behind the Meter | Distributed Solar Operations, LLC | PSE&G | Accepted | 2019-12-06 | 2019-12-18 | 2020-12-18 | Hanwha | Q.PEAK DUO L-G5. 2 395 | Solar Panels |  | 0.395 | 1296 | 143.9 | 10 |  | Fixed | Roof
Solar Registration Program | NJSRRE1543478552 | PASSAIC | 7055 | 6 | 511.92 | Commercial | Yes | Behind the Meter | Distributed Solar Operations, LLC | PSE&G | Accepted | 2019-12-06 | 2019-12-18 | 2020-12-18 | Chint | CPS SCA60KTL-DO/US-480 | Inverters | 60000 |  | 6 |  |  | 0.988 |  | Outdoor | Roof
Solar Registration Program | NJSRRE1540496490 | Linden City | 7036 | 10 | 516 | Commercial | Yes | Behind the Meter | Merit Northeast Solar 1, LLC | PSE&G | Accepted | 2019-03-18 | 2019-03-19 | 2020-03-19 | First Solar | FS-6430A | Solar Panels |  | 0.43 | 1200 | South Facing | 25 |  | Fixed | Ground
Solar Registration Program | NJSRRE1540496490 | Linden City | 7036 | 10 | 516 | Commercial | Yes | Behind the Meter | Merit Northeast Solar 1, LLC | PSE&G | Accepted | 2019-03-18 | 2019-03-19 | 2020-03-19 | Solectria | XGI 1000-65/65 | Inverters | 65000 |  | 6 |  |  | 0.982 |  | Outdoor | Outdoor - Solar Field
Solar Registration Program | NJSRRE1540496490 | Linden City | 7036 | 10 | 516 | Commercial | Yes | Behind the Meter | Merit Northeast Solar 1, LLC | PSE&G | Accepted | 2019-03-18 | 2019-03-19 | 2020-03-19 | Schneider Electric | PowerLogic PM8000 | Meters |  |  | 1
Solar Registration Program | NJSRRE1539954745 | Caldwell | 7006 | 9 | 526.33 | School Public K-12 | Yes | Behind the Meter | HESP Construction, LLC | PSE&G | Accepted | 2018-12-11 | 2018-12-14 | 2020-06-14 | Trina Solar | TSM-DE14A(11) | Solar Panels |  | 0.365 | 1442 | 219 | 7 |  | Fixed | Roof
Solar Registration Program | NJSRRE1539954745 | Caldwell | 7006 | 9 | 526.33 | School Public K-12 | Yes | Behind the Meter | HESP Construction, LLC | PSE&G | Accepted | 2018-12-11 | 2018-12-14 | 2020-06-14 | Solectria | PVI 60TL | Inverters | 60000 |  | 2 |  |  | 0.99 |  | Outdoor | near arrays
Solar Registration Program | NJSRRE1539954745 | Caldwell | 7006 | 9 | 526.33 | School Public K-12 | Yes | Behind the Meter | HESP Construction, LLC | PSE&G | Accepted | 2018-12-11 | 2018-12-14 | 2020-06-14 | Solectria | PVI 50TL | Inverters | 50000 |  | 5 |  |  | 0.99 |  | Outdoor | near arrays
Solar Registration Program | NJSRRE1543040926 | Marlboro | 7746 | 17 | 528.45 | School Public K-12 | Yes | Behind the Meter | Eznergy | JCP&L | Accepted | 2019-11-06 | 2019-11-08 | 2020-11-08 | URE | 390W D7M390H8A NSP | Solar Panels |  | 0.39 | 1355 | 219 | 5 |  | Fixed | Roof
Solar Registration Program | NJSRRE1543040926 | Marlboro | 7746 | 17 | 528.45 | School Public K-12 | Yes | Behind the Meter | Eznergy | JCP&L | Accepted | 2019-11-06 | 2019-11-08 | 2020-11-08 | SolarEdge | SE100KUS | Inverters | 100000 |  | 3 |  |  | 0.98 |  | Outdoor | Side of building near meter
Solar Registration Program | NJSRRE1543040926 | Marlboro | 7746 | 17 | 528.45 | School Public K-12 | Yes | Behind the Meter | Eznergy | JCP&L | Accepted | 2019-11-06 | 2019-11-08 | 2020-11-08 | SolarEdge | SE66.6KUS | Inverters | 66600 |  | 1 |  |  | 0.98 |  | Outdoor | Side of building near meter
Solar Registration Program | NJSRRE1541064363 | Princeton | 8544 | 12 | 537.1 | Private University | Yes | Behind the Meter | EDF Renewables Distributed Solutions, Inc. | PSE&G | Accepted | 2019-05-31 | 2019-06-18 | 2020-06-18 | Canadian Solar | CS3W-410 | Solar Panels |  | 0.41 | 1310 | 149 | 3 |  | Fixed | Parking Lot
Solar Registration Program | NJSRRE1541064363 | Princeton | 8544 | 12 | 537.1 | Private University | Yes | Behind the Meter | EDF Renewables Distributed Solutions, Inc. | PSE&G | Accepted | 2019-05-31 | 2019-06-18 | 2020-06-18 | Electro Industries/GaugeTech | Shark200 | Meters |  |  | 1 |  |  |  |  | Outdoor
Solar Registration Program | NJSRRE1541064363 | Princeton | 8544 | 12 | 537.1 | Private University | Yes | Behind the Meter | EDF Renewables Distributed Solutions, Inc. | PSE&G | Accepted | 2019-05-31 | 2019-06-18 | 2020-06-18 | Solectria | XGI 1000-50/60 | Inverters | 50000 |  | 8 |  |  | 0.982 |  | Outside | Outside
Solar Registration Program | NJSRRE1543478126 | BRIDGEWATER | 8807 | 5 | 540.36 | Commercial | Yes | Behind the Meter | Distributed Solar Operations, LLC | PSE&G | Accepted | 2019-12-06 | 2019-12-18 | 2020-12-18 | Hanwha | Q.PEAK DUO L-G5. 2 395 | Solar Panels |  | 0.395 | 1368 | 155 | 10 |  | Fixed | Roof
Solar Registration Program | NJSRRE1543478126 | BRIDGEWATER | 8807 | 5 | 540.36 | Commercial | Yes | Behind the Meter | Distributed Solar Operations, LLC | PSE&G | Accepted | 2019-12-06 | 2019-12-18 | 2020-12-18 | Chint | CPS SCA60KTL-DO/US-480 | Inverters | 60000 |  | 6 |  |  | 0.988 |  | Outdoor | Roof
Solar Registration Program | NJSRRE1541049841 | Pemberton | 8068 | 13 | 541.8 | Farm | Yes | Behind the Meter | Aston Solar | JCP&L | Accepted | 2019-05-29 | 2019-05-31 | 2020-05-31 | Canadian Solar | CS6K-300 | Solar Panels |  | 0.3 | 1806 | 143 | 7 |  | Fixed | Roof | Ground
Solar Registration Program | NJSRRE1541049841 | Pemberton | 8068 | 13 | 541.8 | Farm | Yes | Behind the Meter | Aston Solar | JCP&L | Accepted | 2019-05-29 | 2019-05-31 | 2020-05-31 | SMA America | SB6000-US-12 | Inverters | 6000 |  | 43 |  |  | 0.975 |  | Outdoor | indoor
Solar Registration Program | NJSRRE1539706488 | Robbinsville | 8691 | 12 | 542.64 | Commercial | Yes | Behind the Meter | e2/ECTA, Inc. | PSE&G | Accepted | 2018-10-29 | 2018-11-01 | 2020-05-01 | CSUN | CSUN340-72M | Solar Panels |  | 0.34 | 1596 | 219 | 10 |  | Fixed | Ground
Solar Registration Program | NJSRRE1539706488 | Robbinsville | 8691 | 12 | 542.64 | Commercial | Yes | Behind the Meter | e2/ECTA, Inc. | PSE&G | Accepted | 2018-10-29 | 2018-11-01 | 2020-05-01 | Solaredge Technologies, Inc. | SE33.3kUS | Inverters | 33000 |  | 14 |  |  | 0.98 |  | Outdoor | near ground mount PV modules
Solar Registration Program | NJSRRE1540418231 | Berlin | 8009 | 14 | 542.85 | Commercial | Yes | Behind the Meter | Renewable Energy Alliance | AC Electric | Accepted | 2019-04-15 | 2019-04-29 | 2020-04-29 | Canadian Solar | CS6x-330P | Solar Panels |  | 0.33 | 1645 | 177 | 10 |  | Fixed | Parking Lot
Solar Registration Program | NJSRRE1540418231 | Berlin | 8009 | 14 | 542.85 | Commercial | Yes | Behind the Meter | Renewable Energy Alliance | AC Electric | Accepted | 2019-04-15 | 2019-04-29 | 2020-04-29 | SMA | TL30000-US | Inverters | 30000 |  | 16 |  |  | 0.987 |  | Outdoor | Attached to rear of carport
Solar Registration Program | NJSRRE1540418231 | Berlin | 8009 | 14 | 542.85 | Commercial | Yes | Behind the Meter | Renewable Energy Alliance | AC Electric | Accepted | 2019-04-15 | 2019-04-29 | 2020-04-29 | Elkor | WattsOn | Meters |  |  | 1 |  |  |  |  | Outdoor
Solar Registration Program | NJSRRE1539831375 | Lyndhurst Township | 7071 | 7 | 545.31 | Commercial | No | Behind the Meter | Vanguard Energy Partners, LLC | PSE&G | Accepted | 2018-11-21 | 2018-11-27 | 2020-05-27 | Canadian Solar | CS3U-365MS | Solar Panels |  | 0.365 | 1494 | 177 | 5 |  | Fixed | Roof
Solar Registration Program | NJSRRE1539831375 | Lyndhurst Township | 7071 | 7 | 545.31 | Commercial | No | Behind the Meter | Vanguard Energy Partners, LLC | PSE&G | Accepted | 2018-11-21 | 2018-11-27 | 2020-05-27 | SolarEdge | SE100K | Inverters | 100000 |  | 3 |  |  | 0.985 |  | Outdoor | On roof at array
Solar Registration Program | NJSRRE1539831375 | Lyndhurst Township | 7071 | 7 | 545.31 | Commercial | No | Behind the Meter | Vanguard Energy Partners, LLC | PSE&G | Accepted | 2018-11-21 | 2018-11-27 | 2020-05-27 | SolarEdge | SE66.6K | Inverters | 66600 |  | 2 |  |  | 0.985 |  | Outdoor | On Roof at array
Solar Registration Program | NJSRRE1542173796 | Hillsborough | 8844 | 5 | 548.1 | Commercial | No | Behind the Meter | SunPower Corporation, Systems | PSE&G | Accepted | 2019-09-04 | 2019-09-06 | 2020-09-06 | SunPower | SPR-E20-435-COM | Solar Panels |  | 0.435 | 1260 | 180 | 15 |  | Fixed | Ground
Solar Registration Program | NJSRRE1542173796 | Hillsborough | 8844 | 5 | 548.1 | Commercial | No | Behind the Meter | SunPower Corporation, Systems | PSE&G | Accepted | 2019-09-04 | 2019-09-06 | 2020-09-06 | Delta Electronics | M80U_121 | Inverters | 82.76 |  | 6 |  |  | 0.985 |  | Outdoor | Ground
Solar Registration Program | NJSRRE1542763387 | Marlton | 8053 | 13 | 554.58 | Commercial | Yes | Behind the Meter | OnSwitch, Inc | PSE&G | Accepted | 2019-10-29 | 2019-10-31 | 2020-10-31 | Hanwha | Hanwha_Solarone Q Peak Duo L-G5.2 390 | Solar Panels |  | 0.39 | 1422 | 148 | 10 |  | Fixed | Parking Lot | See Drawing
Solar Registration Program | NJSRRE1542763387 | Marlton | 8053 | 13 | 554.58 | Commercial | Yes | Behind the Meter | OnSwitch, Inc | PSE&G | Accepted | 2019-10-29 | 2019-10-31 | 2020-10-31 | Chint Power | CPS SCA60KTL-DO/US-480 | Inverters | 60000 |  | 3 |  |  | 0.988 |  | Outside | See Drawing
Solar Registration Program | NJSRRE1542763387 | Marlton | 8053 | 13 | 554.58 | Commercial | Yes | Behind the Meter | OnSwitch, Inc | PSE&G | Accepted | 2019-10-29 | 2019-10-31 | 2020-10-31 | Chint Power | CPS SCA36KTL-DO/US-480 | Inverters | 36000 |  | 7 |  |  | 0.985 |  | Outside | See Drawing
Solar Registration Program | NJSRRE1543436850 | Jersey City | 7306 | 8 | 573.3 | Government Facility | Yes | Behind the Meter | Vanguard Energy Partners, LLC | PSE&G | Accepted | 2019-11-22 | 2019-11-26 | 2020-11-26 | Hanwha | Q.Plus L-G4.2 325 | Solar Panels |  | 0.325 | 1764 | 202 | 10 |  | Fixed | Roof
Solar Registration Program | NJSRRE1543436850 | Jersey City | 7306 | 8 | 573.3 | Government Facility | Yes | Behind the Meter | Vanguard Energy Partners, LLC | PSE&G | Accepted | 2019-11-22 | 2019-11-26 | 2020-11-26 | Soletria | PVI 60TL | Inverters | 60000 |  | 7 |  |  | 0.99 |  | Outdoor | At sub array
Solar Registration Program | NJSRRE1539706331 | Lawrenceville | 8648 | 12 | 581.49 | Commercial | Yes | Behind the Meter | e2/ECTA, Inc. | PSE&G | Accepted | 2018-10-29 | 2018-11-01 | 2020-05-01 | Lightway | LW315(35) | Solar Panels |  | 0.315 | 1450 | 196.5 | 10 |  | Fixed | Roof
Solar Registration Program | NJSRRE1539706331 | Lawrenceville | 8648 | 12 | 581.49 | Commercial | Yes | Behind the Meter | e2/ECTA, Inc. | PSE&G | Accepted | 2018-10-29 | 2018-11-01 | 2020-05-01 | Lightway | LW315(35) | Solar Panels |  | 0.315 | 198 | 106 | 5 |  | Fixed | Roof | E side flush mount
Solar Registration Program | NJSRRE1539706331 | Lawrenceville | 8648 | 12 | 581.49 | Commercial | Yes | Behind the Meter | e2/ECTA, Inc. | PSE&G | Accepted | 2018-10-29 | 2018-11-01 | 2020-05-01 | Lightway | LW315(35) | Solar Panels |  | 0.315 | 198 | 286 | 5 |  | Fixed | Roof | W side flush mount
Solar Registration Program | NJSRRE1539706331 | Lawrenceville | 8648 | 12 | 581.49 | Commercial | Yes | Behind the Meter | e2/ECTA, Inc. | PSE&G | Accepted | 2018-10-29 | 2018-11-01 | 2020-05-01 | Solaredge Technologies, Inc. | SE33.3kUS | Inverters | 33300 |  | 15 |  |  | 0.98 |  | Outdoor | near customer utility room
Solar Registration Program | NJSRRE1542294410 | Montvale | 7645 | 7 | 588.67 | Commercial | No | Behind the Meter | Pfister Energy, Inc. | JCP&L | Accepted | 2019-09-18 | 2019-10-10 | 2020-10-10 | Heliene | 72M-370 | Solar Panels |  | 0.37 | 1591 | 174 | 5 |  | Fixed | Roof
Solar Registration Program | NJSRRE1542294410 | Montvale | 7645 | 7 | 588.67 | Commercial | No | Behind the Meter | Pfister Energy, Inc. | JCP&L | Accepted | 2019-09-18 | 2019-10-10 | 2020-10-10 | SolarEdge | SE100KUS | Inverters | 100000 |  | 5 |  |  | 0.985 |  | Outdoor | Roof mounted
Solar Registration Program | NJSRRE1538422549 | Mays Landing | 8330 | 19 | 589.32 | Commercial | No | Behind the Meter | Infiniti Energy Services | AC Electric | Accepted | 2018-06-19 | 2018-06-25 | 2019-12-25 | Trina Solar | 360W | Solar Panels |  | 0.36 | 1637 | 191 | 10 |  | Fixed | Roof
Solar Registration Program | NJSRRE1541884104 | Skillman | 8558 | 5 | 596.85 | Commercial | Yes | Behind the Meter | EnterSolar | PSE&G | Accepted | 2019-08-26 | 2019-08-29 | 2020-08-29 | Hanwha | Q-Plus LG4.2 | Solar Panels |  | 0.345 | 1730 | 180 | 25 |  | Fixed | Ground
Solar Registration Program | NJSRRE1541884104 | Skillman | 8558 | 5 | 596.85 | Commercial | Yes | Behind the Meter | EnterSolar | PSE&G | Accepted | 2019-08-26 | 2019-08-29 | 2020-08-29 | Solectria | XGI 1500-166/166 | Inverters | 166000 |  | 3 |  |  | 0.987 |  | Outside | post mounted
Solar Registration Program | NJSRRE1539849211 | Florence | 8518 | 13 | 598.6 | Commercial | No | Behind the Meter | KC Green Energy | PSE&G | Accepted | 2018-11-28 | 2019-07-10 | 2020-07-10 | Trina | Tallmax TSM-DE14A (II) Perc Mono 365 | Solar Panels |  | 0.365 | 1640 | 162 | 10 |  | Fixed | Roof
Solar Registration Program | NJSRRE1539849211 | Florence | 8518 | 13 | 598.6 | Commercial | No | Behind the Meter | KC Green Energy | PSE&G | Accepted | 2018-11-28 | 2019-07-10 | 2020-07-10 | SMA | STP50-US-40 | Inverters | 50000 |  | 10 |  |  | 0.98 |  | Outdoor | Rooftop
Solar Registration Program | NJSRRE1538296237 | Newark | 7112 | 9 | 609.28 | School Public K-12 | No | Behind the Meter | Eznergy | PSE&G | Accepted | 2018-05-31 | 2018-06-05 | 2020-04-05 | Trina | TSM 320 | Solar Panels |  | 0.32 | 246 | 212 | 5 |  | Fixed | Roof
Solar Registration Program | NJSRRE1538296237 | Newark | 7112 | 9 | 609.28 | School Public K-12 | No | Behind the Meter | Eznergy | PSE&G | Accepted | 2018-05-31 | 2018-06-05 | 2020-04-05 | Trina | TSM 320 | Solar Panels |  | 0.32 | 972 | 212 | 5 |  | Fixed | Roof
Solar Registration Program | NJSRRE1538296237 | Newark | 7112 | 9 | 609.28 | School Public K-12 | No | Behind the Meter | Eznergy | PSE&G | Accepted | 2018-05-31 | 2018-06-05 | 2020-04-05 | Trina | TSM 320 | Solar Panels |  | 0.32 | 343 | 127 | 7 |  | Fixed | Roof
Solar Registration Program | NJSRRE1538296237 | Newark | 7112 | 9 | 609.28 | School Public K-12 | No | Behind the Meter | Eznergy | PSE&G | Accepted | 2018-05-31 | 2018-06-05 | 2020-04-05 | Trina | TSM 320 | Solar Panels |  | 0.32 | 343 | 127 | 7 |  | Fixed | Roof
Solar Registration Program | NJSRRE1538296237 | Newark | 7112 | 9 | 609.28 | School Public K-12 | No | Behind the Meter | Eznergy | PSE&G | Accepted | 2018-05-31 | 2018-06-05 | 2020-04-05 | Chint | PSW1M | Inverters | 1000000 |  | 1 |  |  | 0.98 |  | Outdoor | on roof
Solar Registration Program | NJSRRE1541629119 | Wall Township | 7727 | 17 | 615.39 | Commercial | Yes | Behind the Meter | Amergy Solar | JCP&L | Accepted | 2019-07-10 | 2019-07-12 | 2020-07-12 | Trina | TSM-365-DD | Solar Panels |  | 0.365 | 1686 | 233 | 18 |  | Fixed | Roof
Solar Registration Program | NJSRRE1541629119 | Wall Township | 7727 | 17 | 615.39 | Commercial | Yes | Behind the Meter | Amergy Solar | JCP&L | Accepted | 2019-07-10 | 2019-07-12 | 2020-07-12 | Advanced Energy | AE-500TX | Inverters | 500 |  | 1 |  |  | 0.97 |  | Outside | Side of building next to meter
Solar Registration Program | NJSRRE1541629142 | Wall Township | 7727 | 17 | 615.39 | Commercial | Yes | Behind the Meter | Amergy Solar | JCP&L | Accepted | 2019-07-10 | 2019-07-12 | 2020-07-12 | Trina | TSM-365DD | Solar Panels |  | 0.365 | 1686 | 233 | 18 |  | Fixed | Roof
Solar Registration Program | NJSRRE1541629142 | Wall Township | 7727 | 17 | 615.39 | Commercial | Yes | Behind the Meter | Amergy Solar | JCP&L | Accepted | 2019-07-10 | 2019-07-12 | 2020-07-12 | Advanced Energy | AE-500TX | Inverters | 500 |  | 1 |  |  | 0.97 |  | Outside | Side wall next to meter
Solar Registration Program | NJSRRE1539404214 | Edison | 8837 | 11 | 624.24 | Commercial | Yes | Behind the Meter | General Electric International, Inc | PSE&G | Accepted | 2018-09-11 | 2018-09-14 | 2020-03-14 | Longi Solar | LR6-72HV-340M | Solar Panels |  | 0.34 | 918 | 332 | 5 |  | Fixed | Parking Lot
Solar Registration Program | NJSRRE1539404214 | Edison | 8837 | 11 | 624.24 | Commercial | Yes | Behind the Meter | General Electric International, Inc | PSE&G | Accepted | 2018-09-11 | 2018-09-14 | 2020-03-14 | Longi Solar | LR6-72HV-340M | Solar Panels |  | 0.34 | 918 | 152 | 5 |  | Fixed | Parking Lot
Solar Registration Program | NJSRRE1539404214 | Edison | 8837 | 11 | 624.24 | Commercial | Yes | Behind the Meter | General Electric International, Inc | PSE&G | Accepted | 2018-09-11 | 2018-09-14 | 2020-03-14 | Sungrow | SC60KU-M | Inverters | 60000 |  | 7 |  |  | 0.989 |  | Outdoor | mounted on canopy
Solar Registration Program | NJSRRE1541500580 | Camden | 8105 | 14 | 627.52 | Commercial | No | Behind the Meter | INDEPENDENCE SOLAR, LLC | PSE&G | Accepted | 2019-06-27 | 2019-07-01 | 2020-07-01 | Trina | TSM-PE14A 370 | Solar Panels |  | 0.37 | 1696 | 180 | 5 |  | Fixed | Roof
Solar Registration Program | NJSRRE1541500580 | Camden | 8105 | 14 | 627.52 | Commercial | No | Behind the Meter | INDEPENDENCE SOLAR, LLC | PSE&G | Accepted | 2019-06-27 | 2019-07-01 | 2020-07-01 | SolarEdge | SE100KW | Inverters | 100000 |  | 5 |  |  | 0.985 |  | Outdoor | Ground Level
Solar Registration Program | NJSRRE1541500580 | Camden | 8105 | 14 | 627.52 | Commercial | No | Behind the Meter | INDEPENDENCE SOLAR, LLC | PSE&G | Accepted | 2019-06-27 | 2019-07-01 | 2020-07-01 | Veris | E51C3 | Meters |  |  | 1 |  |  |  |  | Indoor
Solar Registration Program | NJSRRE1540904602 | Montvale | 7645 | 7 | 646.02 | Commercial | Yes | Behind the Meter | Greenskies Renewable Energy LLC | Orange Rockland Electric | Accepted | 2019-04-30 | 2019-04-30 | 2020-04-30 | Neo Solar Power | D6M370H4A | Solar Panels |  | 0.37 | 1746 | 187 | 7 |  | Fixed | Parking Lot
Solar Registration Program | NJSRRE1540904602 | Montvale | 7645 | 7 | 646.02 | Commercial | Yes | Behind the Meter | Greenskies Renewable Energy LLC | Orange Rockland Electric | Accepted | 2019-04-30 | 2019-04-30 | 2020-04-30 | Yaskawa Solectria Solar | PVI 60TL | Inverters | 60000 |  | 5 |  |  | 0.99 |  | Outdoor | Mounted On Carport Structure
Solar Registration Program | NJSRRE1540904602 | Montvale | 7645 | 7 | 646.02 | Commercial | Yes | Behind the Meter | Greenskies Renewable Energy LLC | Orange Rockland Electric | Accepted | 2019-04-30 | 2019-04-30 | 2020-04-30 | Yaskawa Solectria Solar | PVI 50TL | Inverters | 50000 |  | 4 |  |  | 0.99 |  | Outdoor | Mounted On Carport Structure
Solar Registration Program | NJSRRE1540904602 | Montvale | 7645 | 7 | 646.02 | Commercial | Yes | Behind the Meter | Greenskies Renewable Energy LLC | Orange Rockland Electric | Accepted | 2019-04-30 | 2019-04-30 | 2020-04-30 | Elkor | WattsOn Mark II | Meters |  |  | 1 |  |  |  |  | Outdoor
Solar Registration Program | NJSRRE1539830405 | Newark | 7105 | 9 | 647.01 | Commercial | No | Behind the Meter | Natural Power Sources LLC dba Suntuity | PSE&G | Accepted | 2018-11-20 | 2018-11-27 | 2020-05-27 | Hanwha Q Cells | Q.PEAK DUO L-G5.3 395 | Solar Panels |  | 0.395 | 102 | 202 | 5 |  | Fixed | Roof
Solar Registration Program | NJSRRE1539830405 | Newark | 7105 | 9 | 647.01 | Commercial | No | Behind the Meter | Natural Power Sources LLC dba Suntuity | PSE&G | Accepted | 2018-11-20 | 2018-11-27 | 2020-05-27 | Hanwha Q Cells | Q.PEAK DUO L-G5.3 395 | Solar Panels |  | 0.395 | 1536 | 202 | 5 |  | Fixed | Roof
Solar Registration Program | NJSRRE1539830405 | Newark | 7105 | 9 | 647.01 | Commercial | No | Behind the Meter | Natural Power Sources LLC dba Suntuity | PSE&G | Accepted | 2018-11-20 | 2018-11-27 | 2020-05-27 | Chint Power Systems | CPS SCA36KTL-DO/US-480 | Inverters | 36000 |  | 1 |  |  | 0.98 |  | Outdoor | Along side the wall
Solar Registration Program | NJSRRE1539830405 | Newark | 7105 | 9 | 647.01 | Commercial | No | Behind the Meter | Natural Power Sources LLC dba Suntuity | PSE&G | Accepted | 2018-11-20 | 2018-11-27 | 2020-05-27 | Chint Power Systems | CPS SCA60KTL-DO/US-480 | Inverters | 60000 |  | 8 |  |  | 0.985 |  | Outdoor | Along side the wall
Solar Registration Program | NJSRRE1539706274 | Eatontown | 7724 | 17 | 655.2 | Commercial | No | Behind the Meter | RER Energy Group, LLC. | JCP&L | Accepted | 2018-10-29 | 2018-10-31 | 2020-04-30 | CSUN | 350-72M | Solar Panels |  | 0.35 | 1872 | 219 | 10 |  | Fixed | Roof
Solar Registration Program | NJSRRE1539706274 | Eatontown | 7724 | 17 | 655.2 | Commercial | No | Behind the Meter | RER Energy Group, LLC. | JCP&L | Accepted | 2018-10-29 | 2018-10-31 | 2020-04-30 | Chint Power Systems | SCA60KTL-DO/US-480 | Inverters | 60000 |  | 9 |  |  | 0.98 |  | Outside | Roof
Solar Registration Program | NJSRRE1540820650 | Rockaway | 7866 | 3 | 666 | School Other | No | Behind the Meter | Solar Landscape | JCP&L | Accepted | 2019-04-04 | 2019-05-01 | 2020-05-01 | GCL | GCL-M3/72H 375 | Solar Panels |  | 0.375 | 336 | 140 | 5 |  | Fixed | Roof
Solar Registration Program | NJSRRE1540820650 | Rockaway | 7866 | 3 | 666 | School Other | No | Behind the Meter | Solar Landscape | JCP&L | Accepted | 2019-04-04 | 2019-05-01 | 2020-05-01 | GCL | GCL-M3/72H 375 | Solar Panels |  | 0.375 | 1216 | 180 | 5 |  | Fixed | Roof
Solar Registration Program | NJSRRE1540820650 | Rockaway | 7866 | 3 | 666 | School Other | No | Behind the Meter | Solar Landscape | JCP&L | Accepted | 2019-04-04 | 2019-05-01 | 2020-05-01 | GCL | GCL-M3/72H 375 | Solar Panels |  | 0.375 | 76 | 180 | 10 |  | Fixed | Roof
Solar Registration Program | NJSRRE1540820650 | Rockaway | 7866 | 3 | 666 | School Other | No | Behind the Meter | Solar Landscape | JCP&L | Accepted | 2019-04-04 | 2019-05-01 | 2020-05-01 | GCL | GCL-M3/72H 375 | Solar Panels |  | 0.375 | 24 | 168 | 5 |  | Fixed | Roof
Solar Registration Program | NJSRRE1540820650 | Rockaway | 7866 | 3 | 666 | School Other | No | Behind the Meter | Solar Landscape | JCP&L | Accepted | 2019-04-04 | 2019-05-01 | 2020-05-01 | GCL | GCL-M3/72H 375 | Solar Panels |  | 0.375 | 28 | 201 | 5 |  | Fixed | Roof
Solar Registration Program | NJSRRE1540820650 | Rockaway | 7866 | 3 | 666 | School Other | No | Behind the Meter | Solar Landscape | JCP&L | Accepted | 2019-04-04 | 2019-05-01 | 2020-05-01 | GCL | GCL-M3/72H 375 | Solar Panels |  | 0.375 | 96 | 185 | 0 |  | Fixed | Roof
Solar Registration Program | NJSRRE1540820650 | Rockaway | 7866 | 3 | 666 | School Other | No | Behind the Meter | Solar Landscape | JCP&L | Accepted | 2019-04-04 | 2019-05-01 | 2020-05-01 | WattsOn-Mark II | W2-MI-5A-DL | Meters |  |  | 1 |  |  |  | Yes | Outdoor
Solar Registration Program | NJSRRE1540820650 | Rockaway | 7866 | 3 | 666 | School Other | No | Behind the Meter | Solar Landscape | JCP&L | Accepted | 2019-04-04 | 2019-05-01 | 2020-05-01 | Solar Edge | SE100KUS | Inverters | 100000 |  | 4 |  |  | 0.985 |  | Outside | Roof
Solar Registration Program | NJSRRE1540820650 | Rockaway | 7866 | 3 | 666 | School Other | No | Behind the Meter | Solar Landscape | JCP&L | Accepted | 2019-04-04 | 2019-05-01 | 2020-05-01 | Solar Edge | SE66.6KUS | Inverters | 66600 |  | 2 |  |  | 0.985 |  | Outdoor | Roof
Solar Registration Program | NJSRRE1541125127 | Hamilton | 8619 | 12 | 666.76 | Commercial | No | Behind the Meter | Geoscape Solar | PSE&G | Accepted | 2019-06-07 | 2019-06-12 | 2020-06-12 | Sunpower | SPR-P19-395-COM | Solar Panels |  | 0.395 | 1688 | 182 | 5 |  | Fixed | Roof
Solar Registration Program | NJSRRE1541125127 | Hamilton | 8619 | 12 | 666.76 | Commercial | No | Behind the Meter | Geoscape Solar | PSE&G | Accepted | 2019-06-07 | 2019-06-12 | 2020-06-12 | Solar Edge | SE100K-US | Inverters | 100000 |  | 5 |  |  | 0.98 |  | Outside | adj to utility meter
Solar Registration Program | NJSRRE1543533370 | Bayonne | 7002 | 8 | 693 | Commercial | No | Behind the Meter | Arosa Solar Energy Systems Inc | PSE&G | Accepted | 2019-12-16 | 2019-12-30 | 2020-12-30 | Q CELLS | Q.PEAK DOU L-G5.2 385 | Solar Panels |  | 0.385 | 1800 | 180 | 10 |  | Fixed | Roof
Solar Registration Program | NJSRRE1543533370 | Bayonne | 7002 | 8 | 693 | Commercial | No | Behind the Meter | Arosa Solar Energy Systems Inc | PSE&G | Accepted | 2019-12-16 | 2019-12-30 | 2020-12-30 | SolarEdge | SE100KUS | Inverters | 100 |  | 6 |  |  | 0.98 |  | Indoor | Electrical room
Solar Registration Program | NJSRRE1536193251 | Englishtown | 7726 | 17 | 701.22 | Commercial | Yes | Behind the Meter | HESP Construction, LLC | JCP&L | Final As-Built Received | 2018-01-18 | 2018-01-23 | 2019-10-23 | Trina Solar | TSM-DE14A(II) | Solar Panels |  | 0.36 | 504 | 180 | 25 |  | Fixed | Ground
Solar Registration Program | NJSRRE1536193251 | Englishtown | 7726 | 17 | 701.22 | Commercial | Yes | Behind the Meter | HESP Construction, LLC | JCP&L | Final As-Built Received | 2018-01-18 | 2018-01-23 | 2019-10-23 | Trina Solar | TSM-DE14A(II) | Solar Panels |  | 0.345 | 396 | 180 | 25 |  | Fixed | Ground
Solar Registration Program | NJSRRE1536193251 | Englishtown | 7726 | 17 | 701.22 | Commercial | Yes | Behind the Meter | HESP Construction, LLC | JCP&L | Final As-Built Received | 2018-01-18 | 2018-01-23 | 2019-10-23 | Trina Solar | TSM-DE14A(II) | Solar Panels |  | 0.345 | 76 | 0 | 17 |  | Fixed | Roof | sloped
Solar Registration Program | NJSRRE1536193251 | Englishtown | 7726 | 17 | 701.22 | Commercial | Yes | Behind the Meter | HESP Construction, LLC | JCP&L | Final As-Built Received | 2018-01-18 | 2018-01-23 | 2019-10-23 | Trina Solar | TSM-DE14A(II) | Solar Panels |  | 0.345 | 108 | 180 | 17 |  | Fixed | Roof | sloped
Solar Registration Program | NJSRRE1536193251 | Englishtown | 7726 | 17 | 701.22 | Commercial | Yes | Behind the Meter | HESP Construction, LLC | JCP&L | Final As-Built Received | 2018-01-18 | 2018-01-23 | 2019-10-23 | Trina Solar | TSM-DE14A(II) | Solar Panels |  | 0.36 | 144 | 92 | 6 |  | Fixed | Roof | sloped
Solar Registration Program | NJSRRE1536193251 | Englishtown | 7726 | 17 | 701.22 | Commercial | Yes | Behind the Meter | HESP Construction, LLC | JCP&L | Final As-Built Received | 2018-01-18 | 2018-01-23 | 2019-10-23 | Trina Solar | TSM-DE14A(II) | Solar Panels |  | 0.36 | 54 | 0 | 15 |  | Fixed | Roof | sloped
Solar Registration Program | NJSRRE1536193251 | Englishtown | 7726 | 17 | 701.22 | Commercial | Yes | Behind the Meter | HESP Construction, LLC | JCP&L | Final As-Built Received | 2018-01-18 | 2018-01-23 | 2019-10-23 | Trina Solar | TSM-DE14A(II) | Solar Panels |  | 0.36 | 18 | 180 | 15 |  | Fixed | Roof | sloped
Solar Registration Program | NJSRRE1536193251 | Englishtown | 7726 | 17 | 701.22 | Commercial | Yes | Behind the Meter | HESP Construction, LLC | JCP&L | Final As-Built Received | 2018-01-18 | 2018-01-23 | 2019-10-23 | Trina Solar | TSM-DE14A(II) | Solar Panels |  | 0.345 | 54 | 0 | 6 |  | Fixed | Roof | sloped
Solar Registration Program | NJSRRE1536193251 | Englishtown | 7726 | 17 | 701.22 | Commercial | Yes | Behind the Meter | HESP Construction, LLC | JCP&L | Final As-Built Received | 2018-01-18 | 2018-01-23 | 2019-10-23 | Trina Solar | TSM-DE14A(II) | Solar Panels |  | 0.345 | 234 | 180 | 7 |  | Fixed | Roof
Solar Registration Program | NJSRRE1536193251 | Englishtown | 7726 | 17 | 701.22 | Commercial | Yes | Behind the Meter | HESP Construction, LLC | JCP&L | Final As-Built Received | 2018-01-18 | 2018-01-23 | 2019-10-23 | Trina Solar | TSM-DE14A(II) | Solar Panels |  | 0.36 | 126 | 92 | 17 |  | Fixed | Roof | sloped
Solar Registration Program | NJSRRE1536193251 | Englishtown | 7726 | 17 | 701.22 | Commercial | Yes | Behind the Meter | HESP Construction, LLC | JCP&L | Final As-Built Received | 2018-01-18 | 2018-01-23 | 2019-10-23 | Trina Solar | TSM-DE14A(II) | Solar Panels |  | 0.36 | 126 | 271 | 17 |  | Fixed | Roof | sloped
Solar Registration Program | NJSRRE1536193251 | Englishtown | 7726 | 17 | 701.22 | Commercial | Yes | Behind the Meter | HESP Construction, LLC | JCP&L | Final As-Built Received | 2018-01-18 | 2018-01-23 | 2019-10-23 | Trina Solar | TSM-DE14A(II) | Solar Panels |  | 0.36 | 144 | 271 | 6 |  | Fixed | Roof | sloped
Solar Registration Program | NJSRRE1536193251 | Englishtown | 7726 | 17 | 701.22 | Commercial | Yes | Behind the Meter | HESP Construction, LLC | JCP&L | Final As-Built Received | 2018-01-18 | 2018-01-23 | 2019-10-23 | Chint | SCA60KTL-DO | Inverters | 60000 |  | 4 |  |  | 0.99 |  | Outdoor | near arrays
Solar Registration Program | NJSRRE1536193251 | Englishtown | 7726 | 17 | 701.22 | Commercial | Yes | Behind the Meter | HESP Construction, LLC | JCP&L | Final As-Built Received | 2018-01-18 | 2018-01-23 | 2019-10-23 | Chint | SCA23KTL-DO | Inverters | 23000 |  | 2 |  |  | 0.986 |  | Outdoor | near arrays
Solar Registration Program | NJSRRE1536193251 | Englishtown | 7726 | 17 | 701.22 | Commercial | Yes | Behind the Meter | HESP Construction, LLC | JCP&L | Final As-Built Received | 2018-01-18 | 2018-01-23 | 2019-10-23 | Chint | SCA36KTL-DO | Inverters | 36000 |  | 4 |  |  | 0.985 |  | Outdoor | near arrays
Solar Registration Program | NJSRRE1536193251 | Englishtown | 7726 | 17 | 701.22 | Commercial | Yes | Behind the Meter | HESP Construction, LLC | JCP&L | Final As-Built Received | 2018-01-18 | 2018-01-23 | 2019-10-23 | Chint | SCA28KTL-DO | Inverters | 28000 |  | 2 |  |  | 0.986 |  | Outdoor | near arrays
Solar Registration Program | NJSRRE1536193251 | Englishtown | 7726 | 17 | 701.22 | Commercial | Yes | Behind the Meter | HESP Construction, LLC | JCP&L | Final As-Built Received | 2018-01-18 | 2018-01-23 | 2019-10-23 | Chint | SCA50KTL-DO | Inverters | 50000 |  | 1 |  |  | 0.99 |  | Outdoor | near arrays
Solar Registration Program | NJSRRE1536193251 | Englishtown | 7726 | 17 | 701.22 | Commercial | Yes | Behind the Meter | HESP Construction, LLC | JCP&L | Final As-Built Received | 2018-01-18 | 2018-01-23 | 2019-10-23 | Veris | E51C3 | Meters |  |  | 1 |  |  |  | Yes | Outdoor
Solar Registration Program | NJSRRE1539523842 | Bayville | 8721 | 18 | 702 | Commercial | No | Behind the Meter | Solar Landscape | JCP&L | Accepted | 2018-10-02 | 2018-10-04 | 2020-04-04 | Heliene | 72P325 | Solar Panels |  | 0.325 | 2160 | 180 | 30 |  | Fixed | Ground
Solar Registration Program | NJSRRE1539523842 | Bayville | 8721 | 18 | 702 | Commercial | No | Behind the Meter | Solar Landscape | JCP&L | Accepted | 2018-10-02 | 2018-10-04 | 2020-04-04 | Solectria | XGI 1500-125 | Inverters | 12500 |  | 4 |  |  | 0.988 |  | Outside | roof
Solar Registration Program | NJSRRE1541884134 | Skillman | 8558 | 5 | 703.11 | Commercial | Yes | Behind the Meter | EnterSolar | PSE&G | Accepted | 2019-08-26 | 2019-08-29 | 2020-08-29 | Hanwha | Q-Plus LG4.2 | Solar Panels |  | 0.345 | 2038 | 180 | 25 |  | Fixed | Ground
Solar Registration Program | NJSRRE1541884134 | Skillman | 8558 | 5 | 703.11 | Commercial | Yes | Behind the Meter | EnterSolar | PSE&G | Accepted | 2019-08-26 | 2019-08-29 | 2020-08-29 | Solectria | XGI 1500-166/166 | Inverters | 166000 |  | 3 |  |  | 0.987 |  | Outside | post mounted
Solar Registration Program | NJSRRE1540760438 | Piscataway | 8855 | 11 | 710.64 | Commercial | No | Behind the Meter | SunPower Corporation, Systems | PSE&G | Accepted | 2019-04-01 | 2019-04-04 | 2020-04-04 | SunPower | SPR-X21-470-COM | Solar Panels |  | 0.47 | 1512 | 328 | 10 |  | Fixed | Parking Lot
Solar Registration Program | NJSRRE1540760438 | Piscataway | 8855 | 11 | 710.64 | Commercial | No | Behind the Meter | SunPower Corporation, Systems | PSE&G | Accepted | 2019-04-01 | 2019-04-04 | 2020-04-04 | Delta Electronics | M80U | Inverters | 82800 |  | 3 |  |  | 0.985 |  | Outside | Parking Lot
Solar Registration Program | NJSRRE1540760438 | Piscataway | 8855 | 11 | 710.64 | Commercial | No | Behind the Meter | SunPower Corporation, Systems | PSE&G | Accepted | 2019-04-01 | 2019-04-04 | 2020-04-04 | Delta Electronics | M60U | Inverters | 65500 |  | 4 |  |  | 0.985 |  | Outdoor | Parking Lot
Solar Registration Program | NJSRRE1540760438 | Piscataway | 8855 | 11 | 710.64 | Commercial | No | Behind the Meter | SunPower Corporation, Systems | PSE&G | Accepted | 2019-04-01 | 2019-04-04 | 2020-04-04 | Delta Electronics | M42U | Inverters | 46000 |  | 2 |  |  | 0.98 |  | Outside | Parking Lot
Solar Registration Program | NJSRRE1540258191 | Millville | 8332 | 20 | 733.08 | School Charter | Yes | Behind the Meter | ARMM Associates | AC Electric | Accepted | 2019-01-18 | 2019-02-04 | 2020-02-04 | Sonali | SS M360 | Solar Panels |  | 0.36 | 345 | 180 | 5 |  | Fixed | Roof
Solar Registration Program | NJSRRE1540258191 | Millville | 8332 | 20 | 733.08 | School Charter | Yes | Behind the Meter | ARMM Associates | AC Electric | Accepted | 2019-01-18 | 2019-02-04 | 2020-02-04 | Sonali | SS M360 | Solar Panels |  | 0.36 | 709 | 180 | 15 |  | Fixed | Roof
Solar Registration Program | NJSRRE1540258191 | Millville | 8332 | 20 | 733.08 | School Charter | Yes | Behind the Meter | ARMM Associates | AC Electric | Accepted | 2019-01-18 | 2019-02-04 | 2020-02-04 | Sonali | SS M360 | Solar Panels |  | 0.36 | 549 | 180 | 5 |  | Fixed | Parking Lot
Solar Registration Program | NJSRRE1540258191 | Millville | 8332 | 20 | 733.08 | School Charter | Yes | Behind the Meter | ARMM Associates | AC Electric | Accepted | 2019-01-18 | 2019-02-04 | 2020-02-04 | Sunpreme | GXB 500 | Solar Panels |  | 0.5 | 312 | 180 | 30 |  | Fixed | Ground
Solar Registration Program | NJSRRE1540258191 | Millville | 8332 | 20 | 733.08 | School Charter | Yes | Behind the Meter | ARMM Associates | AC Electric | Accepted | 2019-01-18 | 2019-02-04 | 2020-02-04 | Chint Power Systems | CPS SCH100KTL-DO/US-600 | Inverters | 100000 |  | 6 |  |  | 0.991 |  | Outdoor | mounted on canopies and rooftops
Solar Registration Program | NJSRRE1540337960 | Longport | 8403 | 19 | 736.29 | Commercial | Yes | Behind the Meter | National Energy Partners, LLC | AC Electric | Accepted | 2019-02-07 | 2019-02-08 | 2020-02-08 | Jinko Solar | JKM405M-72H-V | Solar Panels |  | 0.405 | 1818 | Portrait | 5 |  | Fixed | Parking Lot
Solar Registration Program | NJSRRE1540337960 | Longport | 8403 | 19 | 736.29 | Commercial | Yes | Behind the Meter | National Energy Partners, LLC | AC Electric | Accepted | 2019-02-07 | 2019-02-08 | 2020-02-08 | Chint | CPS SCA60KTL-DO/US-480 | Inverters | 60000 |  | 7 |  |  | 0.99 |  | Outdoor | Carport Posts
Solar Registration Program | NJSRRE1540337960 | Longport | 8403 | 19 | 736.29 | Commercial | Yes | Behind the Meter | National Energy Partners, LLC | AC Electric | Accepted | 2019-02-07 | 2019-02-08 | 2020-02-08 | Also Energy | LGate 360 | Meters |  |  | 1 |  |  |  |  | Outdoor
Solar Registration Program | NJSRRE1543570722 | Newark | 7105 | 9 | 749.74 | Commercial | No | Behind the Meter | Solar Landscape | PSE&G | Accepted | 2019-12-19 | 2019-12-27 | 2020-12-27 | ZNSHINE | ZXM6-72-380/M | Solar Panels |  | 0.38 | 1973 | 204 | 5 |  | Fixed | Roof
Solar Registration Program | NJSRRE1543570722 | Newark | 7105 | 9 | 749.74 | Commercial | No | Behind the Meter | Solar Landscape | PSE&G | Accepted | 2019-12-19 | 2019-12-27 | 2020-12-27 | Solar Edge | SE100KUS | Inverters | 100000 |  | 4 |  |  | 0.985 |  | Outdoor | Roof
Solar Registration Program | NJSRRE1543570722 | Newark | 7105 | 9 | 749.74 | Commercial | No | Behind the Meter | Solar Landscape | PSE&G | Accepted | 2019-12-19 | 2019-12-27 | 2020-12-27 | Solar Edge | SE33.3KUS | Inverters | 33300 |  | 3 |  |  | 0.981 |  | Outdoor | Roof
Solar Registration Program | NJSRRE1542575631 | West Milford | 7480 | 6 | 751.88 | School Public K-12 | Yes | Behind the Meter | Eznergy | Orange Rockland Electric | Accepted | 2019-10-22 | 2019-10-24 | 2020-10-24 | Trina | TSM375 | Solar Panels |  | 0.375 | 2005 | 220 | 5 |  | Fixed | Roof
Solar Registration Program | NJSRRE1542575631 | West Milford | 7480 | 6 | 751.88 | School Public K-12 | Yes | Behind the Meter | Eznergy | Orange Rockland Electric | Accepted | 2019-10-22 | 2019-10-24 | 2020-10-24 | Solar Edge | SE14.4KUS | Inverters | 14400 |  | 5 |  |  | 0.98 |  | Outdoor | Side of Building near Meter
Solar Registration Program | NJSRRE1539705766 | Vineland | 8360 | 20 | 757.58 | Commercial | No | Behind the Meter | NJ Solar Power, LLC | Vineland Muni Electric | Accepted | 2018-10-29 | 2018-10-31 | 2020-04-30 | Panasonic | VBHN325SA16 | Solar Panels |  | 0.325 | 2331 | 210 | 10 |  | Fixed | Roof
Solar Registration Program | NJSRRE1539705766 | Vineland | 8360 | 20 | 757.58 | Commercial | No | Behind the Meter | NJ Solar Power, LLC | Vineland Muni Electric | Accepted | 2018-10-29 | 2018-10-31 | 2020-04-30 | SolarEdge | SE100K-US | Inverters | 100000 |  | 1 |  |  | 0.98 |  | Outdoor | Wall
Solar Registration Program | NJSRRE1542575089 | Voorhees | 8043 | 14 | 759 | Commercial | No | Behind the Meter | Geoscape Solar | PSE&G | Accepted | 2019-10-22 | 2019-10-24 | 2020-10-24 | Sunpower | SPR-X21-345-COM | Solar Panels |  | 0.345 | 314 | 51 | 30 |  | Fixed | Roof
Solar Registration Program | NJSRRE1542575089 | Voorhees | 8043 | 14 | 759 | Commercial | No | Behind the Meter | Geoscape Solar | PSE&G | Accepted | 2019-10-22 | 2019-10-24 | 2020-10-24 | Sunpower | SPR-X21-345-COM | Solar Panels |  | 0.345 | 288 | 231 | 30 |  | Fixed | Roof
Solar Registration Program | NJSRRE1542575089 | Voorhees | 8043 | 14 | 759 | Commercial | No | Behind the Meter | Geoscape Solar | PSE&G | Accepted | 2019-10-22 | 2019-10-24 | 2020-10-24 | Sunpower | SPR-X21-345-COM | Solar Panels |  | 0.345 | 304 | 321 | 30 |  | Fixed | Roof
Solar Registration Program | NJSRRE1542575089 | Voorhees | 8043 | 14 | 759 | Commercial | No | Behind the Meter | Geoscape Solar | PSE&G | Accepted | 2019-10-22 | 2019-10-24 | 2020-10-24 | Sunpower | SPR-X21-345-COM | Solar Panels |  | 0.345 | 82 | 186 | 8 |  | Fixed | Roof
Solar Registration Program | NJSRRE1542575089 | Voorhees | 8043 | 14 | 759 | Commercial | No | Behind the Meter | Geoscape Solar | PSE&G | Accepted | 2019-10-22 | 2019-10-24 | 2020-10-24 | Sunpower | SPR-X21-345-COM | Solar Panels |  | 0.345 | 98 | 231 | 8 |  | Fixed | Roof
Solar Registration Program | NJSRRE1542575089 | Voorhees | 8043 | 14 | 759 | Commercial | No | Behind the Meter | Geoscape Solar | PSE&G | Accepted | 2019-10-22 | 2019-10-24 | 2020-10-24 | Sunpower | SPR-X21-345-COM | Solar Panels |  | 0.345 | 82 | 276 | 8 |  | Fixed | Roof
Solar Registration Program | NJSRRE1542575089 | Voorhees | 8043 | 14 | 759 | Commercial | No | Behind the Meter | Geoscape Solar | PSE&G | Accepted | 2019-10-22 | 2019-10-24 | 2020-10-24 | Sunpower | SPR-X21-345-COM | Solar Panels |  | 0.345 | 54 | 141 | 30 |  | Fixed | Roof
Solar Registration Program | NJSRRE1542575089 | Voorhees | 8043 | 14 | 759 | Commercial | No | Behind the Meter | Geoscape Solar | PSE&G | Accepted | 2019-10-22 | 2019-10-24 | 2020-10-24 | Sunpower | SPR-X21-345-COM | Solar Panels |  | 0.345 | 110 | 231 | 30 |  | Fixed | Roof
Solar Registration Program | NJSRRE1542575089 | Voorhees | 8043 | 14 | 759 | Commercial | No | Behind the Meter | Geoscape Solar | PSE&G | Accepted | 2019-10-22 | 2019-10-24 | 2020-10-24 | Sunpower | SPR-X21-345-COM | Solar Panels |  | 0.345 | 274 | 141 | 30 |  | Fixed | Roof
Solar Registration Program | NJSRRE1542575089 | Voorhees | 8043 | 14 | 759 | Commercial | No | Behind the Meter | Geoscape Solar | PSE&G | Accepted | 2019-10-22 | 2019-10-24 | 2020-10-24 | SunPower | SPR-X21-345-COM | Solar Panels |  | 0.345 | 366 | 181 | 5 |  | Fixed | Roof
Solar Registration Program | NJSRRE1542575089 | Voorhees | 8043 | 14 | 759 | Commercial | No | Behind the Meter | Geoscape Solar | PSE&G | Accepted | 2019-10-22 | 2019-10-24 | 2020-10-24 | SunPower | SPR-X21-345-COM | Solar Panels |  | 0.345 | 92 | 185 | 5 |  | Fixed | Roof
Solar Registration Program | NJSRRE1542575089 | Voorhees | 8043 | 14 | 759 | Commercial | No | Behind the Meter | Geoscape Solar | PSE&G | Accepted | 2019-10-22 | 2019-10-24 | 2020-10-24 | Sunpower | SPR-X21-345-COM | Solar Panels |  | 0.345 | 106 | 186 | 5 |  | Fixed | Roof
Solar Registration Program | NJSRRE1542575089 | Voorhees | 8043 | 14 | 759 | Commercial | No | Behind the Meter | Geoscape Solar | PSE&G | Accepted | 2019-10-22 | 2019-10-24 | 2020-10-24 | SunPower | SPR-X21-345-COM | Solar Panels |  | 0.345 | 30 | 127 | 5 |  | Fixed | Roof
Solar Registration Program | NJSRRE1542575089 | Voorhees | 8043 | 14 | 759 | Commercial | No | Behind the Meter | Geoscape Solar | PSE&G | Accepted | 2019-10-22 | 2019-10-24 | 2020-10-24 | SolarEdge | SE100KUS | Inverters | 100000 |  | 6 |  |  | 0.98 |  | Outside | adj. to utility meter
Solar Registration Program | NJSRRE1541064338 | Princeton | 8544 | 12 | 760.96 | Private University | Yes | Behind the Meter | EDF Renewables Distributed Solutions, Inc. | PSE&G | Accepted | 2019-05-31 | 2019-06-18 | 2020-06-18 | Canadian Solar | CS3W-410 | Solar Panels |  | 0.41 | 1856 | 180 | 3 |  | Fixed | Parking Lot
Solar Registration Program | NJSRRE1541064338 | Princeton | 8544 | 12 | 760.96 | Private University | Yes | Behind the Meter | EDF Renewables Distributed Solutions, Inc. | PSE&G | Accepted | 2019-05-31 | 2019-06-18 | 2020-06-18 | Electro Industries/GaugeTech | Shark200 | Meters |  |  | 1 |  |  |  |  | Outdoor
Solar Registration Program | NJSRRE1541064338 | Princeton | 8544 | 12 | 760.96 | Private University | Yes | Behind the Meter | EDF Renewables Distributed Solutions, Inc. | PSE&G | Accepted | 2019-05-31 | 2019-06-18 | 2020-06-18 | Solectria | XGI 1000-50/60 | Inverters | 50000 |  | 11 |  |  | 0.982 |  | Outside | Inverter Pad
Solar Registration Program | NJSRRE1539828031 | South Plainfield | 7080 | 11 | 778.54 | Commercial | No | Behind the Meter | Dynamic Energy Solutions, LLC | PSE&G | Accepted | 2018-11-19 | 2018-11-26 | 2020-05-26 | Jinko | Jinko 335 W | Solar Panels |  | 0.335 | 2324 | 10 | 214.8 |  | Fixed | Roof
Solar Registration Program | NJSRRE1539828031 | South Plainfield | 7080 | 11 | 778.54 | Commercial | No | Behind the Meter | Dynamic Energy Solutions, LLC | PSE&G | Accepted | 2018-11-19 | 2018-11-26 | 2020-05-26 | Chint Power Systems | CPS-SCA36KTL | Inverters | 36000 |  | 26 |  |  | 0.985 |  | Outside | n/a
Solar Registration Program | NJSRRE1539332474 | Egg Harbor Township | 8234 | 19 | 794.88 | Commercial | Yes | Behind the Meter | RER Energy Group, LLC. | AC Electric | Accepted | 2018-09-07 | 2018-09-10 | 2020-03-10 | CSUN | CSUN345-72M | Solar Panels |  | 0.345 | 2304 | 173 | 10 |  | Fixed | Roof
Solar Registration Program | NJSRRE1539332474 | Egg Harbor Township | 8234 | 19 | 794.88 | Commercial | Yes | Behind the Meter | RER Energy Group, LLC. | AC Electric | Accepted | 2018-09-07 | 2018-09-10 | 2020-03-10 | Chint Power Systems | SCA60KTL-DO/US-480 | Inverters | 60000 |  | 11 |  |  | 0.99 |  | Outdoor | Roof
Solar Registration Program | NJSRRE1540402175 | Woodbridge | 7001 | 11 | 800.08 | Commercial | No | Behind the Meter | Dynamic Energy Solutions, LLC | PSE&G | Accepted | 2019-03-14 | 2019-03-14 | 2020-03-14 | Jinko | Jinko 365 W | Solar Panels |  | 0.365 | 2192 | 167 | 10 |  | Fixed | Roof
Solar Registration Program | NJSRRE1540402175 | Woodbridge | 7001 | 11 | 800.08 | Commercial | No | Behind the Meter | Dynamic Energy Solutions, LLC | PSE&G | Accepted | 2019-03-14 | 2019-03-14 | 2020-03-14 | Chint Power Systems | CPS SCA 36KTL-DO (US) (Chint) | Inverters | 36000 |  | 16 |  |  | 0.98 |  | Outside | N/A
Solar Registration Program | NJSRRE1540265258 | Rahway | 7065 | 10 | 800.36 | Commercial | No | Behind the Meter | EVERGREEN ENERGY | PSE&G | Accepted | 2019-01-22 | 2019-02-04 | 2020-02-04 | Hanwha | Q.PLUS L-G4.2 340 | Solar Panels |  | 0.34 | 2354 | 212 | 10 |  | Fixed | Roof
Solar Registration Program | NJSRRE1540265258 | Rahway | 7065 | 10 | 800.36 | Commercial | No | Behind the Meter | EVERGREEN ENERGY | PSE&G | Accepted | 2019-01-22 | 2019-02-04 | 2020-02-04 | SolarEdge | SE100KUS | Inverters | 100000 |  | 6 |  |  | 0.985 |  | Indoor | Near Service Area
Solar Registration Program | NJSRRE1539291000 | Piscataway | 8854 | 11 | 800.42 | Commercial | No | Behind the Meter | EnterSolar | PSE&G | Final As-Built Received | 2018-09-05 | 2018-09-11 | 2020-03-11 | Hanwha | Q. Peak Duo L-G5.2 | Solar Panels |  | 0.385 | 2079 | 141.6 | 7 |  | Fixed | Roof
Solar Registration Program | NJSRRE1539291000 | Piscataway | 8854 | 11 | 800.42 | Commercial | No | Behind the Meter | EnterSolar | PSE&G | Final As-Built Received | 2018-09-05 | 2018-09-11 | 2020-03-11 | Solectria | PVI 60TL | Inverters | 60000 |  | 10 |  |  | 0.982 |  | Outside | roof
Solar Registration Program | NJSRRE1538296222 | Woodbridge | 7095 | 11 | 815.04 | Commercial | No | Behind the Meter | Solar Landscape LLC | PSE&G | Accepted | 2018-05-31 | 2018-06-04 | 2019-12-04 | Longi Solar | LR6-72PE-360M | Solar Panels |  | 0.36 | 2264 | 221.678 | 10 |  | Fixed | Roof
Solar Registration Program | NJSRRE1538296222 | Woodbridge | 7095 | 11 | 815.04 | Commercial | No | Behind the Meter | Solar Landscape LLC | PSE&G | Accepted | 2018-05-31 | 2018-06-04 | 2019-12-04 | Chint Power Systems | CPS SCA60KTL-DO/US-480 V2.0 | Inverters | 60 |  | 11 |  |  | 0.988 |  | Outdoor | On the Roof
Solar Registration Program | NJSRRE1538296222 | Woodbridge | 7095 | 11 | 815.04 | Commercial | No | Behind the Meter | Solar Landscape LLC | PSE&G | Accepted | 2018-05-31 | 2018-06-04 | 2019-12-04 | Wattnode | WNB-3D-480-P | Meters |  |  | 1
Solar Registration Program | NJSRRE1540397071 | Ridgefield Park Village | 7660 | 7 | 820.66 | Commercial | No | Behind the Meter | EVERGREEN ENERGY | PSE&G | Accepted | 2019-02-26 | 2019-02-27 | 2020-02-27 | Hansol | UD-AN1 | Solar Panels |  | 0.37 | 2218 | 183 | 10 |  | Fixed | Roof
Solar Registration Program | NJSRRE1540397071 | Ridgefield Park Village | 7660 | 7 | 820.66 | Commercial | No | Behind the Meter | EVERGREEN ENERGY | PSE&G | Accepted | 2019-02-26 | 2019-02-27 | 2020-02-27 | SolarEdge | SE33.3KUS | Inverters | 33300 |  | 19 |  |  | 0.985 |  | Indoor | Near Service Area
Solar Registration Program | NJSRRE1542556958 | North Arlington | 7031 | 7 | 825.63 | Commercial | No | Behind the Meter | Geoscape Solar | PSE&G | Accepted | 2019-10-18 | 2019-10-22 | 2020-10-22 | Sunpower | SPR-P19-390-COM | Solar Panels |  | 0.39 | 2117 | 203 | 10 |  | Fixed | Roof
Solar Registration Program | NJSRRE1542556958 | North Arlington | 7031 | 7 | 825.63 | Commercial | No | Behind the Meter | Geoscape Solar | PSE&G | Accepted | 2019-10-18 | 2019-10-22 | 2020-10-22 | SMA America | STP-Core1 62-US | Inverters | 62000 |  | 11 |  |  | 0.97 |  | Outside | NA
Solar Registration Program | NJSRRE1542556958 | North Arlington | 7031 | 7 | 825.63 | Commercial | No | Behind the Meter | Geoscape Solar | PSE&G | Accepted | 2019-10-18 | 2019-10-22 | 2020-10-22 | SMA America | STP-Core1 50-us | Inverters | 50000 |  | 1 |  |  | 0.97 |  | Outside | NA
Solar Registration Program | NJSRRE1541699545 | Springfield | 7081 | 10 | 826.5 | Commercial | No | Behind the Meter | Solar Landscape | JCP&L | Accepted | 2019-07-24 | 2019-08-05 | 2020-08-05 | HT-SAAE | HT72-156M 375W | Solar Panels |  | 0.375 | 396 | 168 | 5 |  | Fixed | Roof
Solar Registration Program | NJSRRE1541699545 | Springfield | 7081 | 10 | 826.5 | Commercial | No | Behind the Meter | Solar Landscape | JCP&L | Accepted | 2019-07-24 | 2019-08-05 | 2020-08-05 | HT | SAAE HT72-156M 375W | Solar Panels |  | 0.375 | 1808 | 213 | 5 |  | Fixed | Roof
Solar Registration Program | NJSRRE1541699545 | Springfield | 7081 | 10 | 826.5 | Commercial | No | Behind the Meter | Solar Landscape | JCP&L | Accepted | 2019-07-24 | 2019-08-05 | 2020-08-05 | SolarEdge | SE100KUS | Inverters | 100000 |  | 7 |  |  | 0.985 |  | Outdoor | Ground Level
Solar Registration Program | NJSRRE1541699545 | Springfield | 7081 | 10 | 826.5 | Commercial | No | Behind the Meter | Solar Landscape | JCP&L | Accepted | 2019-07-24 | 2019-08-05 | 2020-08-05 | WattsOn-Mark II | W2-MI-5A-DL | Meters |  |  | 1 |  |  |  | Yes | Outdoor
Solar Registration Program | NJSRRE1541895154 | Runnemede | 8078 | 14 | 838.5 | School Other | No | Behind the Meter | Solar Landscape | PSE&G | Accepted | 2019-08-28 | 2019-09-04 | 2020-09-04 | HT | HT-SAAE HT72-156M 375 | Solar Panels |  | 0.375 | 2236 | 199.1 | 5 |  | Fixed | Roof
Solar Registration Program | NJSRRE1541895154 | Runnemede | 8078 | 14 | 838.5 | School Other | No | Behind the Meter | Solar Landscape | PSE&G | Accepted | 2019-08-28 | 2019-09-04 | 2020-09-04 | SolarEdge | SE100KUS | Inverters | 100000 |  | 7 |  |  | 0.985 |  | Other | Roof
Solar Registration Program | NJSRRE1543447449 | Atlanta | 30328 |  | 839.04 | Commercial | No | Behind the Meter |  | JCP&L | Final As-Built Received | 2019-12-06 | 2019-12-09 | 2020-12-09 | REC SOLAR | REC345TP2S72 | Solar Panels |  | 0.345 | 2432 | 190 | 10.4 |  | Fixed | Roof
Solar Registration Program | NJSRRE1543447449 | Atlanta | 30328 |  | 839.04 | Commercial | No | Behind the Meter |  | JCP&L | Final As-Built Received | 2019-12-06 | 2019-12-09 | 2020-12-09 | Schneider | PM5340 | Meters |  |  | 1 |  |  |  | Yes | Outdoor
Solar Registration Program | NJSRRE1543447449 | Atlanta | 30328 |  | 839.04 | Commercial | No | Behind the Meter |  | JCP&L | Final As-Built Received | 2019-12-06 | 2019-12-09 | 2020-12-09 | Delta | M80U-120 | Inverters | 80000 |  | 8 |  |  | 0.988 |  | Outdoor | Roof
Solar Registration Program | NJSRRE1543040881 | Marlboro | 7746 | 17 | 844.74 | School Public K-12 | Yes | Behind the Meter | Eznergy | JCP&L | Accepted | 2019-11-06 | 2019-11-08 | 2020-11-08 | URE | 390W D7M390H8A NSP | Solar Panels |  | 0.39 | 2166 | 130 | 5 |  | Fixed | Roof
Solar Registration Program | NJSRRE1543040881 | Marlboro | 7746 | 17 | 844.74 | School Public K-12 | Yes | Behind the Meter | Eznergy | JCP&L | Accepted | 2019-11-06 | 2019-11-08 | 2020-11-08 | SolarEdge | SE100KUS | Inverters | 100000 |  | 2 |  |  | 0.98 |  | Outdoor | Side of building near meter
Solar Registration Program | NJSRRE1543040881 | Marlboro | 7746 | 17 | 844.74 | School Public K-12 | Yes | Behind the Meter | Eznergy | JCP&L | Accepted | 2019-11-06 | 2019-11-08 | 2020-11-08 | SolarEdge | SE66.6KUS | Inverters | 66600 |  | 1 |  |  | 0.98 |  | Outdoor | Side of building near meter
Solar Registration Program | NJSRRE1543040881 | Marlboro | 7746 | 17 | 844.74 | School Public K-12 | Yes | Behind the Meter | Eznergy | JCP&L | Accepted | 2019-11-06 | 2019-11-08 | 2020-11-08 | SolarEdge | SE33.3KUS | Inverters | 33300 |  | 6 |  |  | 0.98 |  | Outdoor | Side of building near meter
Solar Registration Program | NJSRRE1543040881 | Marlboro | 7746 | 17 | 844.74 | School Public K-12 | Yes | Behind the Meter | Eznergy | JCP&L | Accepted | 2019-11-06 | 2019-11-08 | 2020-11-08 | Solaredge | SE30KUS | Inverters | 30000 |  | 1 |  |  | 0.98 |  | Outdoor | Side of building near meter
Solar Registration Program | NJSRRE1543040881 | Marlboro | 7746 | 17 | 844.74 | School Public K-12 | Yes | Behind the Meter | Eznergy | JCP&L | Accepted | 2019-11-06 | 2019-11-08 | 2020-11-08 | SolarEdge | SE20KUS | Inverters | 20000 |  | 9 |  |  | 0.98 |  | Outdoor | Side of building near meter
Solar Registration Program | NJSRRE1540303470 | Montvale | 7645 | 7 | 856 | Commercial | No | Behind the Meter | HESP Construction LLC | Orange Rockland Electric | Accepted | 2019-02-14 | 2019-02-19 | 2020-02-19 | Jinko Solar | JKM400M-72H | Solar Panels |  | 0.4 | 784 | 173 | 7 |  | Fixed | Roof
Solar Registration Program | NJSRRE1540303470 | Montvale | 7645 | 7 | 856 | Commercial | No | Behind the Meter | HESP Construction LLC | Orange Rockland Electric | Accepted | 2019-02-14 | 2019-02-19 | 2020-02-19 | Jinko Solar | JKM400M-72H | Solar Panels |  | 0.4 | 1356 | 263 | 7 |  | Fixed | Parking Lot
Solar Registration Program | NJSRRE1540303470 | Montvale | 7645 | 7 | 856 | Commercial | No | Behind the Meter | HESP Construction LLC | Orange Rockland Electric | Accepted | 2019-02-14 | 2019-02-19 | 2020-02-19 | Solectria | PVI 60TL | Inverters | 720000 |  | 12 |  |  | 0.99 |  | Outdoor | near arrays
Solar Registration Program | NJSRRE1540257074 | Montvale | 7645 | 7 | 856.4 | Commercial | No | Behind the Meter | HESP Construction LLC | Orange Rockland Electric | Accepted | 2019-01-18 | 2019-01-22 | 2020-01-22 | Jinko | JKM400M-72H | Solar Panels |  | 0.4 | 150 | 145 | 7 |  | Fixed | Parking Lot
Solar Registration Program | NJSRRE1540257074 | Montvale | 7645 | 7 | 856.4 | Commercial | No | Behind the Meter | HESP Construction LLC | Orange Rockland Electric | Accepted | 2019-01-18 | 2019-01-22 | 2020-01-22 | Jinko | JKM400M-72H | Solar Panels |  | 0.4 | 1073 | 172 | 7 |  | Fixed | Roof
Solar Registration Program | NJSRRE1540257074 | Montvale | 7645 | 7 | 856.4 | Commercial | No | Behind the Meter | HESP Construction LLC | Orange Rockland Electric | Accepted | 2019-01-18 | 2019-01-22 | 2020-01-22 | Jinko | JKM400M-72H | Solar Panels |  | 0.4 | 918 | 172 | 7 |  | Fixed | Parking Lot
Solar Registration Program | NJSRRE1540257074 | Montvale | 7645 | 7 | 856.4 | Commercial | No | Behind the Meter | HESP Construction LLC | Orange Rockland Electric | Accepted | 2019-01-18 | 2019-01-22 | 2020-01-22 | Solectria | PVI 60TL | Inverters | 60000 |  | 11 |  |  | 0.99 |  | Outdoor | Arrays
Solar Registration Program | NJSRRE1538296253 | Newark | 7108 | 9 | 862.08 | School Public K-12 | No | Behind the Meter | Eznergy | PSE&G | Accepted | 2018-05-31 | 2018-06-01 | 2020-04-01 | Trina | TSM320 | Solar Panels |  | 0.32 | 145 | 106 | 10 |  | Fixed | Parking Lot
Solar Registration Program | NJSRRE1538296253 | Newark | 7108 | 9 | 862.08 | School Public K-12 | No | Behind the Meter | Eznergy | PSE&G | Accepted | 2018-05-31 | 2018-06-01 | 2020-04-01 | Trina | TSM320 | Solar Panels |  | 0.32 | 96 | 199 | 10 |  | Fixed | Parking Lot
Solar Registration Program | NJSRRE1538296253 | Newark | 7108 | 9 | 862.08 | School Public K-12 | No | Behind the Meter | Eznergy | PSE&G | Accepted | 2018-05-31 | 2018-06-01 | 2020-04-01 | Trina | TSM320 | Solar Panels |  | 0.32 | 494 | 199 | 10 |  | Fixed | Roof
Solar Registration Program | NJSRRE1538296253 | Newark | 7108 | 9 | 862.08 | School Public K-12 | No | Behind the Meter | Eznergy | PSE&G | Accepted | 2018-05-31 | 2018-06-01 | 2020-04-01 | Trina | TSM320 | Solar Panels |  | 0.32 | 96 | 199 | 10 |  | Fixed | Parking Lot
Solar Registration Program | NJSRRE1538296253 | Newark | 7108 | 9 | 862.08 | School Public K-12 | No | Behind the Meter | Eznergy | PSE&G | Accepted | 2018-05-31 | 2018-06-01 | 2020-04-01 | Trina | TSM320 | Solar Panels |  | 0.32 | 693 | 107 | 10 |  | Fixed | Parking Lot
Solar Registration Program | NJSRRE1538296253 | Newark | 7108 | 9 | 862.08 | School Public K-12 | No | Behind the Meter | Eznergy | PSE&G | Accepted | 2018-05-31 | 2018-06-01 | 2020-04-01 | Trina | TSM320 | Solar Panels |  | 0.32 | 96 | 199 | 10 |  | Fixed | Parking Lot
Solar Registration Program | NJSRRE1538296253 | Newark | 7108 | 9 | 862.08 | School Public K-12 | No | Behind the Meter | Eznergy | PSE&G | Accepted | 2018-05-31 | 2018-06-01 | 2020-04-01 | Trina | TSM320 | Solar Panels |  | 0.32 | 276 | 199 | 10 |  | Fixed | Roof
Solar Registration Program | NJSRRE1538296253 | Newark | 7108 | 9 | 862.08 | School Public K-12 | No | Behind the Meter | Eznergy | PSE&G | Accepted | 2018-05-31 | 2018-06-01 | 2020-04-01 | Trina | TSM320 | Solar Panels |  | 0.32 | 137 | 199 | 10 |  | Fixed | Roof
Solar Registration Program | NJSRRE1538296253 | Newark | 7108 | 9 | 862.08 | School Public K-12 | No | Behind the Meter | Eznergy | PSE&G | Accepted | 2018-05-31 | 2018-06-01 | 2020-04-01 | Trina | TSM320 | Solar Panels |  | 0.32 | 295 | 199 | 10 |  | Fixed | Roof
Solar Registration Program | NJSRRE1538296253 | Newark | 7108 | 9 | 862.08 | School Public K-12 | No | Behind the Meter | Eznergy | PSE&G | Accepted | 2018-05-31 | 2018-06-01 | 2020-04-01 | Trina | TSM320 | Solar Panels |  | 0.32 | 366 | 199 | 10 |  | Fixed | Roof
Solar Registration Program | NJSRRE1538296253 | Newark | 7108 | 9 | 862.08 | School Public K-12 | No | Behind the Meter | Eznergy | PSE&G | Accepted | 2018-05-31 | 2018-06-01 | 2020-04-01 | Chint | SC 100KTL | Inverters | 100000 |  | 7 |  |  | 0.98 |  | Outdoor | roof
Solar Registration Program | NJSRRE1540334697 | Princeton | 8450 |  | 862.68 | Commercial | No | Behind the Meter | Ameresco, Inc. | PSE&G | Accepted | 2019-02-06 | 2019-02-11 | 2020-02-11 | Hanwha | Q.PEAK DUO L-G5.3 | Solar Panels |  | 0.39 | 1106 | 179 | 7 |  | Fixed | Parking Lot
Solar Registration Program | NJSRRE1540334697 | Princeton | 8450 |  | 862.68 | Commercial | No | Behind the Meter | Ameresco, Inc. | PSE&G | Accepted | 2019-02-06 | 2019-02-11 | 2020-02-11 | Hanwha | Q.PEAK DUO L-G5.3 | Solar Panels |  | 0.39 | 1106 | 359 | 1 |  | Fixed | Parking Lot
Solar Registration Program | NJSRRE1540334697 | Princeton | 8450 |  | 862.68 | Commercial | No | Behind the Meter | Ameresco, Inc. | PSE&G | Accepted | 2019-02-06 | 2019-02-11 | 2020-02-11 | Yaskawa | PVI 60TL | Inverters | 60000 |  | 6 |  |  | 0.99 |  | Outside | Parking Lot
Solar Registration Program | NJSRRE1540334697 | Princeton | 8450 |  | 862.68 | Commercial | No | Behind the Meter | Ameresco, Inc. | PSE&G | Accepted | 2019-02-06 | 2019-02-11 | 2020-02-11 | Yaskawa | PVI 50TL | Inverters | 50000 |  | 3 |  |  | 0.99 |  | Outside | Parking Lot
Solar Registration Program | NJSRRE1540334697 | Princeton | 8450 |  | 862.68 | Commercial | No | Behind the Meter | Ameresco, Inc. | PSE&G | Accepted | 2019-02-06 | 2019-02-11 | 2020-02-11 | Yaskawa | PVI 36TL | Inverters | 36000 |  | 5 |  |  | 0.985 |  | Outside | Parking Lot
Solar Registration Program | NJSRRE1543514528 | Mt Laurel | 8054 | 13 | 864.5 | Commercial | No | Behind the Meter | Arosa Solar Energy Systems Inc | PSE&G | Accepted | 2019-12-16 | 2019-12-17 | 2020-12-17 | HELIENE | Heliene 72P | Solar Panels |  | 0.325 | 2660 | 249 | 10 |  | Fixed | Parking Lot | CarPort
Solar Registration Program | NJSRRE1543514528 | Mt Laurel | 8054 | 13 | 864.5 | Commercial | No | Behind the Meter | Arosa Solar Energy Systems Inc | PSE&G | Accepted | 2019-12-16 | 2019-12-17 | 2020-12-17 | SolaeEdge | se33.3kus | Inverters | 33.3 |  | 20 |  |  | 0.98 |  | Outdoor | CarPort Beam
Solar Registration Program | NJSRRE1540396273 | New Providence | 7974 | 10 | 869.04 | Commercial | No | Behind the Meter | Green Power Developers LLC | JCP&L | Accepted | 2019-02-26 | 2019-02-27 | 2020-02-27 | Longi | LR-72HV | Solar Panels |  | 0.34 | 2556 | 173 | 10 |  | Fixed | Roof
Solar Registration Program | NJSRRE1540396273 | New Providence | 7974 | 10 | 869.04 | Commercial | No | Behind the Meter | Green Power Developers LLC | JCP&L | Accepted | 2019-02-26 | 2019-02-27 | 2020-02-27 | SMA | STP CORE 62.5KW | Inverters | 62.5 |  | 11 |  |  | 0.98 |  | Outdoor | Roof
Solar Registration Program | NJSRRE1540397177 | Bridgeport | 8104 | 14 | 876.3 | Commercial | No | Behind the Meter | EnterSolar | AC Electric | Accepted | 2019-02-26 | 2019-03-12 | 2020-03-12 | Hanwha | Q PLus L-G4.2 345 | Solar Panels |  | 0.345 | 2540 | 150.923 | 10 |  | Fixed | Roof
Solar Registration Program | NJSRRE1540397177 | Bridgeport | 8104 | 14 | 876.3 | Commercial | No | Behind the Meter | EnterSolar | AC Electric | Accepted | 2019-02-26 | 2019-03-12 | 2020-03-12 | Yaskawa Solectria Solar | PVI 60TL | Inverters | 60 |  | 11 |  |  | 0.99 |  | Outside | roof
Solar Registration Program | NJSRRE1541621605 | Hamilton | 8619 | 12 | 880.38 | Commercial | Yes | Behind the Meter | Amergy Solar | PSE&G | Accepted | 2019-07-08 | 2019-07-10 | 2020-07-10 | Trina | TSM365-DD | Solar Panels |  | 0.365 | 2412 | 98 | 23 |  | Fixed | Roof
Solar Registration Program | NJSRRE1541621605 | Hamilton | 8619 | 12 | 880.38 | Commercial | Yes | Behind the Meter | Amergy Solar | PSE&G | Accepted | 2019-07-08 | 2019-07-10 | 2020-07-10 | ABB | PVS800-MWS | Inverters | 800000 |  | 1 |  |  | 0.97 |  | Outside | Adjacent to utility meter
Solar Registration Program | NJSRRE1540452946 | Somerset | 8873 | 5 | 881.28 | Commercial | No | Behind the Meter | Synergy Electric Inc. | PSE&G | Accepted | 2019-03-05 | 2019-03-18 | 2020-03-18 | Hanwha Q-cells | Q.Peak, L G-5 | Solar Panels |  | 0.36 | 2448 | 191.5 | 10 |  | Fixed | Roof
Solar Registration Program | NJSRRE1540452946 | Somerset | 8873 | 5 | 881.28 | Commercial | No | Behind the Meter | Synergy Electric Inc. | PSE&G | Accepted | 2019-03-05 | 2019-03-18 | 2020-03-18 | Solectria | XG1-1000 60 | Inverters | 60000 |  | 11 |  |  | 0.98 |  | Outdoor | rooftop
Solar Registration Program | NJSRRE1537861832 | Teterboro | 7608 | 7 | 888.8 | Commercial | No | Behind the Meter | EnterSolar | PSE&G | Final As-Built Received | 2018-04-17 | 2018-04-19 | 2019-10-19 | LG | NEON LG400N2W-A5 | Solar Panels |  | 0.4 | 1131 | 138 | 3 |  | Fixed | Roof
Solar Registration Program | NJSRRE1537861832 | Teterboro | 7608 | 7 | 888.8 | Commercial | No | Behind the Meter | EnterSolar | PSE&G | Final As-Built Received | 2018-04-17 | 2018-04-19 | 2019-10-19 | LG | NEON LG400N2W-A5 | Solar Panels |  | 0.4 | 1091 | 318 | 3 |  | Fixed | Roof
Solar Registration Program | NJSRRE1537861832 | Teterboro | 7608 | 7 | 888.8 | Commercial | No | Behind the Meter | EnterSolar | PSE&G | Final As-Built Received | 2018-04-17 | 2018-04-19 | 2019-10-19 | Delta Energy | RPI-M80U_122 | Inverters | 0.08 |  | 6 |  |  | 0.988 |  | Outside | Roof
Solar Registration Program | NJSRRE1537861832 | Teterboro | 7608 | 7 | 888.8 | Commercial | No | Behind the Meter | EnterSolar | PSE&G | Final As-Built Received | 2018-04-17 | 2018-04-19 | 2019-10-19 | Delta Energy | RPI-M60U_122 | Inverters | 0.06 |  | 3 |  |  | 0.988 |  | Outside | Roof
Solar Registration Program | NJSRRE1540349201 | West Caldwell | 7006 | 9 | 894.88 | Commercial | No | Behind the Meter | INDEPENDENCE SOLAR, LLC | PSE&G | Accepted | 2019-02-08 | 2019-02-14 | 2020-02-14 | Trina | TSM-PE 14A 340W | Solar Panels |  | 0.34 | 2632 | Landscape | 5 |  | Fixed | Roof
Solar Registration Program | NJSRRE1540349201 | West Caldwell | 7006 | 9 | 894.88 | Commercial | No | Behind the Meter | INDEPENDENCE SOLAR, LLC | PSE&G | Accepted | 2019-02-08 | 2019-02-14 | 2020-02-14 | SolarEdge | SE100KUS | Inverters | 100000 |  | 7 |  |  | 0.985 |  | Outside | ground level
Solar Registration Program | NJSRRE1540349201 | West Caldwell | 7006 | 9 | 894.88 | Commercial | No | Behind the Meter | INDEPENDENCE SOLAR, LLC | PSE&G | Accepted | 2019-02-08 | 2019-02-14 | 2020-02-14 | Veris | E51C2 | Meters |  |  | 1 |  |  |  |  | Outdoor
Solar Registration Program | NJSRRE1539826378 | Camden | 08103-3200 |  | 899.36 | Commercial | No | Behind the Meter | Dynamic Energy Solutions, LLC | PSE&G | Extension Incomplete | 2018-11-19 | 2018-11-21 | 2019-11-21 | Jinko | Jinko 365 W | Solar Panels |  | 0.365 | 2464 | 174 | 10 |  | Fixed | Ground
Solar Registration Program | NJSRRE1539826378 | Camden | 08103-3200 |  | 899.36 | Commercial | No | Behind the Meter | Dynamic Energy Solutions, LLC | PSE&G | Extension Incomplete | 2018-11-19 | 2018-11-21 | 2019-11-21 | Chint Power Systems | CPS-SCA36KTL | Inverters | 36000 |  | 21 |  |  | 0.98 |  | Outdoor | n/a
Solar Registration Program | NJSRRE1538360827 | Swedesboro | 8085 | 15 | 924.63 | Commercial | No | Behind the Meter | National Energy Partners | AC Electric | Accepted | 2018-06-07 | 2018-06-12 | 2019-12-12 | Silfab Solar | SLG-M 370W | Solar Panels |  | 0.37 | 2499 | 183 | 5 |  | Fixed | Roof
Solar Registration Program | NJSRRE1538360827 | Swedesboro | 8085 | 15 | 924.63 | Commercial | No | Behind the Meter | National Energy Partners | AC Electric | Accepted | 2018-06-07 | 2018-06-12 | 2019-12-12 | Chint | CPS SCA36KTL-DO/US-480 | Inverters | 36000 |  | 1 |  |  | 0.986 |  | Outdoor | Roof
Solar Registration Program | NJSRRE1538360827 | Swedesboro | 8085 | 15 | 924.63 | Commercial | No | Behind the Meter | National Energy Partners | AC Electric | Accepted | 2018-06-07 | 2018-06-12 | 2019-12-12 | Chint | CPS SCA60KTL-DO/US-480 | Inverters | 60000 |  | 12 |  |  | 0.99 |  | Outdoor | Roof
Solar Registration Program | NJSRRE1538360827 | Swedesboro | 8085 | 15 | 924.63 | Commercial | No | Behind the Meter | National Energy Partners | AC Electric | Accepted | 2018-06-07 | 2018-06-12 | 2019-12-12 | Locus Energy | LGate 360 | Meters |  |  | 1 |  |  |  |  | Outdoor
Solar Registration Program | NJSRRE1540203620 | Lyndhurst | 7071 | 7 | 943.02 | Commercial | No | Behind the Meter | Dynamic Energy Solutions, LLC | PSE&G | Accepted | 2019-01-04 | 2019-01-08 | 2020-01-08 | Jinko | Jinko 390W | Solar Panels |  | 0.39 | 2418 | 218 | 10 |  | Fixed | Roof
Solar Registration Program | NJSRRE1540203620 | Lyndhurst | 7071 | 7 | 943.02 | Commercial | No | Behind the Meter | Dynamic Energy Solutions, LLC | PSE&G | Accepted | 2019-01-04 | 2019-01-08 | 2020-01-08 | Chint Power Systems | CPS-SCA36KTL | Inverters | 36000 |  | 19 |  |  | 0.985 |  | Outdoor | N/A
Solar Registration Program | NJSRRE1540334727 | North Brunswick | 8902 | 11 | 950.76 | School Public K-12 | Yes | Behind the Meter | Advanced Solar Products, Inc. | PSE&G | Accepted | 2019-02-05 | 2019-02-07 | 2020-02-07 | Boviet | 380W | Solar Panels |  | 0.38 | 2502 | 196 | 5 |  | Fixed | Roof
Solar Registration Program | NJSRRE1540334727 | North Brunswick | 8902 | 11 | 950.76 | School Public K-12 | Yes | Behind the Meter | Advanced Solar Products, Inc. | PSE&G | Accepted | 2019-02-05 | 2019-02-07 | 2020-02-07 | Solar Edge | SE33.3KUS | Inverters | 33300 |  | 29 |  |  | 0.98 |  | Outdoor | roof
Solar Registration Program | NJSRRE1542428538 | Secaucus | 7094 | 8 | 959.04 | Commercial | No | Behind the Meter | Solar Energy Systems, LLC. | PSE&G | Accepted | 2019-09-24 | 2019-09-25 | 2020-09-25 | HANWHA | Q.Peak L-G4.2 370 | Solar Panels |  | 0.37 | 2592 | 160 | 10 |  | Fixed | Roof
Solar Registration Program | NJSRRE1542428538 | Secaucus | 7094 | 8 | 959.04 | Commercial | No | Behind the Meter | Solar Energy Systems, LLC. | PSE&G | Accepted | 2019-09-24 | 2019-09-25 | 2020-09-25 | SMA | Tripower Core1 62-US | Inverters | 62500 |  | 12 |  |  | 0.98 |  | Outdoor | Rooftop
Solar Registration Program | NJSRRE1540103974 | Riverdale | 7457 | 3 | 965.06 | Commercial | No | Behind the Meter | EnterSolar | Unknown | Extension Incomplete | 2019-01-07 | 2019-01-08 | 2020-01-08 | Longi | LR6-72PH | Solar Panels |  | 0.365 | 1322 | 308 | 5 |  | Fixed | Roof
Solar Registration Program | NJSRRE1540103974 | Riverdale | 7457 | 3 | 965.06 | Commercial | No | Behind the Meter | EnterSolar | Unknown | Extension Incomplete | 2019-01-07 | 2019-01-08 | 2020-01-08 | Longi | LR6-72PH | Solar Panels |  | 0.365 | 1322 | 128 | 5 |  | Fixed | Roof
Solar Registration Program | NJSRRE1540103974 | Riverdale | 7457 | 3 | 965.06 | Commercial | No | Behind the Meter | EnterSolar | Unknown | Extension Incomplete | 2019-01-07 | 2019-01-08 | 2020-01-08 | Solectria | PVI 60TL | Inverters | 60000 |  | 12 |  |  | 0.99 |  | Outdoor | Roof
Solar Registration Program | NJSRRE1541049862 | Pemberton | 8068 | 13 | 972.4 | Farm | Yes | Behind the Meter | Aston Solar | JCP&L | Accepted | 2019-05-31 | 2019-06-03 | 2020-06-03 | Canandian Solar | CS3U-340 | Solar Panels |  | 0.34 | 2860 | 143 | 7 |  | Fixed | Roof | ground
Solar Registration Program | NJSRRE1541049862 | Pemberton | 8068 | 13 | 972.4 | Farm | Yes | Behind the Meter | Aston Solar | JCP&L | Accepted | 2019-05-31 | 2019-06-03 | 2020-06-03 | SMA America | SB6000-US-12 | Inverters | 6000 |  | 130 |  |  | 0.975 |  | Outdoor | indoor
Solar Registration Program | NJSRRE1541513719 | Wrightstown | 8562 | 13 | 972.4 | Farm | Yes | Behind the Meter | Aston Solar | JCP&L | Accepted | 2019-07-03 | 2019-07-03 | 2020-07-03 | Canadian Solar | CS3U-340MS | Solar Panels |  | 0.34 | 2860 | 180 | 30 |  | Fixed | Roof | Ground
Solar Registration Program | NJSRRE1541513719 | Wrightstown | 8562 | 13 | 972.4 | Farm | Yes | Behind the Meter | Aston Solar | JCP&L | Accepted | 2019-07-03 | 2019-07-03 | 2020-07-03 | SolarEdge | SE100K-US | Inverters | 100000 |  | 8 |  |  | 0.99 |  | Outside | outside
Solar Registration Program | NJSRRE1541513794 | Flemington | 8822 | 4 | 972.4 | Farm | Yes | Behind the Meter | Aston Solar | JCP&L | Accepted | 2019-07-03 | 2019-07-03 | 2020-07-03 | Canadian Solar | CS3U-340MS | Solar Panels |  | 0.34 | 2860 | 175 | 30 |  | Fixed | Roof | Ground
Solar Registration Program | NJSRRE1541513794 | Flemington | 8822 | 4 | 972.4 | Farm | Yes | Behind the Meter | Aston Solar | JCP&L | Accepted | 2019-07-03 | 2019-07-03 | 2020-07-03 | SolarEdge | SE100K-US | Inverters | 100000 |  | 8 |  |  | 0.99 |  | Outside | Outside
Solar Registration Program | NJSRRE1541593518 | Wrightstown | 8562 | 13 | 972.4 | Farm | Yes | Behind the Meter | Aston Solar | JCP&L | Accepted | 2019-07-03 | 2019-07-08 | 2020-07-08 | Canadian Solar | CS3U-340 | Solar Panels |  | 0.34 | 2860 | 180 | 30 |  | Fixed | Roof | Ground
Solar Registration Program | NJSRRE1541593518 | Wrightstown | 8562 | 13 | 972.4 | Farm | Yes | Behind the Meter | Aston Solar | JCP&L | Accepted | 2019-07-03 | 2019-07-08 | 2020-07-08 | SolarEdge | SE100K-US | Inverters | 100000 |  | 8 |  |  | 0.99 |  | Outside | outside
Solar Registration Program | NJSRRE1540821310 | Rockaway | 7866 | 3 | 975.38 | School Other | No | Behind the Meter | Solar Landscape | JCP&L | Accepted | 2019-04-04 | 2019-05-01 | 2020-05-01 | GCL | GCL-M3/72H 375 | Solar Panels |  | 0.375 | 66 | 152 | 5 |  | Fixed | Roof
Solar Registration Program | NJSRRE1540821310 | Rockaway | 7866 | 3 | 975.38 | School Other | No | Behind the Meter | Solar Landscape | JCP&L | Accepted | 2019-04-04 | 2019-05-01 | 2020-05-01 | GCL | GCL-M3/72H 375 | Solar Panels |  | 0.375 | 1742 | 172 | 5 |  | Fixed | Roof
Solar Registration Program | NJSRRE1540821310 | Rockaway | 7866 | 3 | 975.38 | School Other | No | Behind the Meter | Solar Landscape | JCP&L | Accepted | 2019-04-04 | 2019-05-01 | 2020-05-01 | GCL | GCL-M3/72H 375 | Solar Panels |  | 0.375 | 68 | 190 | 5 |  | Fixed | Roof
Solar Registration Program | NJSRRE1540821310 | Rockaway | 7866 | 3 | 975.38 | School Other | No | Behind the Meter | Solar Landscape | JCP&L | Accepted | 2019-04-04 | 2019-05-01 | 2020-05-01 | GCL | GCL-M3/72H 375 | Solar Panels |  | 0.375 | 255 | 217 | 5 |  | Fixed | Roof
Solar Registration Program | NJSRRE1540821310 | Rockaway | 7866 | 3 | 975.38 | School Other | No | Behind the Meter | Solar Landscape | JCP&L | Accepted | 2019-04-04 | 2019-05-01 | 2020-05-01 | GCL | GCL-M3/72H 375 | Solar Panels |  | 0.375 | 470 | 352 | 10 |  | Fixed | Roof
Solar Registration Program | NJSRRE1540821310 | Rockaway | 7866 | 3 | 975.38 | School Other | No | Behind the Meter | Solar Landscape | JCP&L | Accepted | 2019-04-04 | 2019-05-01 | 2020-05-01 | Solar Edge | SE66.6KUS | Inverters | 66600 |  | 1 |  |  | 0.985 |  | Outdoor | Roof
Solar Registration Program | NJSRRE1540821310 | Rockaway | 7866 | 3 | 975.38 | School Other | No | Behind the Meter | Solar Landscape | JCP&L | Accepted | 2019-04-04 | 2019-05-01 | 2020-05-01 | Solar Edge | SE100kUS | Inverters | 100000 |  | 6 |  |  | 0.98 |  | Outside | Roof
Solar Registration Program | NJSRRE1540821310 | Rockaway | 7866 | 3 | 975.38 | School Other | No | Behind the Meter | Solar Landscape | JCP&L | Accepted | 2019-04-04 | 2019-05-01 | 2020-05-01 | WattsOn- Mark II | W2-MI-5A-DL | Meters |  |  | 1 |  |  |  | Yes | Outdoor
Solar Registration Program | NJSRRE1540257075 | Montvale | 7645 | 7 | 991.2 | Commercial | No | Behind the Meter | HESP Construction LLC | Orange Rockland Electric | Accepted | 2019-01-18 | 2019-01-22 | 2020-01-22 | Jinko | JKM400M-72H | Solar Panels |  | 0.4 | 1326 | 262 | 7 |  | Fixed | Parking Lot
Solar Registration Program | NJSRRE1540257075 | Montvale | 7645 | 7 | 991.2 | Commercial | No | Behind the Meter | HESP Construction LLC | Orange Rockland Electric | Accepted | 2019-01-18 | 2019-01-22 | 2020-01-22 | Jinko | JKM400M-72H | Solar Panels |  | 0.4 | 234 | 163 | 7 |  | Fixed | Parking Lot
Solar Registration Program | NJSRRE1540257075 | Montvale | 7645 | 7 | 991.2 | Commercial | No | Behind the Meter | HESP Construction LLC | Orange Rockland Electric | Accepted | 2019-01-18 | 2019-01-22 | 2020-01-22 | Jinko | JKM400M-72H | Solar Panels |  | 0.4 | 918 | 127 | 7 |  | Fixed | Parking Lot
Solar Registration Program | NJSRRE1540257075 | Montvale | 7645 | 7 | 991.2 | Commercial | No | Behind the Meter | HESP Construction LLC | Orange Rockland Electric | Accepted | 2019-01-18 | 2019-01-22 | 2020-01-22 | Solectria | PVI 60TL | Inverters | 60000 |  | 13 |  |  | 0.99 |  | Outdoor | Arrays
Solar Registration Program | NJSRRE1541695789 | South Plainfield | 7080 | 11 | 996.82 | Commercial | Yes | Behind the Meter | Geoscape Solar | PSE&G | Accepted | 2019-07-23 | 2019-07-29 | 2020-07-29 | SunPower Corp | SPR-P19-394-COM | Solar Panels |  | 0.394 | 2530 | 153 | 5 |  | Fixed | Roof
Solar Registration Program | NJSRRE1541695789 | South Plainfield | 7080 | 11 | 996.82 | Commercial | Yes | Behind the Meter | Geoscape Solar | PSE&G | Accepted | 2019-07-23 | 2019-07-29 | 2020-07-29 | SolarEdge | SE100k-us | Inverters | 100000 |  | 8 |  |  | 0.98 |  | Outside | Adj. to utility meter
Solar Registration Program | NJSRRE1540413336 | Lebanon | 8833 | 4 | 998.4 | Commercial | No | Behind the Meter | IPPsolar Integration LLC | JCP&L | Accepted | 2019-03-01 | 2019-03-12 | 2020-03-12 | Helene | 72P-325W | Solar Panels |  | 0.325 | 1580 | 154.84 | 5 |  | Fixed | Roof
Solar Registration Program | NJSRRE1540413336 | Lebanon | 8833 | 4 | 998.4 | Commercial | No | Behind the Meter | IPPsolar Integration LLC | JCP&L | Accepted | 2019-03-01 | 2019-03-12 | 2020-03-12 | HT SAAE | 72-156P-325W | Solar Panels |  | 0.325 | 1492 | 154.84 | 5 |  | Fixed | Roof
Solar Registration Program | NJSRRE1540413336 | Lebanon | 8833 | 4 | 998.4 | Commercial | No | Behind the Meter | IPPsolar Integration LLC | JCP&L | Accepted | 2019-03-01 | 2019-03-12 | 2020-03-12 | SolarEdge | SE 100kUS | Inverters | 100000 |  | 8 |  |  | 0.985 |  | Outdoor | outside wall near meter room
Solar Registration Program | NJSRRE1542428871 | Secaucus | 7094 | 8 | 999 | Commercial | No | Behind the Meter | Solar Energy Systems, LLC. | PSE&G | Accepted | 2019-09-24 | 2019-09-25 | 2020-09-25 | Hanwha Q Cells | Q.Peak L-G⌠ÇÇù.2 370 | Solar Panels |  | 0.37 | 2700 | 202 | 10 |  | Fixed | Roof
Solar Registration Program | NJSRRE1542428871 | Secaucus | 7094 | 8 | 999 | Commercial | No | Behind the Meter | Solar Energy Systems, LLC. | PSE&G | Accepted | 2019-09-24 | 2019-09-25 | 2020-09-25 | SMA | Sunny Tripower Core1 62-US | Inverters | 62500 |  | 10 |  |  | 0.98 |  | Outside | Roof
Solar Registration Program | NJSRRE1542428871 | Secaucus | 7094 | 8 | 999 | Commercial | No | Behind the Meter | Solar Energy Systems, LLC. | PSE&G | Accepted | 2019-09-24 | 2019-09-25 | 2020-09-25 | SMA | Sunny Tripower Core1 50-US | Inverters | 50000 |  | 3 |  |  | 0.98 |  | Outside | Roof
Solar Registration Program | NJSRRE1541063535 | Dayton | 8810 | 11 | 999.37 | Commercial | No | Behind the Meter | Amergy Solar Inc | PSE&G | Accepted | 2019-06-03 | 2019-07-26 | 2020-07-26 | ASTRONERGY | ASTRONERGY 370W | Solar Panels |  | 0.37 | 168 | 155 | 5 |  | Fixed | Roof
Solar Registration Program | NJSRRE1541063535 | Dayton | 8810 | 11 | 999.37 | Commercial | No | Behind the Meter | Amergy Solar Inc | PSE&G | Accepted | 2019-06-03 | 2019-07-26 | 2020-07-26 | ASTRONERGY | ASTRONERGY 370W | Solar Panels |  | 0.37 | 757 | 210 | 10 |  | Fixed | Roof
Solar Registration Program | NJSRRE1541063535 | Dayton | 8810 | 11 | 999.37 | Commercial | No | Behind the Meter | Amergy Solar Inc | PSE&G | Accepted | 2019-06-03 | 2019-07-26 | 2020-07-26 | ASTRONERGY | ASTRONERGY 370W | Solar Panels |  | 0.37 | 1776 | 120 | 5 |  | Fixed | Roof
Solar Registration Program | NJSRRE1541063535 | Dayton | 8810 | 11 | 999.37 | Commercial | No | Behind the Meter | Amergy Solar Inc | PSE&G | Accepted | 2019-06-03 | 2019-07-26 | 2020-07-26 | SOLAREDGE | SOLAREDGE SE100KUS | Inverters | 100 |  | 8 |  |  | 0.99 |  | Outside | wall or roof
Solar Registration Program | NJSRRE1540379255 | Logan | 8085 | 15 | 999.74 | Commercial | Yes | Behind the Meter | EnterSolar, LLC | AC Electric | Accepted | 2019-02-19 | 2019-02-21 | 2020-02-21 | Hanwha | Q. Plus Duo L-G5.2 365 | Solar Panels |  | 0.365 | 2739 | 153 | 5 |  | Fixed | Roof
Solar Registration Program | NJSRRE1540379255 | Logan | 8085 | 15 | 999.74 | Commercial | Yes | Behind the Meter | EnterSolar, LLC | AC Electric | Accepted | 2019-02-19 | 2019-02-21 | 2020-02-21 | Solectria | PVI 60TL | Inverters | 60 |  | 12 |  |  | 0.99 |  | Outdoor | roof
Solar Registration Program | NJSRRE1541063539 | New Brunswick | 8901 | 11 | 999.74 | Commercial | No | Behind the Meter | Amergy Solar Inc | PSE&G | Accepted | 2019-05-31 | 2019-06-04 | 2020-06-04 | ASTRONERGY | ASTRONERGY 370W | Solar Panels |  | 0.37 | 938 | 132 | 10 |  | Fixed | Roof
Solar Registration Program | NJSRRE1541063539 | New Brunswick | 8901 | 11 | 999.74 | Commercial | No | Behind the Meter | Amergy Solar Inc | PSE&G | Accepted | 2019-05-31 | 2019-06-04 | 2020-06-04 | ASTRONERGY | ASTRONERGY 370W | Solar Panels |  | 0.37 | 448 | 222 | 10 |  | Fixed | Roof
Solar Registration Program | NJSRRE1541063539 | New Brunswick | 8901 | 11 | 999.74 | Commercial | No | Behind the Meter | Amergy Solar Inc | PSE&G | Accepted | 2019-05-31 | 2019-06-04 | 2020-06-04 | ASTRONERGY | ASTRONERGY 370W | Solar Panels |  | 0.37 | 666 | 132 | 15 |  | Fixed | Roof
Solar Registration Program | NJSRRE1541063539 | New Brunswick | 8901 | 11 | 999.74 | Commercial | No | Behind the Meter | Amergy Solar Inc | PSE&G | Accepted | 2019-05-31 | 2019-06-04 | 2020-06-04 | ASTRONERGY | ASTRONERGY 370W | Solar Panels |  | 0.37 | 650 | 312 | 15 |  | Fixed | Roof
Solar Registration Program | NJSRRE1541063539 | New Brunswick | 8901 | 11 | 999.74 | Commercial | No | Behind the Meter | Amergy Solar Inc | PSE&G | Accepted | 2019-05-31 | 2019-06-04 | 2020-06-04 | SOLAREDGE | SOLAREDGE SE100KUS | Inverters | 100 |  | 8 |  |  | 0.99 |  | Outside | wall or roof
Solar Registration Program | NJSRRE1541066751 | Middlesex | 8846 | 11 | 999.74 | Commercial | No | Behind the Meter | Amergy Solar Inc | PSE&G | Accepted | 2019-06-03 | 2019-06-06 | 2020-06-06 | SOLAREDGE | SOLAREDGE SE100KUS | Inverters | 100 |  | 8 |  |  | 0.99 |  | Outside | WALL OR ROOF
Solar Registration Program | NJSRRE1541066751 | Middlesex | 8846 | 11 | 999.74 | Commercial | No | Behind the Meter | Amergy Solar Inc | PSE&G | Accepted | 2019-06-03 | 2019-06-06 | 2020-06-06 | ASTRONERGY | ASTRONERGY 370W | Solar Panels |  | 0.37 | 2702 | 160 | 10 |  | Fixed | Roof
Solar Registration Program | NJSRRE1541703877 | Flemington | 8822 | 4 | 999.75 | Commercial | Yes | Behind the Meter | Aston Solar | JCP&L | Accepted | 2019-07-25 | 2019-08-05 | 2020-08-05 | Trina Solar | TSM-375-DE14A | Solar Panels |  | 0.375 | 2666 | 180 | 10 |  | Fixed | Roof | ground
Solar Registration Program | NJSRRE1541703877 | Flemington | 8822 | 4 | 999.75 | Commercial | Yes | Behind the Meter | Aston Solar | JCP&L | Accepted | 2019-07-25 | 2019-08-05 | 2020-08-05 | SolarEdge | SE100KUS | Inverters | 900000 |  | 9 |  |  | 0.98 |  | Outside | outside
Solar Registration Program | NJSRRE1540973113 | Monmouth Junction | 8852 | 11 | 1024.52 | Commercial | No | Behind the Meter | Ampericon | PSE&G | Accepted | 2019-05-09 | 2019-05-23 | 2020-05-23 | RECOM | RCM-280-6MB-BB | Solar Panels |  | 0.28 | 2096 | 165 | 10 |  | Fixed | Roof
Solar Registration Program | NJSRRE1540973113 | Monmouth Junction | 8852 | 11 | 1024.52 | Commercial | No | Behind the Meter | Ampericon | PSE&G | Accepted | 2019-05-09 | 2019-05-23 | 2020-05-23 | RECOM | RCM-280-6MB-BB | Solar Panels |  | 0.28 | 608 | 165 | 10 |  | Fixed | Roof
Solar Registration Program | NJSRRE1540973113 | Monmouth Junction | 8852 | 11 | 1024.52 | Commercial | No | Behind the Meter | Ampericon | PSE&G | Accepted | 2019-05-09 | 2019-05-23 | 2020-05-23 | RECOM | RCM-280-6MB-BB | Solar Panels |  | 0.28 | 695 | 150 | 10 |  | Fixed | Roof
Solar Registration Program | NJSRRE1540973113 | Monmouth Junction | 8852 | 11 | 1024.52 | Commercial | No | Behind the Meter | Ampericon | PSE&G | Accepted | 2019-05-09 | 2019-05-23 | 2020-05-23 | RECOM | RCM-280-6MB-BB | Solar Panels |  | 0.28 | 260 | 165 | 10 |  | Fixed | Roof
Solar Registration Program | NJSRRE1540973113 | Monmouth Junction | 8852 | 11 | 1024.52 | Commercial | No | Behind the Meter | Ampericon | PSE&G | Accepted | 2019-05-09 | 2019-05-23 | 2020-05-23 | EnPhase | M250 | Inverters | 250 |  | 3659 |  |  | 0.965 |  | Other | Roof
Solar Registration Program | NJSRRE1540365066 | Somerset | 8873 | 5 | 1026.4 | Commercial | Yes | Behind the Meter | HESP Construction, LLC | PSE&G | Accepted | 2019-02-14 | 2019-02-19 | 2020-02-19 | Jinko Solar | JKM400M-72H | Solar Panels |  | 0.4 | 2106 | 213 | 7 |  | Fixed | Parking Lot
Solar Registration Program | NJSRRE1540365066 | Somerset | 8873 | 5 | 1026.4 | Commercial | Yes | Behind the Meter | HESP Construction, LLC | PSE&G | Accepted | 2019-02-14 | 2019-02-19 | 2020-02-19 | Jinko Solar | JKM400M-72H | Solar Panels |  | 0.4 | 460 | 213 | 7 |  | Fixed | Roof
Solar Registration Program | NJSRRE1540365066 | Somerset | 8873 | 5 | 1026.4 | Commercial | Yes | Behind the Meter | HESP Construction, LLC | PSE&G | Accepted | 2019-02-14 | 2019-02-19 | 2020-02-19 | Solectria | PVI 50TL | Inverters | 500000 |  | 10 |  |  | 0.99 |  | Outdoor | near arrays
Solar Registration Program | NJSRRE1540365066 | Somerset | 8873 | 5 | 1026.4 | Commercial | Yes | Behind the Meter | HESP Construction, LLC | PSE&G | Accepted | 2019-02-14 | 2019-02-19 | 2020-02-19 | Solectria | PVI 60TL | Inverters | 30000 |  | 5 |  |  | 0.99 |  | Outdoor | near arrays
Solar Registration Program | NJSRRE1540211970 | Princeton | 8450 |  | 1039.5 | Commercial | Yes | Behind the Meter | IPPsolar Integration LLC | PSE&G | Accepted | 2019-01-07 | 2019-01-09 | 2020-01-09 | Jinko Solar | JKM385M-72L-V | Solar Panels |  | 0.385 | 2700 | 180 | 20 |  | Fixed | Ground
Solar Registration Program | NJSRRE1540211970 | Princeton | 8450 |  | 1039.5 | Commercial | Yes | Behind the Meter | IPPsolar Integration LLC | PSE&G | Accepted | 2019-01-07 | 2019-01-09 | 2020-01-09 | SolarEdge | SE 33.3K US (480V) | Inverters | 33000 |  | 25 |  |  | 0.985 |  | Outdoor | Outside meter room
Solar Registration Program | NJSRRE1541815342 | Voorhees | 8043 | 14 | 1061.4 | Commercial | No | Behind the Meter | SunPower Corporation, Systems | AC Electric | Accepted | 2019-08-14 | 2019-09-09 | 2020-09-09 | SunPower | SPR-E20-435-COM | Solar Panels |  | 0.435 | 2440 | 31 | 10 |  | Fixed | Roof
Solar Registration Program | NJSRRE1541815342 | Voorhees | 8043 | 14 | 1061.4 | Commercial | No | Behind the Meter | SunPower Corporation, Systems | AC Electric | Accepted | 2019-08-14 | 2019-09-09 | 2020-09-09 | Delta Electronics | M60U_121 | Inverters | 65.47 |  | 1 |  |  | 0.985 |  | Outside | Roof
Solar Registration Program | NJSRRE1541815342 | Voorhees | 8043 | 14 | 1061.4 | Commercial | No | Behind the Meter | SunPower Corporation, Systems | AC Electric | Accepted | 2019-08-14 | 2019-09-09 | 2020-09-09 | Delta Electronics | M80U_121 | Inverters | 82.76 |  | 10 |  |  | 0.985 |  | Outside | Roof
Solar Registration Program | NJSRRE1540257078 | Basking Ridge | 7920 | 5 | 1077.6 | Commercial | No | Behind the Meter | HESP Construction LLC | JCP&L | Accepted | 2019-01-18 | 2019-02-11 | 2020-02-11 | Jinko | JKM400M-72H | Solar Panels |  | 0.4 | 636 | 155 | 7 |  | Fixed | Parking Lot
Solar Registration Program | NJSRRE1540257078 | Basking Ridge | 7920 | 5 | 1077.6 | Commercial | No | Behind the Meter | HESP Construction LLC | JCP&L | Accepted | 2019-01-18 | 2019-02-11 | 2020-02-11 | Jinko | JKM400M-72H | Solar Panels |  | 0.4 | 1086 | 255 | 7 |  | Fixed | Parking Lot
Solar Registration Program | NJSRRE1540257078 | Basking Ridge | 7920 | 5 | 1077.6 | Commercial | No | Behind the Meter | HESP Construction LLC | JCP&L | Accepted | 2019-01-18 | 2019-02-11 | 2020-02-11 | Jinko | JKM400M-72H | Solar Panels |  | 0.4 | 444 | 100 | 7 |  | Fixed | Parking Lot
Solar Registration Program | NJSRRE1540257078 | Basking Ridge | 7920 | 5 | 1077.6 | Commercial | No | Behind the Meter | HESP Construction LLC | JCP&L | Accepted | 2019-01-18 | 2019-02-11 | 2020-02-11 | Jinko | JKM400M-72H | Solar Panels |  | 0.4 | 528 | 157 | 7 |  | Fixed | Roof
Solar Registration Program | NJSRRE1540257078 | Basking Ridge | 7920 | 5 | 1077.6 | Commercial | No | Behind the Meter | HESP Construction LLC | JCP&L | Accepted | 2019-01-18 | 2019-02-11 | 2020-02-11 | Solectria | PVI 60TL | Inverters | 60000 |  | 14 |  |  | 0.99 |  | Outdoor | Arrays
Solar Registration Program | NJSRRE1540232967 | Camden | 8101 | 14 | 1096.2 | Government Facility | Yes | Behind the Meter | SunPower Corporation, Systems | PSE&G | Extension Requested | 2019-01-16 | 2019-02-04 | 2020-02-04 | SunPower | SPR-E20-435-COM | Solar Panels |  | 0.435 | 2520 | 186 | 15 |  | Fixed | Parking Lot
Solar Registration Program | NJSRRE1540232967 | Camden | 8101 | 14 | 1096.2 | Government Facility | Yes | Behind the Meter | SunPower Corporation, Systems | PSE&G | Extension Requested | 2019-01-16 | 2019-02-04 | 2020-02-04 | Delta Electronics | M60U_122 | Inverters | 66000 |  | 6 |  |  | 0.985 |  | Outside | Carport
Solar Registration Program | NJSRRE1540232967 | Camden | 8101 | 14 | 1096.2 | Government Facility | Yes | Behind the Meter | SunPower Corporation, Systems | PSE&G | Extension Requested | 2019-01-16 | 2019-02-04 | 2020-02-04 | Delta Electronics | M42U_122 | Inverters | 46000 |  | 12 |  |  | 0.98 |  | Outside | Carport
Solar Registration Program | NJSRRE1540257077 | Basking Ridge | 7920 | 5 | 1102.4 | Commercial | No | Behind the Meter | HESP Construction LLC | JCP&L | Accepted | 2019-01-18 | 2019-02-11 | 2020-02-11 | Jinko | JKM400M-72H | Solar Panels |  | 0.4 | 1752 | 223 | 7 |  | Fixed | Parking Lot
Solar Registration Program | NJSRRE1540257077 | Basking Ridge | 7920 | 5 | 1102.4 | Commercial | No | Behind the Meter | HESP Construction LLC | JCP&L | Accepted | 2019-01-18 | 2019-02-11 | 2020-02-11 | Jinko | JKM400M-72H | Solar Panels |  | 0.4 | 180 | 98 | 7 |  | Fixed | Parking Lot
Solar Registration Program | NJSRRE1540257077 | Basking Ridge | 7920 | 5 | 1102.4 | Commercial | No | Behind the Meter | HESP Construction LLC | JCP&L | Accepted | 2019-01-18 | 2019-02-11 | 2020-02-11 | Jinko | JKM400M-72H | Solar Panels |  | 0.4 | 198 | 183 | 7 |  | Fixed | Parking Lot
Solar Registration Program | NJSRRE1540257077 | Basking Ridge | 7920 | 5 | 1102.4 | Commercial | No | Behind the Meter | HESP Construction LLC | JCP&L | Accepted | 2019-01-18 | 2019-02-11 | 2020-02-11 | Jinko | JKM400M-72H | Solar Panels |  | 0.4 | 626 | 206 | 7 |  | Fixed | Roof
Solar Registration Program | NJSRRE1540257077 | Basking Ridge | 7920 | 5 | 1102.4 | Commercial | No | Behind the Meter | HESP Construction LLC | JCP&L | Accepted | 2019-01-18 | 2019-02-11 | 2020-02-11 | Solectria | PVI 50TL | Inverters | 50000 |  | 17 |  |  | 0.99 |  | Outdoor | Arrays
Solar Registration Program | NJSRRE1540211972 | Princeton | 8450 |  | 1122.66 | Commercial | Yes | Behind the Meter | IPPsolar Integration LLC | PSE&G | Accepted | 2019-01-07 | 2019-01-09 | 2020-01-09 | Jinko Solar | JKM385M-72L-V | Solar Panels |  | 0.385 | 2916 | 180 | 20 |  | Fixed | Ground
Solar Registration Program | NJSRRE1540211972 | Princeton | 8450 |  | 1122.66 | Commercial | Yes | Behind the Meter | IPPsolar Integration LLC | PSE&G | Accepted | 2019-01-07 | 2019-01-09 | 2020-01-09 | SolarEdge | SE 33.3K US (480V) | Inverters | 33000 |  | 25 |  |  | 0.985 |  | Outdoor | Outside near meter room
Solar Registration Program | NJSRRE1540829538 | Somerdale | 8083 | 14 | 1177.34 | School Public K-12 | Yes | Behind the Meter | HESP Construction, LLC | PSE&G | Accepted | 2019-04-10 | 2019-04-15 | 2020-04-15 | Trina Solar | TSM-DE14A(II) STD MONO 370 | Solar Panels |  | 0.37 | 936 | 153 | 7 |  | Fixed | Parking Lot
Solar Registration Program | NJSRRE1540829538 | Somerdale | 8083 | 14 | 1177.34 | School Public K-12 | Yes | Behind the Meter | HESP Construction, LLC | PSE&G | Accepted | 2019-04-10 | 2019-04-15 | 2020-04-15 | Trina Solar | TSM-DE14A(II) STD MONO 370 | Solar Panels |  | 0.37 | 261 | 154 | 5 |  | Fixed | Roof | sloped
Solar Registration Program | NJSRRE1540829538 | Somerdale | 8083 | 14 | 1177.34 | School Public K-12 | Yes | Behind the Meter | HESP Construction, LLC | PSE&G | Accepted | 2019-04-10 | 2019-04-15 | 2020-04-15 | Trina Solar | TSM-DE14A(II) STD MONO 370 | Solar Panels |  | 0.37 | 213 | 334 | 5 |  | Fixed | Roof | sloped
Solar Registration Program | NJSRRE1540829538 | Somerdale | 8083 | 14 | 1177.34 | School Public K-12 | Yes | Behind the Meter | HESP Construction, LLC | PSE&G | Accepted | 2019-04-10 | 2019-04-15 | 2020-04-15 | Trina Solar | TSM-DE14A(II) STD MONO 370 | Solar Panels |  | 0.37 | 1154 | 153 | 7 |  | Fixed | Roof | ballasted
Solar Registration Program | NJSRRE1540829538 | Somerdale | 8083 | 14 | 1177.34 | School Public K-12 | Yes | Behind the Meter | HESP Construction, LLC | PSE&G | Accepted | 2019-04-10 | 2019-04-15 | 2020-04-15 | Trina Solar | TSM-DE14A(II) STD MONO 370 | Solar Panels |  | 0.37 | 618 | 243 | 7 |  | Fixed | Parking Lot
Solar Registration Program | NJSRRE1540829538 | Somerdale | 8083 | 14 | 1177.34 | School Public K-12 | Yes | Behind the Meter | HESP Construction, LLC | PSE&G | Accepted | 2019-04-10 | 2019-04-15 | 2020-04-15 | Solectria | PVI 60TL | Inverters | 900000 |  | 15 |  |  | 0.99 |  | Outdoor | near arrays
Solar Registration Program | NJSRRE1539940410 | Princeton | 8450 |  | 1231.23 | Commercial | Yes | Behind the Meter | IPPsolar Integration LLC | PSE&G | Accepted | 2018-12-06 | 2018-12-20 | 2019-12-20 | Jinko Solar | JKM385M-72L-V | Solar Panels |  | 0.385 | 3198 | 180 | 20 |  | Fixed | Ground
Solar Registration Program | NJSRRE1539940410 | Princeton | 8450 |  | 1231.23 | Commercial | Yes | Behind the Meter | IPPsolar Integration LLC | PSE&G | Accepted | 2018-12-06 | 2018-12-20 | 2019-12-20 | SolarEdge | SE 33.3K US (480V) | Inverters | 33000 |  | 30 |  |  | 0.985 |  | Outdoor | outside wall near meter room
Solar Registration Program | NJSRRE1541676020 | New Brunswick | 8901 | 11 | 1269.36 | Commercial | No | Behind the Meter | G&S Operations LLC | PSE&G | Accepted | 2019-07-17 | 2019-08-05 | 2020-08-05 | Heliene | 72M-360 ΓÇô 360W Mono 72-Cell | Solar Panels |  | 0.36 | 3526 | 141 | 10 |  | Fixed | Roof
Solar Registration Program | NJSRRE1541676020 | New Brunswick | 8901 | 11 | 1269.36 | Commercial | No | Behind the Meter | G&S Operations LLC | PSE&G | Accepted | 2019-07-17 | 2019-08-05 | 2020-08-05 | Solar Edge | SEDD 100KUSRP0BNU4 | Inverters | 48000 |  | 180 |  |  | 0.96 |  | Outdoor | Outdoor
Solar Registration Program | NJSRRE1539705505 | Jersey City | 7305 | 8 | 1281.38 | Municipality | No | Behind the Meter | Onyx Development Group | PSE&G | Final As-Built Received | 2018-10-29 | 2018-11-12 | 2020-05-12 | Sun Edison | SSE F335 BYC | Solar Panels |  | 0.335 | 1215 | 127 | 10 |  | Fixed | Roof | rooftop
Solar Registration Program | NJSRRE1539705505 | Jersey City | 7305 | 8 | 1281.38 | Municipality | No | Behind the Meter | Onyx Development Group | PSE&G | Final As-Built Received | 2018-10-29 | 2018-11-12 | 2020-05-12 | Sun Edison | SE-F335 BYC | Solar Panels |  | 0.335 | 2610 | 132 | 20 |  | Fixed | Parking Lot | Carport
Solar Registration Program | NJSRRE1539705505 | Jersey City | 7305 | 8 | 1281.38 | Municipality | No | Behind the Meter | Onyx Development Group | PSE&G | Final As-Built Received | 2018-10-29 | 2018-11-12 | 2020-05-12 | Chint | SCA60KTL | Inverters | 60 |  | 10 |  |  | 0.97 |  | Outdoor | outdoor
Solar Registration Program | NJSRRE1539705505 | Jersey City | 7305 | 8 | 1281.38 | Municipality | No | Behind the Meter | Onyx Development Group | PSE&G | Final As-Built Received | 2018-10-29 | 2018-11-12 | 2020-05-12 | Chint | SCA36KTL | Inverters | 36 |  | 2 |  |  | 0.97 |  | Outdoor | outdoor
Solar Registration Program | NJSRRE1539705505 | Jersey City | 7305 | 8 | 1281.38 | Municipality | No | Behind the Meter | Onyx Development Group | PSE&G | Final As-Built Received | 2018-10-29 | 2018-11-12 | 2020-05-12 | Chint | SCA28KTL | Inverters | 28 |  | 2 |  |  | 0.97 |  | Outdoor | outdoor
Solar Registration Program | NJSRRE1540461423 | Lakewood | 8701 | 18 | 1307.6 | Commercial | No | Behind the Meter | EVERGREEN ENERGY | JCP&L | Accepted | 2019-03-08 | 2019-03-11 | 2020-03-11 | Hanwha | Q>PEAK L-G4.1 | Solar Panels |  | 0.35 | 3736 | 186 | 10 |  | Fixed | Roof
Solar Registration Program | NJSRRE1540461423 | Lakewood | 8701 | 18 | 1307.6 | Commercial | No | Behind the Meter | EVERGREEN ENERGY | JCP&L | Accepted | 2019-03-08 | 2019-03-11 | 2020-03-11 | SolarEdge | SE33.3KUS | Inverters | 33300 |  | 30 |  |  | 0.98 |  | Outside | Near Service Room
Solar Registration Program | NJSRRE1541703676 | Englewood Cliffs | 7024 | 7 | 1321.6 | Commercial | Yes | Behind the Meter | Distributed Solar Operations, LLC | PSE&G | Accepted | 2019-07-25 | 2019-07-30 | 2020-07-30 | LG | LG400N2W-A5 | Solar Panels |  | 0.4 | 180 | 226 | 10 |  | Fixed | Roof
Solar Registration Program | NJSRRE1541703676 | Englewood Cliffs | 7024 | 7 | 1321.6 | Commercial | Yes | Behind the Meter | Distributed Solar Operations, LLC | PSE&G | Accepted | 2019-07-25 | 2019-07-30 | 2020-07-30 | LG | LG400N2W-A5 | Solar Panels |  | 0.4 | 144 | 216 | 10 |  | Fixed | Roof
Solar Registration Program | NJSRRE1541703676 | Englewood Cliffs | 7024 | 7 | 1321.6 | Commercial | Yes | Behind the Meter | Distributed Solar Operations, LLC | PSE&G | Accepted | 2019-07-25 | 2019-07-30 | 2020-07-30 | LG | LG400N2W-A5 | Solar Panels |  | 0.4 | 72 | 226 | 10 |  | Fixed | Roof
Solar Registration Program | NJSRRE1541703676 | Englewood Cliffs | 7024 | 7 | 1321.6 | Commercial | Yes | Behind the Meter | Distributed Solar Operations, LLC | PSE&G | Accepted | 2019-07-25 | 2019-07-30 | 2020-07-30 | LG | LG400N2W-A5 | Solar Panels |  | 0.4 | 136 | 236 | 10 |  | Fixed | Roof
Solar Registration Program | NJSRRE1541703676 | Englewood Cliffs | 7024 | 7 | 1321.6 | Commercial | Yes | Behind the Meter | Distributed Solar Operations, LLC | PSE&G | Accepted | 2019-07-25 | 2019-07-30 | 2020-07-30 | LG | LG400N2W-A5 | Solar Panels |  | 0.4 | 1386 | 306 | 5 |  | Fixed | Parking Lot
Solar Registration Program | NJSRRE1541703676 | Englewood Cliffs | 7024 | 7 | 1321.6 | Commercial | Yes | Behind the Meter | Distributed Solar Operations, LLC | PSE&G | Accepted | 2019-07-25 | 2019-07-30 | 2020-07-30 | LG | LG400N2W-A5 | Solar Panels |  | 0.4 | 1386 | 126 | 5 |  | Fixed | Parking Lot
Solar Registration Program | NJSRRE1541703676 | Englewood Cliffs | 7024 | 7 | 1321.6 | Commercial | Yes | Behind the Meter | Distributed Solar Operations, LLC | PSE&G | Accepted | 2019-07-25 | 2019-07-30 | 2020-07-30 | Chint Power Systems | CPS SCA60KTL-DO/US480 | Inverters | 60000 |  | 13 |  |  | 0.988 |  | Outdoor | mounted on canopy
Solar Registration Program | NJSRRE1541703676 | Englewood Cliffs | 7024 | 7 | 1321.6 | Commercial | Yes | Behind the Meter | Distributed Solar Operations, LLC | PSE&G | Accepted | 2019-07-25 | 2019-07-30 | 2020-07-30 | Chint Power Systems | CPS SCA60KTL-DO/US480 | Inverters | 60000 |  | 2 |  |  | 0.988 |  | Outside | Roof
Solar Registration Program | NJSRRE1541703676 | Englewood Cliffs | 7024 | 7 | 1321.6 | Commercial | Yes | Behind the Meter | Distributed Solar Operations, LLC | PSE&G | Accepted | 2019-07-25 | 2019-07-30 | 2020-07-30 | Chint Power Systems | CPS SCA36KTL-DO/US-480 | Inverters | 36000 |  | 1 |  |  | 0.985 |  | Outside | roof
Solar Registration Program | NJSRRE1540338730 | Princeton | 8450 |  | 1333.8 | Commercial | No | Behind the Meter | Ameresco, Inc. | PSE&G | Accepted | 2019-02-06 | 2019-02-11 | 2020-02-11 | Hanwha | Q.PEAK DUO L-G5.3 | Solar Panels |  | 0.39 | 1710 | 223 | 7 |  | Fixed | Parking Lot
Solar Registration Program | NJSRRE1540338730 | Princeton | 8450 |  | 1333.8 | Commercial | No | Behind the Meter | Ameresco, Inc. | PSE&G | Accepted | 2019-02-06 | 2019-02-11 | 2020-02-11 | Hanwha | Q.PEAK DUO L-G5.3 | Solar Panels |  | 0.39 | 1710 | 43 | 1 |  | Fixed | Parking Lot
Solar Registration Program | NJSRRE1540338730 | Princeton | 8450 |  | 1333.8 | Commercial | No | Behind the Meter | Ameresco, Inc. | PSE&G | Accepted | 2019-02-06 | 2019-02-11 | 2020-02-11 | Yaskawa | PVI 60TL | Inverters | 60000 |  | 18 |  |  | 0.99 |  | Outside | Parking Lot
Solar Registration Program | NJSRRE1539404338 | Hackensack City | 7601 | 7 | 1368.72 | Commercial | Yes | Behind the Meter | General Electric International, Inc | PSE&G | Accepted | 2018-09-11 | 2018-09-17 | 2020-03-17 | Longi Solar | LR6-72HV-340M | Solar Panels |  | 0.34 | 468 | 186 | 10 |  | Fixed | Roof
Solar Registration Program | NJSRRE1539404338 | Hackensack City | 7601 | 7 | 1368.72 | Commercial | Yes | Behind the Meter | General Electric International, Inc | PSE&G | Accepted | 2018-09-11 | 2018-09-17 | 2020-03-17 | LG | LG400N2W-A5 | Solar Panels |  | 0.4 | 1512 | 86 | 5 |  | Fixed | Parking Lot
Solar Registration Program | NJSRRE1539404338 | Hackensack City | 7601 | 7 | 1368.72 | Commercial | Yes | Behind the Meter | General Electric International, Inc | PSE&G | Accepted | 2018-09-11 | 2018-09-17 | 2020-03-17 | LG | LG400N2W-A5 | Solar Panels |  | 0.4 | 1512 | 266 | 5 |  | Fixed | Parking Lot
Solar Registration Program | NJSRRE1539404338 | Hackensack City | 7601 | 7 | 1368.72 | Commercial | Yes | Behind the Meter | General Electric International, Inc | PSE&G | Accepted | 2018-09-11 | 2018-09-17 | 2020-03-17 | Chint | CPS SCA60KTL-DO/US-480 | Inverters | 60000 |  | 16 |  |  | 0.988 |  | Outdoor | mounted on canopy rooftop
Solar Registration Program | NJSRRE1540336653 | North Brunswick | 8902 | 11 | 1388.52 | School Public K-12 | Yes | Behind the Meter | Advanced Solar Products, Inc. | PSE&G | Accepted | 2019-02-06 | 2019-02-08 | 2020-02-08 | Boviet | 380Watt | Solar Panels |  | 0.38 | 3654 | 170 | 5 |  | Fixed | Roof
Solar Registration Program | NJSRRE1540336653 | North Brunswick | 8902 | 11 | 1388.52 | School Public K-12 | Yes | Behind the Meter | Advanced Solar Products, Inc. | PSE&G | Accepted | 2019-02-06 | 2019-02-08 | 2020-02-08 | SolarEdge | SE33.3KUS | Inverters | 33300 |  | 42 |  |  | 0.98 |  | Outdoor | roof
Solar Registration Program | NJSRRE1540967298 | Montgomery Twp | 8558 | 5 | 1415.88 | Commercial | No | Behind the Meter | Advanced Solar Products, Inc. | PSE&G | Accepted | 2019-05-07 | 2019-07-15 | 2020-07-15 | Longi | lr6-72-345M | Solar Panels |  | 0.345 | 4104 | 172 | 5 |  | Fixed | Roof
Solar Registration Program | NJSRRE1540967298 | Montgomery Twp | 8558 | 5 | 1415.88 | Commercial | No | Behind the Meter | Advanced Solar Products, Inc. | PSE&G | Accepted | 2019-05-07 | 2019-07-15 | 2020-07-15 | SolarEdge | SE33.3KUS | Inverters | 33300 |  | 32 |  |  | 0.98 |  | Outdoor | roof
Solar Registration Program | NJSRRE1541851531 | Skillman | 8558 | 5 | 1475.91 | Commercial | Yes | Behind the Meter | EnterSolar | PSE&G | Accepted | 2019-08-16 | 2019-08-23 | 2020-08-23 | Hanwha | Q-Plus LG4.2 | Solar Panels |  | 0.345 | 4278 | 180 | 25 |  | Fixed | Ground
Solar Registration Program | NJSRRE1541851531 | Skillman | 8558 | 5 | 1475.91 | Commercial | Yes | Behind the Meter | EnterSolar | PSE&G | Accepted | 2019-08-16 | 2019-08-23 | 2020-08-23 | Solectria | XGI 1500-166/166 | Inverters | 166 |  | 6 |  |  | 0.987 |  | Outside | post mounted
Solar Registration Program | NJSRRE1541676293 | New Brunswick | 8901 | 11 | 1490.04 | Commercial | No | Behind the Meter | G&S Operations LLC | PSE&G | Accepted | 2019-07-17 | 2019-07-25 | 2020-07-25 | Heliene | 72M-360 ΓÇô 360W Mono 72-Cell | Solar Panels |  | 0.36 | 4139 | 141 | 10 |  | Fixed | Roof
Solar Registration Program | NJSRRE1540384147 | Cinnaminson | 8077 | 13 | 1502.34 | Commercial | No | Behind the Meter | Dynamic Energy Solutions, LLC | PSE&G | Accepted | 2019-02-22 | 2019-02-26 | 2020-02-26 | JINKO | JINKO 365W | Solar Panels |  | 0.365 | 4116 | 145.1 | 10 |  | Fixed | Roof
Solar Registration Program | NJSRRE1540384147 | Cinnaminson | 8077 | 13 | 1502.34 | Commercial | No | Behind the Meter | Dynamic Energy Solutions, LLC | PSE&G | Accepted | 2019-02-22 | 2019-02-26 | 2020-02-26 | Chint Power Systems | CPS-SCA36KTL | Inverters | 36000 |  | 34 |  |  | 0.985 |  | Outdoor | N/A
Solar Registration Program | NJSRRE1542395105 | Toms River | 8753 | 18 | 1553.44 | Commercial | Yes | Behind the Meter | EDF Renewables Distributed Solutions, Inc. | JCP&L | Accepted | 2019-09-13 | 2019-09-17 | 2020-09-17 | Canadian Solar | CS3U-380MS | Solar Panels |  | 0.38 | 4088 | 180 | 25 |  | Fixed | Ground
Solar Registration Program | NJSRRE1542395105 | Toms River | 8753 | 18 | 1553.44 | Commercial | Yes | Behind the Meter | EDF Renewables Distributed Solutions, Inc. | JCP&L | Accepted | 2019-09-13 | 2019-09-17 | 2020-09-17 | Yaskawa Solectria Solar | XGI 1500-125 | Inverters | 1250 |  | 10 |  |  | 0.98 |  | Outside | Outside
Solar Registration Program | NJSRRE1540124247 | Trenton | 8691 | 12 | 1577.6 | Commercial | Yes | Behind the Meter | Advanced Solar Products, Inc. | PSE&G | Accepted | 2018-12-26 | 2019-01-02 | 2020-07-02 | Longi | LR6-72HV340M | Solar Panels |  | 0.34 | 4640 | 177 | 10 |  | Fixed | Roof
Solar Registration Program | NJSRRE1540124247 | Trenton | 8691 | 12 | 1577.6 | Commercial | Yes | Behind the Meter | Advanced Solar Products, Inc. | PSE&G | Accepted | 2018-12-26 | 2019-01-02 | 2020-07-02 | Solar Edge | SE33.3KUS | Inverters | 33300 |  | 40 |  |  | 0.98 |  | Outdoor | next to array
Solar Registration Program | NJSRRE1540124247 | Trenton | 8691 | 12 | 1577.6 | Commercial | Yes | Behind the Meter | Advanced Solar Products, Inc. | PSE&G | Accepted | 2018-12-26 | 2019-01-02 | 2020-07-02 | Veris | E51C3 | Meters |  |  | 1 |  |  |  | Yes | Outdoor
Solar Registration Program | NJSRRE1543552662 | Lumberton | 8048 | 13 | 1580 | Commercial | No | Behind the Meter | New Jersey Clean Energy Solutions | PSE&G | Accepted | 2019-12-16 | 2019-12-19 | 2020-12-19 | Sunpower | P19-395-COM-US | Solar Panels |  | 0.395 | 3232 | 98 | 10 |  | Fixed | Roof | Building
Solar Registration Program | NJSRRE1543552662 | Lumberton | 8048 | 13 | 1580 | Commercial | No | Behind the Meter | New Jersey Clean Energy Solutions | PSE&G | Accepted | 2019-12-16 | 2019-12-19 | 2020-12-19 | Sunpower | P19-395-COM-US | Solar Panels |  | 0.395 | 768 | 98 | 10 |  | Fixed | Pole | Building
Solar Registration Program | NJSRRE1543552662 | Lumberton | 8048 | 13 | 1580 | Commercial | No | Behind the Meter | New Jersey Clean Energy Solutions | PSE&G | Accepted | 2019-12-16 | 2019-12-19 | 2020-12-19 | SMA | STP-CORE1-50-US | Inverters | 50 |  | 1 |  |  | 0.97 |  | Outside | near meter
Solar Registration Program | NJSRRE1543552662 | Lumberton | 8048 | 13 | 1580 | Commercial | No | Behind the Meter | New Jersey Clean Energy Solutions | PSE&G | Accepted | 2019-12-16 | 2019-12-19 | 2020-12-19 | SMA | STP-CORE1-62.5-US | Inverters | 62.5 |  | 20 |  |  | 0.98 |  | Outside | near meter
Solar Registration Program | NJSRRE1541520980 | North Bergen | 7047 | 8 | 1593.72 | Commercial | No | Behind the Meter | Solar Energy Systems, LLC. | PSE&G | Accepted | 2019-07-02 | 2019-07-08 | 2020-07-08 | JA Solar | JAM72S01 380/PR | Solar Panels |  | 0.38 | 4194 | 206 | 5 |  | Fixed | Roof
Solar Registration Program | NJSRRE1541520980 | North Bergen | 7047 | 8 | 1593.72 | Commercial | No | Behind the Meter | Solar Energy Systems, LLC. | PSE&G | Accepted | 2019-07-02 | 2019-07-08 | 2020-07-08 | Solectria | PVI 60TL | Inverters | 60000 |  | 17 |  |  | 0.99 |  | Outside | Roof
Solar Registration Program | NJSRRE1541520980 | North Bergen | 7047 | 8 | 1593.72 | Commercial | No | Behind the Meter | Solar Energy Systems, LLC. | PSE&G | Accepted | 2019-07-02 | 2019-07-08 | 2020-07-08 | Solectria | PVI 50TL | Inverters | 50000 |  | 3 |  |  | 0.99 |  | Outside | Roof
Solar Registration Program | NJSRRE1540295720 | Winslow | 8009 | 14 | 1599.96 | Commercial | No | Grid Supply | AC Power 4, LLC | AC Electric | Accepted | 2019-01-29 | 2019-02-18 | 2021-02-18 | Canadian Solar | C56U-335P | Solar Panels |  | 0.335 | 4776 | Due South | 25 |  | Fixed | Ground
Solar Registration Program | NJSRRE1540295720 | Winslow | 8009 | 14 | 1599.96 | Commercial | No | Grid Supply | AC Power 4, LLC | AC Electric | Accepted | 2019-01-29 | 2019-02-18 | 2021-02-18 | SMA Americas | Sunny Tripower 30000TL-US | Inverters | 30000 |  | 54 |  |  | 0.986 |  | Outside | outside
Solar Registration Program | NJSRRE1540295720 | Winslow | 8009 | 14 | 1599.96 | Commercial | No | Grid Supply | AC Power 4, LLC | AC Electric | Accepted | 2019-01-29 | 2019-02-18 | 2021-02-18 | Schneider Prologic | Ion 8650 | Meters |  |  | 1 |  |  |  |  | Outdoor
Solar Registration Program | NJSRRE1542544080 | Hammonton | 8037 | 19 | 1633.17 | School Public K-12 | Yes | Behind the Meter | National Energy Partners, LLC | AC Electric | Accepted | 2019-10-16 | 2019-10-17 | 2020-10-17 | Jinko Solar | JKM385M-72L-V | Solar Panels |  | 0.385 | 4242 | 175 | 20 |  | Fixed | Ground
Solar Registration Program | NJSRRE1542544080 | Hammonton | 8037 | 19 | 1633.17 | School Public K-12 | Yes | Behind the Meter | National Energy Partners, LLC | AC Electric | Accepted | 2019-10-16 | 2019-10-17 | 2020-10-17 | Chint Power Systems | CPS SCA125KTL-DO/US-600 | Inverters | 125000 |  | 11 |  |  | 0.988 |  | Outside | Outside
Solar Registration Program | NJSRRE1542544080 | Hammonton | 8037 | 19 | 1633.17 | School Public K-12 | Yes | Behind the Meter | National Energy Partners, LLC | AC Electric | Accepted | 2019-10-16 | 2019-10-17 | 2020-10-17 | Also Energy | PowerLCS 400 | Meters |  |  | 1 |  |  |  | Yes | Outdoor
Solar Registration Program | NJSRRE1536130812 | Carlstadt | 7072 | 7 | 1638 | Government Facility | Yes | Grid Supply | Whiting-Turner | PSE&G | Accepted | 2018-01-01 | 2018-06-19 | 2020-06-19 | CSUN | CSUN375-72MH | Solar Panels |  | 0.375 | 4368 | 180 | 15 |  | Fixed | Ground
Solar Registration Program | NJSRRE1536130812 | Carlstadt | 7072 | 7 | 1638 | Government Facility | Yes | Grid Supply | Whiting-Turner | PSE&G | Accepted | 2018-01-01 | 2018-06-19 | 2020-06-19 | Chint Power Systems | CPS SCH125KTL-DO/US-600 | Inverters | 125000 |  | 9 |  |  | 0.991 |  | Outdoor | Brownfield
Solar Registration Program | NJSRRE1536130812 | Carlstadt | 7072 | 7 | 1638 | Government Facility | Yes | Grid Supply | Whiting-Turner | PSE&G | Accepted | 2018-01-01 | 2018-06-19 | 2020-06-19 | Square D | ION8650 | Meters |  |  | 1 |  |  |  |  | Outdoor
Solar Registration Program | NJSRRE1542373197 | Morristown | 7960 | 3 | 1643.25 | Commercial | Yes | Behind the Meter | Green Energy Construction & Consulting | JCP&L | Accepted | 2019-09-09 | 2019-09-12 | 2020-09-12 | GCL | GCL M3/72 375 | Solar Panels |  | 0.375 | 736 | 293 & 113 | 10 |  | Fixed | Roof
Solar Registration Program | NJSRRE1542373197 | Morristown | 7960 | 3 | 1643.25 | Commercial | Yes | Behind the Meter | Green Energy Construction & Consulting | JCP&L | Accepted | 2019-09-09 | 2019-09-12 | 2020-09-12 | GCL | GCL M3/72 375 | Solar Panels |  | 0.375 | 1218 | 180 | 25 |  | Fixed | Ground
Solar Registration Program | NJSRRE1542373197 | Morristown | 7960 | 3 | 1643.25 | Commercial | Yes | Behind the Meter | Green Energy Construction & Consulting | JCP&L | Accepted | 2019-09-09 | 2019-09-12 | 2020-09-12 | GCL | GCL M3/72 375 | Solar Panels |  | 0.375 | 2428 | 113 | 5 |  | Fixed | Parking Lot
Solar Registration Program | NJSRRE1542373197 | Morristown | 7960 | 3 | 1643.25 | Commercial | Yes | Behind the Meter | Green Energy Construction & Consulting | JCP&L | Accepted | 2019-09-09 | 2019-09-12 | 2020-09-12 | CHINT | CPS SCA36K | Inverters | 36000 |  | 8 |  |  | 0.95 |  | Outside | AT ARRAYS AND NEXT TO METERS
Solar Registration Program | NJSRRE1542373197 | Morristown | 7960 | 3 | 1643.25 | Commercial | Yes | Behind the Meter | Green Energy Construction & Consulting | JCP&L | Accepted | 2019-09-09 | 2019-09-12 | 2020-09-12 | CHINT | CPS SCA60K | Inverters | 60000 |  | 16 |  |  | 0.95 |  | Outside | AT ARRAYS AND NEXT TO METERS
Solar Registration Program | NJSRRE1540378551 | East Windsor | 8512 | 11 | 1649.7 | Municipality | Yes | Behind the Meter | Solar Landscape | PSE&G | Accepted | 2019-02-19 | 2019-02-21 | 2020-02-21 | Heliene | 72P325 | Solar Panels |  | 0.325 | 5076 | 180 | 0.3 |  | Fixed | Ground
Solar Registration Program | NJSRRE1540378551 | East Windsor | 8512 | 11 | 1649.7 | Municipality | Yes | Behind the Meter | Solar Landscape | PSE&G | Accepted | 2019-02-19 | 2019-02-21 | 2020-02-21 | Solectria | XGI 1500-125 | Inverters | 0.125 |  | 12 |  |  | 0.988 |  | Outdoor | Ground
Solar Registration Program | NJSRRE1542373548 | Morristown | 7960 | 3 | 1660.5 | Commercial | Yes | Behind the Meter | Green Energy Construction & Consulting | JCP&L | Accepted | 2019-09-09 | 2019-09-12 | 2020-09-12 | GCL | GCL M3/72 375 | Solar Panels |  | 0.375 | 3692 | 113 | 5 |  | Fixed | Parking Lot
Solar Registration Program | NJSRRE1542373548 | Morristown | 7960 | 3 | 1660.5 | Commercial | Yes | Behind the Meter | Green Energy Construction & Consulting | JCP&L | Accepted | 2019-09-09 | 2019-09-12 | 2020-09-12 | GCL | GCL M3/72 375 | Solar Panels |  | 0.375 | 736 | 293 & 113 | 10 |  | Fixed | Roof
Solar Registration Program | NJSRRE1542373548 | Morristown | 7960 | 3 | 1660.5 | Commercial | Yes | Behind the Meter | Green Energy Construction & Consulting | JCP&L | Accepted | 2019-09-09 | 2019-09-12 | 2020-09-12 | CHINT | CPS SCA60K | Inverters | 60000 |  | 20 |  |  | 0.95 |  | Outside | AT ARRAYS AND NEXT TO METERS
Solar Registration Program | NJSRRE1540337776 | Princeton | 8450 |  | 1696.5 | Commercial | No | Behind the Meter | Ameresco, Inc. | PSE&G | Accepted | 2019-02-06 | 2019-05-06 | 2020-05-06 | Jinko | JKM390M-72HL-V | Solar Panels |  | 0.39 | 1720 | 269 | 3 |  | Fixed | Parking Lot
Solar Registration Program | NJSRRE1540337776 | Princeton | 8450 |  | 1696.5 | Commercial | No | Behind the Meter | Ameresco, Inc. | PSE&G | Accepted | 2019-02-06 | 2019-05-06 | 2020-05-06 | Jinko | JKM390M-72HL-V | Solar Panels |  | 0.39 | 2630 | 179 | 1.2 |  | Fixed | Parking Lot
Solar Registration Program | NJSRRE1540337776 | Princeton | 8450 |  | 1696.5 | Commercial | No | Behind the Meter | Ameresco, Inc. | PSE&G | Accepted | 2019-02-06 | 2019-05-06 | 2020-05-06 | Yaskawa | PVI 36TL | Inverters | 36000 |  | 9 |  |  | 0.985 |  | Outside | Parking Lot
Solar Registration Program | NJSRRE1540337776 | Princeton | 8450 |  | 1696.5 | Commercial | No | Behind the Meter | Ameresco, Inc. | PSE&G | Accepted | 2019-02-06 | 2019-05-06 | 2020-05-06 | Yaskawa | PVI 60TL | Inverters | 60000 |  | 17 |  |  | 0.99 |  | Outside | Parking Lot
Solar Registration Program | NJSRRE1539818563 | Elizabeth | 7201 | 10 | 1714.77 | Commercial | No | Behind the Meter | Vanguard Energy Partners, LLC | PSE&G | Accepted | 2018-11-16 | 2018-11-26 | 2020-05-26 | Hyundai | HiS-S365RI | Solar Panels |  | 0.365 | 4698 | 118 | 0 |  | Fixed | Roof
Solar Registration Program | NJSRRE1539818563 | Elizabeth | 7201 | 10 | 1714.77 | Commercial | No | Behind the Meter | Vanguard Energy Partners, LLC | PSE&G | Accepted | 2018-11-16 | 2018-11-26 | 2020-05-26 | Sungrow | SG60KU-M | Inverters | 60000 |  | 22 |  |  | 0.989 |  | Outdoor | At PV array on roof
Solar Registration Program | NJSRRE1540394491 | Secaucus | 7094 | 8 | 1735.01 | Commercial | Yes | Behind the Meter | EnterSolar | PSE&G | Accepted | 2019-02-27 | 2019-02-27 | 2020-02-27 | Hanwha | Q.PLUS L-G4.2 | Solar Panels |  | 0.345 | 5029 | 201.926 | 10 |  | Fixed | Roof
Solar Registration Program | NJSRRE1540394491 | Secaucus | 7094 | 8 | 1735.01 | Commercial | Yes | Behind the Meter | EnterSolar | PSE&G | Accepted | 2019-02-27 | 2019-02-27 | 2020-02-27 | Yaskawa Solectria Solar | XGI 65-1000 | Inverters | 65 |  | 21 |  |  | 0.982 |  | Outside | Roof
Solar Registration Program | NJSRRE1541064312 | Princeton | 8544 | 12 | 1737.99 | Private University | Yes | Behind the Meter | EDF Renewables Distributed Solutions, Inc. | PSE&G | Accepted | 2019-05-31 | 2019-06-17 | 2020-06-17 | Canadian Solar | CS3W-410 | Solar Panels |  | 0.41 | 4239 | 196 | 12 |  | Fixed | Ground
Solar Registration Program | NJSRRE1541064312 | Princeton | 8544 | 12 | 1737.99 | Private University | Yes | Behind the Meter | EDF Renewables Distributed Solutions, Inc. | PSE&G | Accepted | 2019-05-31 | 2019-06-17 | 2020-06-17 | Power Electronics | HEMKFS2125K | Inverters | 2125000 |  | 1 |  |  | 0.984 |  | Outside | Inverter Pad
Solar Registration Program | NJSRRE1541064312 | Princeton | 8544 | 12 | 1737.99 | Private University | Yes | Behind the Meter | EDF Renewables Distributed Solutions, Inc. | PSE&G | Accepted | 2019-05-31 | 2019-06-17 | 2020-06-17 | Electro Industries/GaugeTech | Shark200 | Meters |  |  | 1 |  |  |  |  | Indoor
Solar Registration Program | NJSRRE1540836145 | Phillipsburg | 8865 | 2 | 1759.87 | Commercial | Yes | Grid Supply | Holocene Design Build, LLC | JCP&L | Accepted | 2019-04-12 | 2019-04-18 | 2021-04-18 | Astronergy | CHSM6612P-310 | Solar Panels |  | 0.31 | 5677 | E-W | 10 |  | Single Axis | Roof
Solar Registration Program | NJSRRE1540836145 | Phillipsburg | 8865 | 2 | 1759.87 | Commercial | Yes | Grid Supply | Holocene Design Build, LLC | JCP&L | Accepted | 2019-04-12 | 2019-04-18 | 2021-04-18 | Sungrow | SG60KU-M | Inverters | 1356000 |  | 23 |  |  | 0.989 |  | Outdoor | Roof
Solar Registration Program | NJSRRE1540836145 | Phillipsburg | 8865 | 2 | 1759.87 | Commercial | Yes | Grid Supply | Holocene Design Build, LLC | JCP&L | Accepted | 2019-04-12 | 2019-04-18 | 2021-04-18 | tbd | tbd | Meters | tbd |  | 1 |  |  |  |  | Outdoor
Solar Registration Program | NJSRRE1540334573 | Princeton | 8450 |  | 1772.16 | Commercial | Yes | Behind the Meter | Ameresco, Inc. | PSE&G | Accepted | 2019-02-06 | 2019-02-07 | 2020-02-07 | Hanwha | Q.PEAK DUO L-G5.3 | Solar Panels |  | 0.39 | 1136 | 223 | 7 |  | Fixed | Parking Lot
Solar Registration Program | NJSRRE1540334573 | Princeton | 8450 |  | 1772.16 | Commercial | Yes | Behind the Meter | Ameresco, Inc. | PSE&G | Accepted | 2019-02-06 | 2019-02-07 | 2020-02-07 | Hanwha | Q.PEAK DUO L-G5.3 | Solar Panels |  | 0.39 | 1136 | 43 | 1 |  | Fixed | Parking Lot
Solar Registration Program | NJSRRE1540334573 | Princeton | 8450 |  | 1772.16 | Commercial | Yes | Behind the Meter | Ameresco, Inc. | PSE&G | Accepted | 2019-02-06 | 2019-02-07 | 2020-02-07 | Hanwha | Q.PEAK DUO L-G5.3 | Solar Panels |  | 0.39 | 1136 | 133 | 7 |  | Fixed | Parking Lot
Solar Registration Program | NJSRRE1540334573 | Princeton | 8450 |  | 1772.16 | Commercial | Yes | Behind the Meter | Ameresco, Inc. | PSE&G | Accepted | 2019-02-06 | 2019-02-07 | 2020-02-07 | Hanwha | Q.PEAK DUO L-G5.3 | Solar Panels |  | 0.39 | 1136 | 313 | 1 |  | Fixed | Parking Lot
Solar Registration Program | NJSRRE1540334573 | Princeton | 8450 |  | 1772.16 | Commercial | Yes | Behind the Meter | Ameresco, Inc. | PSE&G | Accepted | 2019-02-06 | 2019-02-07 | 2020-02-07 | Yaskawa | PVI 36TL | Inverters | 36000 |  | 4 |  |  | 0.985 |  | Outdoor | Parking Lot
Solar Registration Program | NJSRRE1540334573 | Princeton | 8450 |  | 1772.16 | Commercial | Yes | Behind the Meter | Ameresco, Inc. | PSE&G | Accepted | 2019-02-06 | 2019-02-07 | 2020-02-07 | Yaskawa | PVI 60TL | Inverters | 60000 |  | 10 |  |  | 0.99 |  | Outdoor | Parking Lot
Solar Registration Program | NJSRRE1540334573 | Princeton | 8450 |  | 1772.16 | Commercial | Yes | Behind the Meter | Ameresco, Inc. | PSE&G | Accepted | 2019-02-06 | 2019-02-07 | 2020-02-07 | Yaskawa | PVI 50TL | Inverters | 50000 |  | 12 |  |  | 0.99 |  | Outdoor | Parking Lot
Solar Registration Program | NJSRRE1540295871 | Bridgeton | 8302 | 20 | 1846.8 | Municipality | Yes | Behind the Meter | Advanced Solar Products, Inc. | AC Electric | Accepted | 2019-01-30 | 2019-02-11 | 2020-02-11 | Heliene | 72m-360 | Solar Panels |  | 0.36 | 5130 | 180 | 25 |  | Fixed | Pole | Ground
Solar Registration Program | NJSRRE1540295871 | Bridgeton | 8302 | 20 | 1846.8 | Municipality | Yes | Behind the Meter | Advanced Solar Products, Inc. | AC Electric | Accepted | 2019-01-30 | 2019-02-11 | 2020-02-11 | Solectria | SG750XTM | Inverters | 750000 |  | 2 |  |  | 0.983 |  | Outdoor | next to array
Solar Registration Program | NJSRRE1540285794 | Galloway | 8205 | 19 | 1905.75 | School Public K-12 | Yes | Behind the Meter | Pfister Energy, Inc. | AC Electric | Accepted | 2019-01-28 | 2019-02-19 | 2020-02-19 | Hanwha | Q CELLS Q.PEAK DUO L-G5.2 | Solar Panels |  | 0.385 | 3060 | horizontal | 5 |  | Fixed | Roof
Solar Registration Program | NJSRRE1540285794 | Galloway | 8205 | 19 | 1905.75 | School Public K-12 | Yes | Behind the Meter | Pfister Energy, Inc. | AC Electric | Accepted | 2019-01-28 | 2019-02-19 | 2020-02-19 | Hanwha | Q CELLS Q.PEAK DUO L-G5.2 | Solar Panels |  | 0.385 | 1260 | vertical and horizontal | 5 |  | Fixed | Parking Lot
Solar Registration Program | NJSRRE1540285794 | Galloway | 8205 | 19 | 1905.75 | School Public K-12 | Yes | Behind the Meter | Pfister Energy, Inc. | AC Electric | Accepted | 2019-01-28 | 2019-02-19 | 2020-02-19 | Hanwha | Q CELLS Q.PEAK DUO L-G5.2 | Solar Panels |  | 0.385 | 630 | vertical | 5 |  | Fixed | Ground
Solar Registration Program | NJSRRE1540285794 | Galloway | 8205 | 19 | 1905.75 | School Public K-12 | Yes | Behind the Meter | Pfister Energy, Inc. | AC Electric | Accepted | 2019-01-28 | 2019-02-19 | 2020-02-19 | Chint | CPS SCA60KTL-DO/US-480 | Inverters | 60000 |  | 27 |  |  | 0.988 |  | Outdoor | N/A
Solar Registration Program | NJSRRE1540271427 | Logan TWP | 8085 | 15 | 1963.15 | Commercial | Yes | Behind the Meter | EnterSolar | AC Electric | Accepted | 2019-01-23 | 2019-02-04 | 2020-02-04 | Hanwah Q Cells | PEAK DUO 395 | Solar Panels |  | 0.395 | 4970 | 164 | 5 |  | Fixed | Roof
Solar Registration Program | NJSRRE1540271427 | Logan TWP | 8085 | 15 | 1963.15 | Commercial | Yes | Behind the Meter | EnterSolar | AC Electric | Accepted | 2019-01-23 | 2019-02-04 | 2020-02-04 | Solectria | PVI 60TL | Inverters | 60000 |  | 23 |  |  | 0.985 |  | Outdoor | Rooftop
Solar Registration Program | NJSRRE1540506895 | Delran | 8075 | 13 | 1971.36 | Commercial | Yes | Behind the Meter | EnterSolar | PSE&G | Accepted | 2019-03-22 | 2019-04-01 | 2020-04-01 | Hanwha Q Cells | Q.PEAK L-G5 | Solar Panels |  | 0.37 | 5328 | 146.658 | 5 |  | Fixed | Roof
Solar Registration Program | NJSRRE1540506895 | Delran | 8075 | 13 | 1971.36 | Commercial | Yes | Behind the Meter | EnterSolar | PSE&G | Accepted | 2019-03-22 | 2019-04-01 | 2020-04-01 | SMA America | Tripower_Core1 33-US | Inverters | 33300 |  | 30 |  |  | 0.98 |  | Outside | roof
Solar Registration Program | NJSRRE1540285808 | Egg Harbor | 8215 | 19 | 1988.91 | School Public K-12 | Yes | Behind the Meter | Pfister Energy, Inc. | AC Electric | Accepted | 2019-01-25 | 2019-02-19 | 2020-02-19 | Hanwha | Q CELLS Q.PEAK DUO L-G5.2 | Solar Panels |  | 0.385 | 1242 | Horizontal | 5 |  | Fixed | Roof
Solar Registration Program | NJSRRE1540285808 | Egg Harbor | 8215 | 19 | 1988.91 | School Public K-12 | Yes | Behind the Meter | Pfister Energy, Inc. | AC Electric | Accepted | 2019-01-25 | 2019-02-19 | 2020-02-19 | Hanwha | Q CELLS Q.PEAK DUO L-G5.2 | Solar Panels |  | 0.385 | 1308 | Vertical | 5 |  | Fixed | Ground
Solar Registration Program | NJSRRE1540285808 | Egg Harbor | 8215 | 19 | 1988.91 | School Public K-12 | Yes | Behind the Meter | Pfister Energy, Inc. | AC Electric | Accepted | 2019-01-25 | 2019-02-19 | 2020-02-19 | Hanwha | Q CELLS Q.PEAK DUO L-G5.2 | Solar Panels |  | 0.385 | 2616 | Vertical and horizontal | 5 |  | Fixed | Parking Lot
Solar Registration Program | NJSRRE1540285808 | Egg Harbor | 8215 | 19 | 1988.91 | School Public K-12 | Yes | Behind the Meter | Pfister Energy, Inc. | AC Electric | Accepted | 2019-01-25 | 2019-02-19 | 2020-02-19 | Chint | CPS SCA60KTL-DO/US-480 | Inverters | 60000 |  | 27 |  |  | 0.988 |  | Outdoor | N/A
Solar Registration Program | NJSRRE1540285813 | Mays Landing | 8330 | 19 | 1995.84 | School Public K-12 | Yes | Behind the Meter | Pfister Energy, Inc. | AC Electric | Accepted | 2019-01-25 | 2019-02-19 | 2020-02-19 | Hanwha | Q CELLS Q.PEAK DUO L-G5.2 385W | Solar Panels |  | 0.385 | 3708 | Horizontal | 5 |  | Fixed | Roof
Solar Registration Program | NJSRRE1540285813 | Mays Landing | 8330 | 19 | 1995.84 | School Public K-12 | Yes | Behind the Meter | Pfister Energy, Inc. | AC Electric | Accepted | 2019-01-25 | 2019-02-19 | 2020-02-19 | Hanwha | Q CELLS Q.PEAK DUO L-G5.2 385W | Solar Panels |  | 0.385 | 1476 | Vertical | 7 |  | Fixed | Parking Lot
Solar Registration Program | NJSRRE1540285813 | Mays Landing | 8330 | 19 | 1995.84 | School Public K-12 | Yes | Behind the Meter | Pfister Energy, Inc. | AC Electric | Accepted | 2019-01-25 | 2019-02-19 | 2020-02-19 | Chint | Chint CPS SCA60KTL-DO/US-480 | Inverters | 60000 |  | 27 |  |  | 0.988 |  | Outdoor | N/A
Solar Registration Program | NJSRRE1540304619 | East Hanover | 7936 | 3 | 1998.75 | Commercial | No | Behind the Meter | HESP Solar LLC | Orange Rockland Electric | Accepted | 2019-02-14 | 2019-02-19 | 2020-02-19 | Canadian Solar | TSM-DE14A(11) | Solar Panels |  | 0.375 | 1238 | 214 | 7 |  | Fixed | Roof
Solar Registration Program | NJSRRE1540304619 | East Hanover | 7936 | 3 | 1998.75 | Commercial | No | Behind the Meter | HESP Solar LLC | Orange Rockland Electric | Accepted | 2019-02-14 | 2019-02-19 | 2020-02-19 | Canadian Solar | TSM-DE14A(11) | Solar Panels |  | 0.375 | 3858 | 124 | 7 |  | Fixed | Parking Lot
Solar Registration Program | NJSRRE1540304619 | East Hanover | 7936 | 3 | 1998.75 | Commercial | No | Behind the Meter | HESP Solar LLC | Orange Rockland Electric | Accepted | 2019-02-14 | 2019-02-19 | 2020-02-19 | Canadian Solar | TSM-DE14A(11) | Solar Panels |  | 0.375 | 234 | 259 | 7 |  | Fixed | Parking Lot
Solar Registration Program | NJSRRE1540304619 | East Hanover | 7936 | 3 | 1998.75 | Commercial | No | Behind the Meter | HESP Solar LLC | Orange Rockland Electric | Accepted | 2019-02-14 | 2019-02-19 | 2020-02-19 | Solectria | PVi 50TL | Inverters | 1050000 |  | 21 |  |  | 0.99 |  | Outdoor | near arrays
Solar Registration Program | NJSRRE1540304619 | East Hanover | 7936 | 3 | 1998.75 | Commercial | No | Behind the Meter | HESP Solar LLC | Orange Rockland Electric | Accepted | 2019-02-14 | 2019-02-19 | 2020-02-19 | Solectria | PVI 60TL | Inverters | 780000 |  | 13 |  |  | 0.99 |  | Outdoor | near arrays
Solar Registration Program | NJSRRE1540987216 | North Brunswick Township | 8902 | 11 | 1999.48 | Commercial | No | Behind the Meter | Amergy Solar Inc | PSE&G | Accepted | 2019-05-14 | 2019-05-20 | 2020-05-20 | ASTRONERGY SOLAR | ASTRONERGY SOLAR 370W PANELS | Solar Panels |  | 0.37 | 5404 | 217 | 10 |  | Fixed | Roof
Solar Registration Program | NJSRRE1540987216 | North Brunswick Township | 8902 | 11 | 1999.48 | Commercial | No | Behind the Meter | Amergy Solar Inc | PSE&G | Accepted | 2019-05-14 | 2019-05-20 | 2020-05-20 | SOLAREDGE | SOLAREDGE 100KUS | Inverters | 100 |  | 16 |  |  | 0.99 |  | Outside | Wall or roof
Solar Registration Program | NJSRRE1540397039 | Jersey City | 7305 | 8 | 1999.84 | Commercial | No | Behind the Meter | EnterSolar | PSE&G | Accepted | 2019-02-26 | 2019-05-30 | 2020-05-30 | Longi Solar | LR6-72PH-365M | Solar Panels |  | 0.365 | 5479 | 216.76 | 5 |  | Fixed | Roof
Solar Registration Program | NJSRRE1540397039 | Jersey City | 7305 | 8 | 1999.84 | Commercial | No | Behind the Meter | EnterSolar | PSE&G | Accepted | 2019-02-26 | 2019-05-30 | 2020-05-30 | Yaskawa Solectria Solar | PVI 60TL | Inverters | 60 |  | 24 |  |  | 0.99 |  | Outside | Roof
Solar Registration Program | NJSRRE1542083123 | Somerville | 8876 | 5 | 2126.25 | Commercial | No | Behind the Meter | Distributed Solar Operations, LLC | JCP&L | Accepted | 2019-09-03 | 2019-10-18 | 2020-10-18 | JA Solar | JAM72S01-375/PR | Solar Panels |  | 0.375 | 738 | 105 | 5 |  | Fixed | Parking Lot
Solar Registration Program | NJSRRE1542083123 | Somerville | 8876 | 5 | 2126.25 | Commercial | No | Behind the Meter | Distributed Solar Operations, LLC | JCP&L | Accepted | 2019-09-03 | 2019-10-18 | 2020-10-18 | JA Solar | JAM72S09-375/PR | Solar Panels |  | 0.375 | 529 | 291 | 10 |  | Fixed | Roof
Solar Registration Program | NJSRRE1542083123 | Somerville | 8876 | 5 | 2126.25 | Commercial | No | Behind the Meter | Distributed Solar Operations, LLC | JCP&L | Accepted | 2019-09-03 | 2019-10-18 | 2020-10-18 | JA Solar | JAM72S01-375/PR | Solar Panels |  | 0.375 | 1170 | 105 | 3 |  | Fixed | Parking Lot
Solar Registration Program | NJSRRE1542083123 | Somerville | 8876 | 5 | 2126.25 | Commercial | No | Behind the Meter | Distributed Solar Operations, LLC | JCP&L | Accepted | 2019-09-03 | 2019-10-18 | 2020-10-18 | JA Solar | JAM72S01-375/PR | Solar Panels |  | 0.375 | 108 | 285 | 5 |  | Fixed | Parking Lot
Solar Registration Program | NJSRRE1542083123 | Somerville | 8876 | 5 | 2126.25 | Commercial | No | Behind the Meter | Distributed Solar Operations, LLC | JCP&L | Accepted | 2019-09-03 | 2019-10-18 | 2020-10-18 | JA Solar | JAM72S01-375/PR | Solar Panels |  | 0.375 | 144 | 105 | 5 |  | Fixed | Parking Lot
Solar Registration Program | NJSRRE1542083123 | Somerville | 8876 | 5 | 2126.25 | Commercial | No | Behind the Meter | Distributed Solar Operations, LLC | JCP&L | Accepted | 2019-09-03 | 2019-10-18 | 2020-10-18 | JA Solar | JAM72S01-375/PR | Solar Panels |  | 0.375 | 216 | 282 | 5 |  | Fixed | Parking Lot
Solar Registration Program | NJSRRE1542083123 | Somerville | 8876 | 5 | 2126.25 | Commercial | No | Behind the Meter | Distributed Solar Operations, LLC | JCP&L | Accepted | 2019-09-03 | 2019-10-18 | 2020-10-18 | JA Solar | JAM72S01-375/PR | Solar Panels |  | 0.375 | 623 | 291 | 10 |  | Fixed | Roof
Solar Registration Program | NJSRRE1542083123 | Somerville | 8876 | 5 | 2126.25 | Commercial | No | Behind the Meter | Distributed Solar Operations, LLC | JCP&L | Accepted | 2019-09-03 | 2019-10-18 | 2020-10-18 | JA Solar | JAM72S01-375/PR | Solar Panels |  | 0.375 | 108 | 105 | 5 |  | Fixed | Parking Lot
Solar Registration Program | NJSRRE1542083123 | Somerville | 8876 | 5 | 2126.25 | Commercial | No | Behind the Meter | Distributed Solar Operations, LLC | JCP&L | Accepted | 2019-09-03 | 2019-10-18 | 2020-10-18 | JA Solar | JAM72S09-375/PR | Solar Panels |  | 0.375 | 936 | 291 | 10 |  | Fixed | Roof
Solar Registration Program | NJSRRE1542083123 | Somerville | 8876 | 5 | 2126.25 | Commercial | No | Behind the Meter | Distributed Solar Operations, LLC | JCP&L | Accepted | 2019-09-03 | 2019-10-18 | 2020-10-18 | JA Solar | JAM72S01-375/PR | Solar Panels |  | 0.375 | 216 | 101 | 5 |  | Fixed | Parking Lot
Solar Registration Program | NJSRRE1542083123 | Somerville | 8876 | 5 | 2126.25 | Commercial | No | Behind the Meter | Distributed Solar Operations, LLC | JCP&L | Accepted | 2019-09-03 | 2019-10-18 | 2020-10-18 | JA Solar | JAM72S01-375/PR | Solar Panels |  | 0.375 | 144 | 285 | 5 |  | Fixed | Parking Lot
Solar Registration Program | NJSRRE1542083123 | Somerville | 8876 | 5 | 2126.25 | Commercial | No | Behind the Meter | Distributed Solar Operations, LLC | JCP&L | Accepted | 2019-09-03 | 2019-10-18 | 2020-10-18 | JA Solar | JAM72S01-375/PR | Solar Panels |  | 0.375 | 738 | 285 | 5 |  | Fixed | Parking Lot
Solar Registration Program | NJSRRE1542083123 | Somerville | 8876 | 5 | 2126.25 | Commercial | No | Behind the Meter | Distributed Solar Operations, LLC | JCP&L | Accepted | 2019-09-03 | 2019-10-18 | 2020-10-18 | Chint Power Systems | CPS SCA50KTL-DO/US480 | Inverters | 50000 |  | 4 |  |  | 0.988 |  | Outdoor | roof
Solar Registration Program | NJSRRE1542083123 | Somerville | 8876 | 5 | 2126.25 | Commercial | No | Behind the Meter | Distributed Solar Operations, LLC | JCP&L | Accepted | 2019-09-03 | 2019-10-18 | 2020-10-18 | Chint Power Systems | CPS SCA60KTL-DO/US480 | Inverters | 60000 |  | 11 |  |  | 0.988 |  | Outdoor | mounted on canopy
Solar Registration Program | NJSRRE1542083123 | Somerville | 8876 | 5 | 2126.25 | Commercial | No | Behind the Meter | Distributed Solar Operations, LLC | JCP&L | Accepted | 2019-09-03 | 2019-10-18 | 2020-10-18 | Chint Power Systems | CPS SCA36KTL-DO/US-480 | Inverters | 36000 |  | 3 |  |  | 0.985 |  | Outdoor | mounted on canopy
Solar Registration Program | NJSRRE1542083123 | Somerville | 8876 | 5 | 2126.25 | Commercial | No | Behind the Meter | Distributed Solar Operations, LLC | JCP&L | Accepted | 2019-09-03 | 2019-10-18 | 2020-10-18 | Chint Power Systems | CPS SCA50KTL-DO/US480 | Inverters | 50000 |  | 5 |  |  | 0.988 |  | Outdoor | mounted on canopy
Solar Registration Program | NJSRRE1542083123 | Somerville | 8876 | 5 | 2126.25 | Commercial | No | Behind the Meter | Distributed Solar Operations, LLC | JCP&L | Accepted | 2019-09-03 | 2019-10-18 | 2020-10-18 | Chint Power Systems | CPS SCA60KTL-DO/US480 | Inverters | 60000 |  | 6 |  |  | 0.988 |  | Outdoor | roof
Solar Registration Program | NJSRRE1540144456 | Mount Arlington | 7856 | 3 | 2292.5 | Municipality | Yes | Grid Supply | HESP Construction, LLC | JCP&L | Accepted | 2019-01-09 | 2019-02-01 | 2021-02-01 | Trina Solar | TSM DE14A(II) | Solar Panels |  | 0.35 | 6550 | 180 | 25 |  | Fixed | Ground
Solar Registration Program | NJSRRE1540144456 | Mount Arlington | 7856 | 3 | 2292.5 | Municipality | Yes | Grid Supply | HESP Construction, LLC | JCP&L | Accepted | 2019-01-09 | 2019-02-01 | 2021-02-01 | Solectria | PVI 60TL | Inverters | 1800000 |  | 30 |  |  | 0.99 |  | Outdoor | near arrays
Solar Registration Program | NJSRRE1540251058 | Piscataway | 8854 | 11 | 2449.98 | Commercial | Yes | Behind the Meter | Green Power Developers LLC | PSE&G | Accepted | 2019-01-17 | 2019-02-11 | 2020-02-11 | Hanwha | Q.Peak Duo L-G5.2 390W | Solar Panels |  | 0.39 | 6282 | 180 | 5 |  | Fixed | Roof
Solar Registration Program | NJSRRE1540251058 | Piscataway | 8854 | 11 | 2449.98 | Commercial | Yes | Behind the Meter | Green Power Developers LLC | PSE&G | Accepted | 2019-01-17 | 2019-02-11 | 2020-02-11 | SMA | STP CORE162.5KW | Inverters | 62.5 |  | 33 |  |  | 0.98 |  | Outdoor | Roof
Solar Registration Program | NJSRRE1541064353 | Princeton | 8544 | 12 | 2572.34 | Private University | Yes | Behind the Meter | EDF Renewables Distributed Solutions, Inc. | PSE&G | Accepted | 2019-05-31 | 2019-09-13 | 2020-09-13 | Canadian Solar | CS3W-410 | Solar Panels |  | 0.41 | 6274 | 159/339 | 7 |  | Fixed | Parking Lot
Solar Registration Program | NJSRRE1541064353 | Princeton | 8544 | 12 | 2572.34 | Private University | Yes | Behind the Meter | EDF Renewables Distributed Solutions, Inc. | PSE&G | Accepted | 2019-05-31 | 2019-09-13 | 2020-09-13 | Solectria | XGI 1000-65/65 | Inverters | 65000 |  | 2 |  |  | 0.982 |  | Outside | Outside
Solar Registration Program | NJSRRE1541064353 | Princeton | 8544 | 12 | 2572.34 | Private University | Yes | Behind the Meter | EDF Renewables Distributed Solutions, Inc. | PSE&G | Accepted | 2019-05-31 | 2019-09-13 | 2020-09-13 | Solectria | XGI 1000-60/60 | Inverters | 60000 |  | 19 |  |  | 0.982 |  | Outside | Outside
Solar Registration Program | NJSRRE1541064353 | Princeton | 8544 | 12 | 2572.34 | Private University | Yes | Behind the Meter | EDF Renewables Distributed Solutions, Inc. | PSE&G | Accepted | 2019-05-31 | 2019-09-13 | 2020-09-13 | Solectria | XGI 1000-50/60 | Inverters | 50000 |  | 14 |  |  | 0.982 |  | Outside | Outside
Solar Registration Program | NJSRRE1541064353 | Princeton | 8544 | 12 | 2572.34 | Private University | Yes | Behind the Meter | EDF Renewables Distributed Solutions, Inc. | PSE&G | Accepted | 2019-05-31 | 2019-09-13 | 2020-09-13 | Electro Industries/GaugeTech | Shark 200 | Meters |  |  | 1 |  |  |  |  | Outdoor
Solar Registration Program | NJSRRE1542956728 | Monroe Township | 8831 | 11 | 2677.32 | Commercial | No | Grid Supply | TBD | JCP&L | Accepted | 2019-11-05 | 2019-11-13 | 2021-11-13 | Boviet | BVM661M-370 | Solar Panels |  | 0.37 | 7236 | 180 | 15 |  | Fixed | Ground | Outdoor
Solar Registration Program | NJSRRE1542956728 | Monroe Township | 8831 | 11 | 2677.32 | Commercial | No | Grid Supply | TBD | JCP&L | Accepted | 2019-11-05 | 2019-11-13 | 2021-11-13 | SMA | Sunny Central 220000 | Inverters | 2200000 |  | 1 |  |  | 0.986 |  | Outdoor | Outdoor
Solar Registration Program | NJSRRE1539706246 | Wayne | 7470 | 6 | 2775 | Commercial | No | Behind the Meter | Solar Landscape LLC | PSE&G | Accepted | 2018-10-29 | 2018-11-29 | 2020-05-29 | Heliene | 72m370 | Solar Panels |  | 0.37 | 7500 | 186.012 | 10 |  | Fixed | Roof
Solar Registration Program | NJSRRE1539706246 | Wayne | 7470 | 6 | 2775 | Commercial | No | Behind the Meter | Solar Landscape LLC | PSE&G | Accepted | 2018-10-29 | 2018-11-29 | 2020-05-29 | SMA | Sunny | Inverters | 50000 |  | 37 |  |  | 0.983 |  | Outdoor | Rooftop
Solar Registration Program | NJSRRE1539794964 | Branchville | 7890 | 1 | 2988 | Farm | No | Behind the Meter | Sol Systems, LLC | JCP&L | Accepted | 2018-11-09 | 2019-04-16 | 2020-04-16 | LG | LG400N2W-V5 | Solar Panels |  | 0.4 | 7470 | 180 | 20 |  | Fixed | Ground | Racking
Solar Registration Program | NJSRRE1539794964 | Branchville | 7890 | 1 | 2988 | Farm | No | Behind the Meter | Sol Systems, LLC | JCP&L | Accepted | 2018-11-09 | 2019-04-16 | 2020-04-16 | SEL | SEL-735 | Meters |  |  | 1 |  |  |  | Yes | Outdoor
Solar Registration Program | NJSRRE1539794964 | Branchville | 7890 | 1 | 2988 | Farm | No | Behind the Meter | Sol Systems, LLC | JCP&L | Accepted | 2018-11-09 | 2019-04-16 | 2020-04-16 | CPS | SCA60KTL-DU/US-480V | Inverters | 0.985 |  | 36 |  |  | 0.988 |  | Outdoor | Outside
Solar Registration Program | NJSRRE1537826975 | Egg Harbor Township | 8234 | 19 | 3024 | Commercial | No | Grid Supply | Rosendin Electric, Inc. | AC Electric | Accepted | 2018-04-26 | 2018-05-10 | 2020-05-10 | Hyundai Solar 350W or equal | Solar 350W or equal | Solar Panels |  | 0.35 | 8640 | 180 degree | 20 |  | Fixed | Ground
Solar Registration Program | NJSRRE1537826975 | Egg Harbor Township | 8234 | 19 | 3024 | Commercial | No | Grid Supply | Rosendin Electric, Inc. | AC Electric | Accepted | 2018-04-26 | 2018-05-10 | 2020-05-10 | Chint | 50/60kW, 1000Vdc String Inverters | Inverters | 60 |  | 40 |  |  | 0.98 |  | Outdoor | outdoor
Solar Registration Program | NJSRRE1540496447 | West Amwell Township | 8530 | 4 | 3341.8 | Commercial | Yes | Behind the Meter | Merit SI LLC | JCP&L | Accepted | 2019-03-18 | 2019-08-26 | 2020-08-26 | Longi Solar | LR6-72PH | Solar Panels |  | 0.385 | 8680 | South Facing | 15 |  | Fixed | Ground
Solar Registration Program | NJSRRE1540496447 | West Amwell Township | 8530 | 4 | 3341.8 | Commercial | Yes | Behind the Meter | Merit SI LLC | JCP&L | Accepted | 2019-03-18 | 2019-08-26 | 2020-08-26 | Sungrow | SG125HV | Inverters | 125000 |  | 20 |  |  | 0.989 |  | Outdoor | Outdoor - Solar Field
Solar Registration Program | NJSRRE1540496447 | West Amwell Township | 8530 | 4 | 3341.8 | Commercial | Yes | Behind the Meter | Merit SI LLC | JCP&L | Accepted | 2019-03-18 | 2019-08-26 | 2020-08-26 | Schneider Electric | PowerLogic PM8000 | Meters |  |  | 1
Solar Registration Program | NJSRRE1539866047 | Evesham | 8053 | 13 | 3379.48 | Commercial | No | Grid Supply | Aero Haven Solar, LLC | AC Electric | Accepted | 2018-12-04 | 2019-02-18 | 2021-02-18 | Canadian solar | CS6U-335P | Solar Panels |  | 0.335 | 10088 | 180 | 25 |  | Fixed | Ground
Solar Registration Program | NJSRRE1539866047 | Evesham | 8053 | 13 | 3379.48 | Commercial | No | Grid Supply | Aero Haven Solar, LLC | AC Electric | Accepted | 2018-12-04 | 2019-02-18 | 2021-02-18 | SMA America | Sunny Tripower 30000 TL-Us | Inverters | 30000 |  | 112 |  |  | 0.986 |  | Outside | Outside
Solar Registration Program | NJSRRE1539866047 | Evesham | 8053 | 13 | 3379.48 | Commercial | No | Grid Supply | Aero Haven Solar, LLC | AC Electric | Accepted | 2018-12-04 | 2019-02-18 | 2021-02-18 | Schneider Prologic | Ion 8650 | Meters |  |  | 1 |  |  |  |  | Outdoor
Solar Registration Program | NJSRRE1540898137 | Linden | 8837 | 11 | 3447.6 | Commercial | No | Behind the Meter | MJ Electric | PSE&G | Accepted | 2019-04-26 | 2019-05-02 | 2020-05-02 | Jinko | JINKO-JKM390M-72H-V | Solar Panels |  | 0.39 | 8840 | 90 | 10 |  | Fixed | Ground
Solar Registration Program | NJSRRE1540898137 | Linden | 8837 | 11 | 3447.6 | Commercial | No | Behind the Meter | MJ Electric | PSE&G | Accepted | 2019-04-26 | 2019-05-02 | 2020-05-02 | Sungrow | SUNGROW-SG125HV | Inverters | 125 |  | 22 |  |  | 0.985 |  | Outdoor | ground mount
Solar Registration Program | NJSRRE1534224371 | Cranbury | 8512 | 11 | 3656.25 | Commercial | No | Grid Supply | Whitman | AC Electric | Accepted | 2017-04-20 | 2017-05-31 | 2020-09-30 | Trina | Tallmax 325 | Solar Panels |  | 0.325 | 11250 | 180 | 5 |  | Fixed | Ground | Landfill Cap
Solar Registration Program | NJSRRE1534224371 | Cranbury | 8512 | 11 | 3656.25 | Commercial | No | Grid Supply | Whitman | AC Electric | Accepted | 2017-04-20 | 2017-05-31 | 2020-09-30 | SEL | SEL 734 | Meters | 15 |  | 1 |  |  |  |  | Outdoor
Solar Registration Program | NJSRRE1534224371 | Cranbury | 8512 | 11 | 3656.25 | Commercial | No | Grid Supply | Whitman | AC Electric | Accepted | 2017-04-20 | 2017-05-31 | 2020-09-30 | SMA | TriPower 30000 TL-US | Inverters | 30 |  | 100 |  |  | 0.986 |  | Outdoor | Landfill Cap
Solar Registration Program | NJSRRE1540122528 | Hopatcong | 7843 | 1 | 3750.33 | Municipality | No | Grid Supply | AC Power 5, LLC | JCP&L | Accepted | 2018-12-21 | 2019-02-18 | 2021-02-18 | Canadian Solar | CS6U-335P | Solar Panels |  | 0.335 | 11195 | Due South | 25 |  | Fixed | Ground
Solar Registration Program | NJSRRE1540122528 | Hopatcong | 7843 | 1 | 3750.33 | Municipality | No | Grid Supply | AC Power 5, LLC | JCP&L | Accepted | 2018-12-21 | 2019-02-18 | 2021-02-18 | SMA Americas | Sunny Tripower 30000TL-US | Inverters | 30000 |  | 130 |  |  | 0.986 |  | Outside | Outside
Solar Registration Program | NJSRRE1540122528 | Hopatcong | 7843 | 1 | 3750.33 | Municipality | No | Grid Supply | AC Power 5, LLC | JCP&L | Accepted | 2018-12-21 | 2019-02-18 | 2021-02-18 | Schneider Prologic | Ion 8650 | Meters |  |  | 1 |  |  |  |  | Outdoor
Solar Registration Program | NJSRRE1541815133 | Wayne | 7470 | 6 | 3900 | Commercial | No | Behind the Meter | Solar Landscape | PSE&G | Accepted | 2019-08-12 | 2019-10-23 | 2020-10-23 | Longi | LR6-72PH-375M | Solar Panels |  | 0.375 | 10400 | 172 | 5 |  | Fixed | Roof
Solar Registration Program | NJSRRE1541815133 | Wayne | 7470 | 6 | 3900 | Commercial | No | Behind the Meter | Solar Landscape | PSE&G | Accepted | 2019-08-12 | 2019-10-23 | 2020-10-23 | SMA | Tripower Core1 62-US | Inverters | 62500 |  | 47 |  |  | 0.98 |  | Outdoor | Roof
Solar Registration Program | NJSRRE1539361945 | Jackson | 8527 | 18 | 3986.85 | Municipality | Yes | Grid Supply | HESP Construction, LLC | JCP&L | Accepted | 2018-09-17 | 2018-09-18 | 2020-09-18 | Canadian Solar Inc | CS6U-350P | Solar Panels |  | 0.35 | 11391 | 180 | 25 |  | Fixed | Ground
Solar Registration Program | NJSRRE1539361945 | Jackson | 8527 | 18 | 3986.85 | Municipality | Yes | Grid Supply | HESP Construction, LLC | JCP&L | Accepted | 2018-09-17 | 2018-09-18 | 2020-09-18 | Solectria | PVI 60TL | Inverters | 3300000 |  | 55 |  |  | 0.99 |  | Outdoor | near arrays
Solar Registration Program | NJSRRE1537887436 | Jersey City | 7306 | 8 | 4173.12 | Commercial | No | Behind the Meter | EnterSolar | PSE&G | Accepted | 2018-04-27 | 2019-03-06 | 2020-03-06 | Hanwha | Q.Plus L-G4.2 | Solar Panels |  | 0.345 | 12096 | 211 | 10 |  | Fixed | Roof
Solar Registration Program | NJSRRE1537887436 | Jersey City | 7306 | 8 | 4173.12 | Commercial | No | Behind the Meter | EnterSolar | PSE&G | Accepted | 2018-04-27 | 2019-03-06 | 2020-03-06 | Delta | M80U_122 | Inverters | 80000 |  | 25 |  |  | 0.988 |  | Outside | Roof
Solar Registration Program | NJSRRE1537887436 | Jersey City | 7306 | 8 | 4173.12 | Commercial | No | Behind the Meter | EnterSolar | PSE&G | Accepted | 2018-04-27 | 2019-03-06 | 2020-03-06 | Delta | M60U_122 | Inverters | 60000 |  | 16 |  |  | 0.988 |  | Outside | Roof
Solar Registration Program | NJSRRE1543486304 | Gloucester | 8012 | 14 | 4199.9 | Residential | Yes | Grid Supply | American Renewables Construction | AC Electric | Accepted | 2019-12-06 | 2019-12-20 | 2021-12-20 | JA Solar | JAM72S01 350-370/PR | Solar Panels |  | 0.37 | 2270 | 1 | 25 |  | Fixed | Ground
Solar Registration Program | NJSRRE1543486304 | Gloucester | 8012 | 14 | 4199.9 | Residential | Yes | Grid Supply | American Renewables Construction | AC Electric | Accepted | 2019-12-06 | 2019-12-20 | 2021-12-20 | JA Solar | JAM72S01 355-375/PR | Solar Panels |  | 0.375 | 8960 | 1 | 25 |  | Fixed | Ground
Solar Registration Program | NJSRRE1543486304 | Gloucester | 8012 | 14 | 4199.9 | Residential | Yes | Grid Supply | American Renewables Construction | AC Electric | Accepted | 2019-12-06 | 2019-12-20 | 2021-12-20 | Sungrow | SG60KU-M | Inverters | 60000 |  | 50 |  |  | 0.989 |  | Outside | n/a
Solar Registration Program | NJSRRE1540835470 | Burlington | 8016 | 13 | 4779.39 | Commercial | Yes | Grid Supply | Pro-Tech Energy Solutions, LLC | PSE&G | Accepted | 2019-04-12 | 2019-04-18 | 2021-04-18 | Jinko | JKM330PP-72-V | Solar Panels |  | 0.33 | 14483 | E-W | 10 |  | Fixed | Roof
Solar Registration Program | NJSRRE1540835470 | Burlington | 8016 | 13 | 4779.39 | Commercial | Yes | Grid Supply | Pro-Tech Energy Solutions, LLC | PSE&G | Accepted | 2019-04-12 | 2019-04-18 | 2021-04-18 | SunGrow | SG60KU-M | Inverters | 3720000 |  | 62 |  |  | 0.989 |  | Outdoor | Roof
Solar Registration Program | NJSRRE1540835470 | Burlington | 8016 | 13 | 4779.39 | Commercial | Yes | Grid Supply | Pro-Tech Energy Solutions, LLC | PSE&G | Accepted | 2019-04-12 | 2019-04-18 | 2021-04-18 | tbd | tbd | Meters | tbd |  | 1 |  |  |  |  | Outdoor
Solar Registration Program | NJSRRE1540969496 | Deptford | 8080 | 15 | 4999.91 | Commercial | No | Grid Supply | Vanguard Energy Partners | PSE&G | Accepted | 2019-05-09 | 2019-05-31 | 2021-05-31 | Canadian SOlar | HiKu CS3W-395P | Solar Panels |  | 0.395 | 12658 | 180 | 12 |  | Fixed | Ground
Solar Registration Program | NJSRRE1540969496 | Deptford | 8080 | 15 | 4999.91 | Commercial | No | Grid Supply | Vanguard Energy Partners | PSE&G | Accepted | 2019-05-09 | 2019-05-31 | 2021-05-31 | ABB | Trio-60.0-TL-OUTD-480 | Inverters | 60000 |  | 67 |  |  | 0.985 |  | Outdoor | 2 Substations
Solar Registration Program | NJSRRE1539960259 | Burlington | 8016 | 13 | 5566.32 | Commercial | No | Behind the Meter | Protech Energy Solutions, LLC | PSE&G | Accepted | 2018-12-13 | 2019-03-06 | 2020-03-06 | Jinko Solar | Jinko Solar 360W | Solar Panels |  | 0.36 | 15462 | 217 | 10 |  | Fixed | Roof | Outside
Solar Registration Program | NJSRRE1539960259 | Burlington | 8016 | 13 | 5566.32 | Commercial | No | Behind the Meter | Protech Energy Solutions, LLC | PSE&G | Accepted | 2018-12-13 | 2019-03-06 | 2020-03-06 | Chint Power Systems | CPS SCA60KTL-DO/US-480 | Inverters | 60000 |  | 65 |  |  | 0.988 |  | Outside | Roof
Solar Registration Program | NJSRRE1539960259 | Burlington | 8016 | 13 | 5566.32 | Commercial | No | Behind the Meter | Protech Energy Solutions, LLC | PSE&G | Accepted | 2018-12-13 | 2019-03-06 | 2020-03-06 | Schweitzer Engineering Laboratories | SEL-751 | Meters |  |  | 2 |  |  |  |  | Indoor
Solar Registration Program | NJSRRE1540836533 | Egg Harbor Township | 8234 | 19 | 5580.12 | Commercial | No | Grid Supply | AC Power, LLC | AC Electric | Accepted | 2019-04-10 | 2019-04-18 | 2021-04-18 | Hanwha | Q-Peak Duo L-G-5.2 390 | Solar Panels |  | 0.39 | 14308 | Due South (180 degrees) | 20 |  | Fixed | Ground
Solar Registration Program | NJSRRE1540836533 | Egg Harbor Township | 8234 | 19 | 5580.12 | Commercial | No | Grid Supply | AC Power, LLC | AC Electric | Accepted | 2019-04-10 | 2019-04-18 | 2021-04-18 | SMA AMericas | Sunny Tripower 30000TL-US | Inverters | 30000 |  | 186 |  |  | 0.986 |  | Outside | outside
Solar Registration Program | NJSRRE1540836533 | Egg Harbor Township | 8234 | 19 | 5580.12 | Commercial | No | Grid Supply | AC Power, LLC | AC Electric | Accepted | 2019-04-10 | 2019-04-18 | 2021-04-18 | Schneider Prologic | Ion 8650 | Meters |  |  | 1 |  |  |  |  | Outdoor
Solar Registration Program | NJSRRE1542541850 | Edison | 8837 | 11 | 7193.39 | Commercial | No | Behind the Meter | AMPs Electric | PSE&G | Accepted | 2019-10-18 | 2019-10-24 | 2020-10-24 | Longi | LR6-72PH-360M | Solar Panels |  | 0.36 | 338 | 142 | 5 |  | Fixed | Roof
Solar Registration Program | NJSRRE1542541850 | Edison | 8837 | 11 | 7193.39 | Commercial | No | Behind the Meter | AMPs Electric | PSE&G | Accepted | 2019-10-18 | 2019-10-24 | 2020-10-24 | Jinko | JKM395M-72H-V | Solar Panels |  | 0.395 | 17518 | 142 | 5 |  | Fixed | Roof
Solar Registration Program | NJSRRE1542541850 | Edison | 8837 | 11 | 7193.39 | Commercial | No | Behind the Meter | AMPs Electric | PSE&G | Accepted | 2019-10-18 | 2019-10-24 | 2020-10-24 | Longi | LR6-72PH-360M | Solar Panels |  | 0.45 | 338 | 142 | 5 |  | Fixed | Roof
Solar Registration Program | NJSRRE1542541850 | Edison | 8837 | 11 | 7193.39 | Commercial | No | Behind the Meter | AMPs Electric | PSE&G | Accepted | 2019-10-18 | 2019-10-24 | 2020-10-24 | Solar Edge | SE100KUS | Inverters | 100 |  | 54 |  |  | 0.97 |  | Outdoor | Roof
Solar Registration Program | NJSRRE1532556731 | Alpha | 8865 | 2 | 9994.95 | Farm | No | Grid Supply | Miller Brothers | JCP&L | Accepted | 2016-07-22 | 2016-08-02 | 2020-02-02 | Hyundai | HiS-M310TI-72 | Solar Panels |  | 0.315 | 31730 | 180 | 25 |  | Fixed | Ground | As Per Site Map - TBD - Per Board Order 6/29/16
Solar Registration Program | NJSRRE1532556731 | Alpha | 8865 | 2 | 9994.95 | Farm | No | Grid Supply | Miller Brothers | JCP&L | Accepted | 2016-07-22 | 2016-08-02 | 2020-02-02 | SMA | SC 2200-US | Inverters | 1980 |  | 4 |  |  | 0.98 |  | Outside | As per Site Map - TBD - Per Board Order 6/29/16
Solar Registration Program | NJSRRE1532518315 | Franklin Township | 7882 | 2 | 9999.83 | Commercial | Yes | Grid Supply | CS Energy, LLC | JCP&L | Accepted | 2016-07-26 | 2016-08-02 | 2020-02-02 | Trina | TSM-DD14A(II) | Solar Panels |  | 0.345 | 28985 | 180 | 15 |  | Fixed | Ground
Solar Registration Program | NJSRRE1532518315 | Franklin Township | 7882 | 2 | 9999.83 | Commercial | Yes | Grid Supply | CS Energy, LLC | JCP&L | Accepted | 2016-07-26 | 2016-08-02 | 2020-02-02 | SMA | SUNNY TRIPOWER 60-US | Inverters | 60000 |  | 167 |  |  | 0.98 |  | Outdoor | NA
Solar Registration Program | NJSRRE1541064369 | West Windsor | 8550 | 12 | 10162.26 | Private University | Yes | Behind the Meter | EDF Renewables Distributed Solutions, Inc. | PSE&G | Accepted | 2019-05-31 | 2019-09-13 | 2020-09-13 | Canadian Solar | CS3-410 | Solar Panels |  | 0.41 | 24786 | 224 | 12 |  | Fixed | Ground
Solar Registration Program | NJSRRE1541064369 | West Windsor | 8550 | 12 | 10162.26 | Private University | Yes | Behind the Meter | EDF Renewables Distributed Solutions, Inc. | PSE&G | Accepted | 2019-05-31 | 2019-09-13 | 2020-09-13 | Power Electronics | PE HEMK FS3190K | Inverters | 3190000 |  | 2 |  |  | 0.986 |  | Outside | Outside
Solar Registration Program | NJSRRE1541064369 | West Windsor | 8550 | 12 | 10162.26 | Private University | Yes | Behind the Meter | EDF Renewables Distributed Solutions, Inc. | PSE&G | Accepted | 2019-05-31 | 2019-09-13 | 2020-09-13 | Power Electronics | PE HEMK FS2125K | Inverters | 2125000 |  | 1 |  |  | 0.984 |  | Outside | Outside
Solar Registration Program | NJSRRE1541064369 | West Windsor | 8550 | 12 | 10162.26 | Private University | Yes | Behind the Meter | EDF Renewables Distributed Solutions, Inc. | PSE&G | Accepted | 2019-05-31 | 2019-09-13 | 2020-09-13 | Electro Industries/GaugeTech | Shark 200 | Meters |  |  | 1 |  |  |  |  | Outdoor
Solar Registration Program | NJSRRE1540835426 | Burlington | 8016 | 13 | 11084.7 | Commercial | Yes | Grid Supply | Holocene Design Build, LLC | PSE&G | Accepted | 2019-04-12 | 2019-04-18 | 2021-04-18 | Jinko | JKM330PP-72-V | Solar Panels |  | 0.33 | 33590 | E-W | 10 |  | Fixed | Roof | Ground
Solar Registration Program | NJSRRE1540835426 | Burlington | 8016 | 13 | 11084.7 | Commercial | Yes | Grid Supply | Holocene Design Build, LLC | PSE&G | Accepted | 2019-04-12 | 2019-04-18 | 2021-04-18 | Sungrow | SG60KU-M | Inverters | 8790000 |  | 147 |  |  | 0.99 |  | Outdoor | n/a
Solar Registration Program | NJSRRE1540835426 | Burlington | 8016 | 13 | 11084.7 | Commercial | Yes | Grid Supply | Holocene Design Build, LLC | PSE&G | Accepted | 2019-04-12 | 2019-04-18 | 2021-04-18 | TBD | TBD | Meters |  |  | 1 |  |  |  |  | Outdoor
Solar Registration Program | NJSRRE1542963254 | Monroe Township | 8831 | 11 | 12021.3 | Commercial | No | Grid Supply | TBD | JCP&L | Accepted | 2019-11-05 | 2019-11-13 | 2021-11-13 | Boviet | BVM661M-370 | Solar Panels |  | 0.37 | 32490 | 180 | 15 |  | Fixed | Ground
Solar Registration Program | NJSRRE1542963254 | Monroe Township | 8831 | 11 | 12021.3 | Commercial | No | Grid Supply | TBD | JCP&L | Accepted | 2019-11-05 | 2019-11-13 | 2021-11-13 | SMA | Sunny Central 22000 | Inverters | 2200000 |  | 5 |  |  | 0.986 |  | Outdoor | Outdoor
Solar Registration Program | NJSRRE1539827565 | West Deptford | 8086 | 15 | 12780.3 | Commercial | Yes | Behind the Meter | West Deptford Distributed Solar, LLC | PSE&G | Accepted | 2018-11-19 | 2018-12-10 | 2020-06-10 | Jinko | JKM390M-72H-V | Solar Panels |  | 0.39 | 32770 | 180 | 52 |  | Single Axis | Ground | ground
Solar Registration Program | NJSRRE1539827565 | West Deptford | 8086 | 15 | 12780.3 | Commercial | Yes | Behind the Meter | West Deptford Distributed Solar, LLC | PSE&G | Accepted | 2018-11-19 | 2018-12-10 | 2020-06-10 | SMA | (2) SC2750-EV and (2) SC2000-EV | Inverters | 9500 |  | 4 |  |  | 0.987 |  | Outdoor | outdoor
Solar Registration Program | NJSRRE1539827565 | West Deptford | 8086 | 15 | 12780.3 | Commercial | Yes | Behind the Meter | West Deptford Distributed Solar, LLC | PSE&G | Accepted | 2018-11-19 | 2018-12-10 | 2020-06-10 | tbd | tbd | Meters |  |  | 1 |  |  |  |  | Outdoor
Solar Registration Program | NJSRRE1540845659 | Manchester | 8733 | 18 | 14999.79 | Government Facility | Yes | Grid Supply | Lakehurst Solar, L.L.C. | JCP&L | Accepted | 2019-04-11 | 2019-04-18 | 2021-04-18 | Hanwha QCELLS | Q.Peak Duo L-G5.1 | Solar Panels |  | 0.39 | 38461 | 180 | 20 |  | Fixed | Ground
Solar Registration Program | NJSRRE1540845659 | Manchester | 8733 | 18 | 14999.79 | Government Facility | Yes | Grid Supply | Lakehurst Solar, L.L.C. | JCP&L | Accepted | 2019-04-11 | 2019-04-18 | 2021-04-18 | SMA | Sunny Central 2200 | Inverters | 2200000 |  | 5 |  |  | 0.986 |  | Outdoor | Padmounted
Solar Registration Program | NJSRRE1540960082 | Toms RIver | 8755 | 18 | 27999.92 | Commercial | Yes | Grid Supply | EDF Renewables Distributed Solutions | JCP&L | Accepted | 2019-05-10 | 2019-05-31 | 2021-05-31 | Canadian Solar | CS3U-380 | Solar Panels |  | 0.38 | 73684 | 180 | 20 |  | Fixed | Ground