Solar Registration Program | NJSRRE1543451535 | Monroe | 8831 | 11 | 7.68 | Residential | No | Behind the Meter | Maier Solar Engineering dba Solar Me | JCP&L | Accepted | 2019-11-27 | 2019-12-03 | 2020-12-03 | Hanwha | Q.Cell DUO BLK-G5 | Solar Panels |  | 0.32 | 1 | 88 | 25 |  | Fixed | Roof
Solar Registration Program | NJSRRE1543451535 | Monroe | 8831 | 11 | 7.68 | Residential | No | Behind the Meter | Maier Solar Engineering dba Solar Me | JCP&L | Accepted | 2019-11-27 | 2019-12-03 | 2020-12-03 | Hanwha | Q.Cell DUO BLK-G5 | Solar Panels |  | 0.32 | 1 | 268 | 25 |  | Fixed | Roof
Solar Registration Program | NJSRRE1543451535 | Monroe | 8831 | 11 | 7.68 | Residential | No | Behind the Meter | Maier Solar Engineering dba Solar Me | JCP&L | Accepted | 2019-11-27 | 2019-12-03 | 2020-12-03 | Hanwha | Q.Cell DUO BLK-G5 | Solar Panels |  | 0.32 | 9 | 88 | 25 |  | Fixed | Roof
Solar Registration Program | NJSRRE1543451535 | Monroe | 8831 | 11 | 7.68 | Residential | No | Behind the Meter | Maier Solar Engineering dba Solar Me | JCP&L | Accepted | 2019-11-27 | 2019-12-03 | 2020-12-03 | Hanwha | Q.Cell DUO BLK-G5 | Solar Panels |  | 0.32 | 9 | 268 | 25 |  | Fixed | Roof
Solar Registration Program | NJSRRE1543451535 | Monroe | 8831 | 11 | 7.68 | Residential | No | Behind the Meter | Maier Solar Engineering dba Solar Me | JCP&L | Accepted | 2019-11-27 | 2019-12-03 | 2020-12-03 | Enphase | IQ7 | Inverters | 240 |  | 24 |  |  | 0.96 |  | Outdoor | Next to meter
Solar Registration Program | NJSRRE1543821087 | Absecon | 8201 | 19 | 7.68 | Residential | Yes | Behind the Meter | All Season Solar | AC Electric | Accepted | 2019-12-26 | 2019-12-31 | 2020-12-31 | Trina | TSM-DD06M05II 320W NOV19 | Solar Panels |  | 0.32 | 8 | 292 | 18 |  | Fixed | Roof
Solar Registration Program | NJSRRE1543821087 | Absecon | 8201 | 19 | 7.68 | Residential | Yes | Behind the Meter | All Season Solar | AC Electric | Accepted | 2019-12-26 | 2019-12-31 | 2020-12-31 | Trina | TSM-DD06M05II 320W NOV19 | Solar Panels |  | 0.32 | 16 | 112 | 18 |  | Fixed | Roof
Solar Registration Program | NJSRRE1543821087 | Absecon | 8201 | 19 | 7.68 | Residential | Yes | Behind the Meter | All Season Solar | AC Electric | Accepted | 2019-12-26 | 2019-12-31 | 2020-12-31 | Enphase | IQ7 | Inverters | 240 |  | 24 |  |  | 0.97 |  | Outdoor | Under Module
Solar Registration Program | NJSRRE1540381348 | Tenafly | 7670 | 7 | 7.7 | Residential | Yes | Behind the Meter | SunnyMac LLC | PSE&G | Accepted | 2019-02-20 | 2019-02-22 | 2020-02-22 | Sunpower | SPR-X21-350 | Solar Panels |  | 0.35 | 10 | 127 | 45 |  | Fixed | Roof
Solar Registration Program | NJSRRE1540381348 | Tenafly | 7670 | 7 | 7.7 | Residential | Yes | Behind the Meter | SunnyMac LLC | PSE&G | Accepted | 2019-02-20 | 2019-02-22 | 2020-02-22 | Sunpower | SPR-X21-350 | Solar Panels |  | 0.35 | 4 | 217 | 22 |  | Fixed | Roof
Solar Registration Program | NJSRRE1540381348 | Tenafly | 7670 | 7 | 7.7 | Residential | Yes | Behind the Meter | SunnyMac LLC | PSE&G | Accepted | 2019-02-20 | 2019-02-22 | 2020-02-22 | Sunpower | SPR-X21-350 | Solar Panels |  | 0.35 | 8 | 217 | 37 |  | Fixed | Roof
Solar Registration Program | NJSRRE1540381348 | Tenafly | 7670 | 7 | 7.7 | Residential | Yes | Behind the Meter | SunnyMac LLC | PSE&G | Accepted | 2019-02-20 | 2019-02-22 | 2020-02-22 | Sunpower | SPR-X21-350 | Inverters | 0.32 |  | 22 |  |  | 0.99 |  | Outside | Roof
Solar Registration Program | NJSRRE1541629319 | RARITAN BORO | 8669 |  | 7.7 | Residential | No | Behind the Meter | Apex Solar Power | PSE&G | Accepted | 2019-07-10 | 2019-07-15 | 2020-07-15 | Trina | TSM275DD05A.05 | Solar Panels |  | 0.275 | 28 | 180 | 10 |  | Fixed | Ground
Solar Registration Program | NJSRRE1541629319 | RARITAN BORO | 8669 |  | 7.7 | Residential | No | Behind the Meter | Apex Solar Power | PSE&G | Accepted | 2019-07-10 | 2019-07-15 | 2020-07-15 | Solaredge | SE7600H-US | Inverters | 7.6 |  | 1 |  |  | 0.99 |  | Outside | with meter
Solar Registration Program | NJSRRE1541790245 | Hillsborough | 8844 | 5 | 7.7 | Residential | No | Behind the Meter | Green Power Energy | JCP&L | Accepted | 2019-08-06 | 2019-08-22 | 2020-08-22 | Silfab | SLG350M | Solar Panels |  | 0.35 | 22 | 155 | 18 |  | Fixed | Roof
Solar Registration Program | NJSRRE1541790245 | Hillsborough | 8844 | 5 | 7.7 | Residential | No | Behind the Meter | Green Power Energy | JCP&L | Accepted | 2019-08-06 | 2019-08-22 | 2020-08-22 | Solar Edge | SE7600H-US | Inverters | 7600 |  | 1 |  |  | 0.97 |  | Outside | next to meter
Solar Registration Program | NJSRRE1541820317 | Galloway | 8205 | 19 | 7.7 | Residential | No | Behind the Meter | SunPower Capital, LLC | AC Electric | Accepted | 2019-08-21 | 2019-08-23 | 2020-08-23 | SunPower | SPR-X21-350-BLK-E-AC | Solar Panels |  | 0.35 | 22 | 223 | 23 |  | Fixed | Roof
Solar Registration Program | NJSRRE1541820317 | Galloway | 8205 | 19 | 7.7 | Residential | No | Behind the Meter | SunPower Capital, LLC | AC Electric | Accepted | 2019-08-21 | 2019-08-23 | 2020-08-23 | SunPower | IQ7Xs Type E | Inverters | 320 |  | 22 |  |  | 0.975 |  | Outside | on the rooftop under each solar panel
Solar Registration Program | NJSRRE1541820317 | Galloway | 8205 | 19 | 7.7 | Residential | No | Behind the Meter | SunPower Capital, LLC | AC Electric | Accepted | 2019-08-21 | 2019-08-23 | 2020-08-23 | Sunpower | PVS5X SMS2.1 | Meters |  |  | 1 |  |  |  | Yes | Outdoor
Solar Registration Program | NJSRRE1542684280 | Dover | 7801 | 3 | 7.7 | Residential | No | Behind the Meter | Pro Custom Solar dba Momentum Solar | JCP&L | Accepted | 2019-10-28 | 2019-10-30 | 2020-10-30 | LG ELECTRONICS | LG 350N1C-V5 | Solar Panels |  | 0.35 | 3 | 192 | 44 |  | Fixed | Roof
Solar Registration Program | NJSRRE1542684280 | Dover | 7801 | 3 | 7.7 | Residential | No | Behind the Meter | Pro Custom Solar dba Momentum Solar | JCP&L | Accepted | 2019-10-28 | 2019-10-30 | 2020-10-30 | LG ELECTRONICS | LG 350N1C-V5 | Solar Panels |  | 0.35 | 15 | 102 | 45 |  | Fixed | Roof
Solar Registration Program | NJSRRE1542684280 | Dover | 7801 | 3 | 7.7 | Residential | No | Behind the Meter | Pro Custom Solar dba Momentum Solar | JCP&L | Accepted | 2019-10-28 | 2019-10-30 | 2020-10-30 | LG ELECTRONICS | LG 350N1C-V5 | Solar Panels |  | 0.35 | 4 | 282 | 44 |  | Fixed | Roof
Solar Registration Program | NJSRRE1542684280 | Dover | 7801 | 3 | 7.7 | Residential | No | Behind the Meter | Pro Custom Solar dba Momentum Solar | JCP&L | Accepted | 2019-10-28 | 2019-10-30 | 2020-10-30 | Enphase Energy | IQ7-60-2-US | Inverters | 250 |  | 22 |  |  | 0.97 |  | Outdoor | Roof
Solar Registration Program | NJSRRE1542860358 | SOUTH ORANGE | 7079 | 9 | 7.7 | Residential | No | Behind the Meter | Infinity Solar Systems | PSE&G | Accepted | 2019-11-01 | 2019-11-05 | 2020-11-05 | LG | LG350N1C-V5 | Solar Panels |  | 0.35 | 13 | 207 | 20 |  | Fixed | Roof
Solar Registration Program | NJSRRE1542860358 | SOUTH ORANGE | 7079 | 9 | 7.7 | Residential | No | Behind the Meter | Infinity Solar Systems | PSE&G | Accepted | 2019-11-01 | 2019-11-05 | 2020-11-05 | LG | LG350N1C-V5 | Solar Panels |  | 0.35 | 9 | 207 | 40 |  | Fixed | Roof
Solar Registration Program | NJSRRE1542860358 | SOUTH ORANGE | 7079 | 9 | 7.7 | Residential | No | Behind the Meter | Infinity Solar Systems | PSE&G | Accepted | 2019-11-01 | 2019-11-05 | 2020-11-05 | ENPHASE | IQ7-60-X-US | Inverters | 240 |  | 22 |  |  | 0.97 |  | Other | MICROINVERTERS
Solar Registration Program | NJSRRE1543441559 | LODI | 7644 | 7 | 7.7 | Residential | No | Behind the Meter | Infinity Solar Systems | PSE&G | Accepted | 2019-11-25 | 2019-11-27 | 2020-11-27 | LG | LG350N1C-V5 | Solar Panels |  | 0.35 | 22 | 128 | 25 |  | Fixed | Roof
Solar Registration Program | NJSRRE1543441559 | LODI | 7644 | 7 | 7.7 | Residential | No | Behind the Meter | Infinity Solar Systems | PSE&G | Accepted | 2019-11-25 | 2019-11-27 | 2020-11-27 | ENPHASE | IQ7-60-X-US | Inverters | 240 |  | 22 |  |  | 0.97 |  | Outside | MICROINVERTERS
Solar Registration Program | NJSRRE1540202984 | Willingboro | 8046 | 13 | 7.71 | Residential | No | Behind the Meter | US Power Savers | PSE&G | Accepted | 2019-01-03 | 2019-01-08 | 2020-01-08 | LG | LG 335N1C-A5 | Solar Panels |  | 0.335 | 18 | 145 | 20 |  | Fixed | Roof
Solar Registration Program | NJSRRE1540202984 | Willingboro | 8046 | 13 | 7.71 | Residential | No | Behind the Meter | US Power Savers | PSE&G | Accepted | 2019-01-03 | 2019-01-08 | 2020-01-08 | LG | LG 335N1C-A5 | Solar Panels |  | 0.335 | 5 | 145 | 20 |  | Fixed | Roof
Solar Registration Program | NJSRRE1540202984 | Willingboro | 8046 | 13 | 7.71 | Residential | No | Behind the Meter | US Power Savers | PSE&G | Accepted | 2019-01-03 | 2019-01-08 | 2020-01-08 | SolarEdge | SE6000H-US | Inverters | 6000 |  | 1 |  |  | 0.99 |  | Outdoor | Near Meter
Solar Registration Program | NJSRRE1541631550 | Clark | 7066 | 10 | 7.71 | Residential | Yes | Behind the Meter | Pro Custom Solar dba Momentum Solar | PSE&G | Accepted | 2019-07-11 | 2019-07-15 | 2020-07-15 | LG ELECTRONICS | LG 335N1C-A5 | Solar Panels |  | 0.335 | 5 | 298 | 15 |  | Fixed | Roof
Solar Registration Program | NJSRRE1541631550 | Clark | 7066 | 10 | 7.71 | Residential | Yes | Behind the Meter | Pro Custom Solar dba Momentum Solar | PSE&G | Accepted | 2019-07-11 | 2019-07-15 | 2020-07-15 | LG ELECTRONICS | LG 335N1C-A5 | Solar Panels |  | 0.335 | 6 | 28 | 15 |  | Fixed | Roof
Solar Registration Program | NJSRRE1541631550 | Clark | 7066 | 10 | 7.71 | Residential | Yes | Behind the Meter | Pro Custom Solar dba Momentum Solar | PSE&G | Accepted | 2019-07-11 | 2019-07-15 | 2020-07-15 | LG ELECTRONICS | LG 335N1C-A5 | Solar Panels |  | 0.335 | 5 | 298 | 1 |  | Fixed | Roof
Solar Registration Program | NJSRRE1541631550 | Clark | 7066 | 10 | 7.71 | Residential | Yes | Behind the Meter | Pro Custom Solar dba Momentum Solar | PSE&G | Accepted | 2019-07-11 | 2019-07-15 | 2020-07-15 | LG ELECTRONICS | LG 335N1C-A5 | Solar Panels |  | 0.335 | 7 | 208 | 15 |  | Fixed | Roof
Solar Registration Program | NJSRRE1541631550 | Clark | 7066 | 10 | 7.71 | Residential | Yes | Behind the Meter | Pro Custom Solar dba Momentum Solar | PSE&G | Accepted | 2019-07-11 | 2019-07-15 | 2020-07-15 | ENPHASE | IQ7-60-2-US | Inverters | 250 |  | 23 |  |  | 0.97 |  | Outdoor | Roof
Solar Registration Program | NJSRRE1541638044 | Oaklyn | 8107 | 14 | 7.71 | Residential | Yes | Behind the Meter | Pro Custom Solar dba Momentum Solar | PSE&G | Accepted | 2019-07-12 | 2019-07-16 | 2020-07-16 | LG ELECTRONICS | LG 335N1C-A5 | Solar Panels |  | 0.335 | 6 | 221 | 21 |  | Fixed | Roof
Solar Registration Program | NJSRRE1541638044 | Oaklyn | 8107 | 14 | 7.71 | Residential | Yes | Behind the Meter | Pro Custom Solar dba Momentum Solar | PSE&G | Accepted | 2019-07-12 | 2019-07-16 | 2020-07-16 | LG ELECTRONICS | LG 335N1C-A5 | Solar Panels |  | 0.335 | 17 | 221 | 37 |  | Fixed | Roof
Solar Registration Program | NJSRRE1541638044 | Oaklyn | 8107 | 14 | 7.71 | Residential | Yes | Behind the Meter | Pro Custom Solar dba Momentum Solar | PSE&G | Accepted | 2019-07-12 | 2019-07-16 | 2020-07-16 | ENPHASE | IQ7-60-2-US | Inverters | 250 |  | 23 |  |  | 0.97 |  | Outdoor | Roof
Solar Registration Program | NJSRRE1541702317 | Clementon | 8021 | 14 | 7.71 | Residential | Yes | Behind the Meter | Pro Custom Solar dba Momentum Solar | AC Electric | Accepted | 2019-07-25 | 2019-07-29 | 2020-07-29 | LG ELECTRONICS | LG 335N1C-A5 | Solar Panels |  | 0.335 | 23 | 218 | 19 |  | Fixed | Roof
Solar Registration Program | NJSRRE1541702317 | Clementon | 8021 | 14 | 7.71 | Residential | Yes | Behind the Meter | Pro Custom Solar dba Momentum Solar | AC Electric | Accepted | 2019-07-25 | 2019-07-29 | 2020-07-29 | ENPHASE ENERGY | IQ7-60-2-US | Inverters | 250 |  | 23 |  |  | 0.97 |  | Outdoor | Roof
Solar Registration Program | NJSRRE1541788343 | Pitman | 8071 | 15 | 7.71 | Residential | Yes | Behind the Meter | Pro Custom Solar dba Momentum Solar | AC Electric | Accepted | 2019-08-05 | 2019-08-08 | 2020-08-08 | LG ELECTRONICS | LG 335N1C-V5 | Solar Panels |  | 0.335 | 7 | 252 | 29 |  | Fixed | Roof
Solar Registration Program | NJSRRE1541788343 | Pitman | 8071 | 15 | 7.71 | Residential | Yes | Behind the Meter | Pro Custom Solar dba Momentum Solar | AC Electric | Accepted | 2019-08-05 | 2019-08-08 | 2020-08-08 | LG ELECTRONICS | LG 335N1C-V5 | Solar Panels |  | 0.335 | 16 | 72 | 3 |  | Fixed | Roof
Solar Registration Program | NJSRRE1541788343 | Pitman | 8071 | 15 | 7.71 | Residential | Yes | Behind the Meter | Pro Custom Solar dba Momentum Solar | AC Electric | Accepted | 2019-08-05 | 2019-08-08 | 2020-08-08 | Enphase Energy | IQ7-60-2-US | Inverters | 250 |  | 23 |  |  | 0.97 |  | Outdoor | Roof
Solar Registration Program | NJSRRE1541820359 | Woodbine | 8270 | 21 | 7.71 | Residential | No | Behind the Meter | Castle Energy, LLC | AC Electric | Final As-Built Received | 2019-08-13 | 2019-08-23 | 2020-08-23 | LG Electronics | LG335N1C-V5 | Solar Panels |  | 0.335 | 23 | 180 | 26 |  | Fixed | Ground
Solar Registration Program | NJSRRE1541820359 | Woodbine | 8270 | 21 | 7.71 | Residential | No | Behind the Meter | Castle Energy, LLC | AC Electric | Final As-Built Received | 2019-08-13 | 2019-08-23 | 2020-08-23 | Enphase Energy | IQ7PLUS-72-2-US | Inverters | 290 |  | 23 |  |  | 0.975 |  | Outside | Underneath each solar module
Solar Registration Program | NJSRRE1541820359 | Woodbine | 8270 | 21 | 7.71 | Residential | No | Behind the Meter | Castle Energy, LLC | AC Electric | Final As-Built Received | 2019-08-13 | 2019-08-23 | 2020-08-23 | Enphase Energy | X-IQ-AM1-240-3 | Meters |  |  | 1 |  |  |  | Yes | Outdoor
Solar Registration Program | NJSRRE1541851369 | Mount Holly | 8060 | 13 | 7.71 | Residential | Yes | Behind the Meter | Pro Custom Solar dba Momentum Solar | PSE&G | Accepted | 2019-08-16 | 2019-08-23 | 2020-08-23 | LG ELECTRONICS | LG 335N1C-V5 | Solar Panels |  | 0.335 | 18 | 103 | 36 |  | Fixed | Roof
Solar Registration Program | NJSRRE1541851369 | Mount Holly | 8060 | 13 | 7.71 | Residential | Yes | Behind the Meter | Pro Custom Solar dba Momentum Solar | PSE&G | Accepted | 2019-08-16 | 2019-08-23 | 2020-08-23 | LG ELECTRONICS | LG 335N1C-V5 | Solar Panels |  | 0.335 | 5 | 283 | 36 |  | Fixed | Roof
Solar Registration Program | NJSRRE1541851369 | Mount Holly | 8060 | 13 | 7.71 | Residential | Yes | Behind the Meter | Pro Custom Solar dba Momentum Solar | PSE&G | Accepted | 2019-08-16 | 2019-08-23 | 2020-08-23 | Enphase Energy | IQ7-60-2-US | Inverters | 250 |  | 23 |  |  | 0.97 |  | Outdoor | Roof
Solar Registration Program | NJSRRE1542372703 | Newark | 7106 | 9 | 7.71 | Residential | Yes | Behind the Meter | Pro Custom Solar dba Momentum Solar | PSE&G | Accepted | 2019-09-09 | 2019-09-11 | 2020-09-11 | LG ELECTRONICS | LG 335N1C-V5 | Solar Panels |  | 0.335 | 4 | 17 | 26 |  | Fixed | Roof
Solar Registration Program | NJSRRE1542372703 | Newark | 7106 | 9 | 7.71 | Residential | Yes | Behind the Meter | Pro Custom Solar dba Momentum Solar | PSE&G | Accepted | 2019-09-09 | 2019-09-11 | 2020-09-11 | LG ELECTRONICS | LG 335N1C-V5 | Solar Panels |  | 0.335 | 5 | 197 | 26 |  | Fixed | Roof
Solar Registration Program | NJSRRE1542372703 | Newark | 7106 | 9 | 7.71 | Residential | Yes | Behind the Meter | Pro Custom Solar dba Momentum Solar | PSE&G | Accepted | 2019-09-09 | 2019-09-11 | 2020-09-11 | LG ELECTRONICS | LG 335N1C-V5 | Solar Panels |  | 0.335 | 2 | 197 | 29 |  | Fixed | Roof
Solar Registration Program | NJSRRE1542372703 | Newark | 7106 | 9 | 7.71 | Residential | Yes | Behind the Meter | Pro Custom Solar dba Momentum Solar | PSE&G | Accepted | 2019-09-09 | 2019-09-11 | 2020-09-11 | LG ELECTRONICS | LG 335N1C-V5 | Solar Panels |  | 0.335 | 12 | 107 | 4 |  | Fixed | Roof
Solar Registration Program | NJSRRE1542372703 | Newark | 7106 | 9 | 7.71 | Residential | Yes | Behind the Meter | Pro Custom Solar dba Momentum Solar | PSE&G | Accepted | 2019-09-09 | 2019-09-11 | 2020-09-11 | Enphase Energy | IQ7-60-2-US | Inverters | 250 |  | 23 |  |  | 0.97 |  | Outdoor | Roof
Solar Registration Program | NJSRRE1542393335 | Irvington | 7111 | 9 | 7.71 | Residential | Yes | Behind the Meter | Pro Custom Solar dba Momentum Solar | PSE&G | Accepted | 2019-09-12 | 2019-09-16 | 2020-09-16 | LG ELECTRONICS | LG 335N1C-V5 | Solar Panels |  | 0.335 | 19 | 217 | 20 |  | Fixed | Roof
Solar Registration Program | NJSRRE1542393335 | Irvington | 7111 | 9 | 7.71 | Residential | Yes | Behind the Meter | Pro Custom Solar dba Momentum Solar | PSE&G | Accepted | 2019-09-12 | 2019-09-16 | 2020-09-16 | LG ELECTRONICS | LG 335N1C-V5 | Solar Panels |  | 0.335 | 4 | 37 | 20 |  | Fixed | Roof
Solar Registration Program | NJSRRE1542393335 | Irvington | 7111 | 9 | 7.71 | Residential | Yes | Behind the Meter | Pro Custom Solar dba Momentum Solar | PSE&G | Accepted | 2019-09-12 | 2019-09-16 | 2020-09-16 | Enphase Energy | IQ7-60-2-US | Inverters | 250 |  | 23 |  |  | 0.97 |  | Outdoor | Roof
Solar Registration Program | NJSRRE1542579303 | Hillsborough | 8844 | 5 | 7.71 | Residential | No | Behind the Meter | Green House Solar | PSE&G | Accepted | 2019-10-23 | 2019-10-25 | 2020-10-25 | Sunpower | SPR-X21-335-E-AC | Solar Panels |  | 0.335 | 23 | 185 | 45 |  | Fixed | Roof
Solar Registration Program | NJSRRE1542579303 | Hillsborough | 8844 | 5 | 7.71 | Residential | No | Behind the Meter | Green House Solar | PSE&G | Accepted | 2019-10-23 | 2019-10-25 | 2020-10-25 | Sunpower | SPR-X21-335-E-AC | Inverters | 315 |  | 23 |  |  | 0.975 |  | Other | Panel Mounted
Solar Registration Program | NJSRRE1542581591 | Wayne | 7470 | 6 | 7.71 | Residential | Yes | Behind the Meter | Pro Custom Solar dba Momentum Solar | PSE&G | Accepted | 2019-10-24 | 2019-10-28 | 2020-10-28 | LG Electronics | LG 335N1C-A5 | Solar Panels |  | 0.335 | 10 | 167 | 17 |  | Fixed | Roof
Solar Registration Program | NJSRRE1542581591 | Wayne | 7470 | 6 | 7.71 | Residential | Yes | Behind the Meter | Pro Custom Solar dba Momentum Solar | PSE&G | Accepted | 2019-10-24 | 2019-10-28 | 2020-10-28 | LG Electronics | LG 335N1C-A5 | Solar Panels |  | 0.335 | 9 | 167 | 12 |  | Fixed | Roof
Solar Registration Program | NJSRRE1542581591 | Wayne | 7470 | 6 | 7.71 | Residential | Yes | Behind the Meter | Pro Custom Solar dba Momentum Solar | PSE&G | Accepted | 2019-10-24 | 2019-10-28 | 2020-10-28 | LG Electronics | LG 335N1C-A5 | Solar Panels |  | 0.335 | 4 | 77 | 16 |  | Fixed | Roof
Solar Registration Program | NJSRRE1542581591 | Wayne | 7470 | 6 | 7.71 | Residential | Yes | Behind the Meter | Pro Custom Solar dba Momentum Solar | PSE&G | Accepted | 2019-10-24 | 2019-10-28 | 2020-10-28 | Enphase Energy | IQ7-60-2-US | Inverters | 250 |  | 23 |  |  | 0.97 |  | Outdoor | Roof
Solar Registration Program | NJSRRE1542685680 | Willingboro | 8046 | 13 | 7.71 | Residential | No | Behind the Meter | Public Service Solar | PSE&G | Accepted | 2019-10-28 | 2019-10-30 | 2020-10-30 | Enphase | IQ7+ | Inverters | 0.335 |  | 23 |  |  | 0.96 |  | Outside | Under panels
Solar Registration Program | NJSRRE1542685680 | Willingboro | 8046 | 13 | 7.71 | Residential | No | Behind the Meter | Public Service Solar | PSE&G | Accepted | 2019-10-28 | 2019-10-30 | 2020-10-30 | LG | LG335N1K-V5 | Solar Panels |  | 0.335 | 23 | 179 | 27 |  | Fixed | Roof
Solar Registration Program | NJSRRE1543065234 | Chatham | 7928 | 3 | 7.71 | Residential | No | Behind the Meter | SunnyMac LLC | JCP&L | Accepted | 2019-11-11 | 2019-11-13 | 2020-11-13 | SunPower | SPR-X21-335 | Solar Panels |  | 0.335 | 5 | 199 | 28 |  | Fixed | Roof
Solar Registration Program | NJSRRE1543065234 | Chatham | 7928 | 3 | 7.71 | Residential | No | Behind the Meter | SunnyMac LLC | JCP&L | Accepted | 2019-11-11 | 2019-11-13 | 2020-11-13 | SunPower | SPR-X21-335 | Solar Panels |  | 0.335 | 9 | 199 | 30 |  | Fixed | Roof
Solar Registration Program | NJSRRE1543065234 | Chatham | 7928 | 3 | 7.71 | Residential | No | Behind the Meter | SunnyMac LLC | JCP&L | Accepted | 2019-11-11 | 2019-11-13 | 2020-11-13 | SunPower | SPR-X21-335 | Solar Panels |  | 0.335 | 9 | 199 | 34 |  | Fixed | Roof
Solar Registration Program | NJSRRE1543065234 | Chatham | 7928 | 3 | 7.71 | Residential | No | Behind the Meter | SunnyMac LLC | JCP&L | Accepted | 2019-11-11 | 2019-11-13 | 2020-11-13 | Enphase | IQ7XS-96-ACM-US | Inverters | 0.315 |  | 23 |  |  | 0.99 |  | Outdoor | roof
Solar Registration Program | NJSRRE1541578788 | Bass River | 8215 | 19 | 7.75 | Residential | Yes | Behind the Meter | Suntuity Solar LLC | AC Electric | Accepted | 2019-07-03 | 2019-07-05 | 2020-07-05 | Yingli Green Energy | YL310D-30b | Solar Panels |  | 0.31 | 25 | 218 | 25 |  | Fixed | Roof
Solar Registration Program | NJSRRE1541578788 | Bass River | 8215 | 19 | 7.75 | Residential | Yes | Behind the Meter | Suntuity Solar LLC | AC Electric | Accepted | 2019-07-03 | 2019-07-05 | 2020-07-05 | Enphase Energy | IQ7-60-2-US | Inverters | 240 |  | 25 |  |  | 0.97 |  | Outdoor | Behind the PV Modules
Solar Registration Program | NJSRRE1541712563 | Collingswood | 8107 | 14 | 7.75 | Residential | Yes | Behind the Meter | Suntuity Solar LLC | PSE&G | Accepted | 2019-07-29 | 2019-08-01 | 2020-08-01 | Yingli Green Energy | YL310D-30b | Solar Panels |  | 0.31 | 25 | 172 | 30 |  | Fixed | Roof
Solar Registration Program | NJSRRE1541712563 | Collingswood | 8107 | 14 | 7.75 | Residential | Yes | Behind the Meter | Suntuity Solar LLC | PSE&G | Accepted | 2019-07-29 | 2019-08-01 | 2020-08-01 | Enphase Energy | IQ7-60-2-US | Inverters | 240 |  | 25 |  |  | 0.97 |  | Outdoor | Behind the PV Modules
Solar Registration Program | NJSRRE1541791184 | Egg Harbor City | 8215 | 19 | 7.75 | Residential | Yes | Behind the Meter | Solar Energy World | AC Electric | Final As-Built Received | 2019-08-06 | 2019-08-09 | 2020-08-09 | LONGi Green Energy Technology | LR6-60PE-310M | Solar Panels |  | 0.31 | 25 | 131 | 18 |  | Fixed | Roof
Solar Registration Program | NJSRRE1541791184 | Egg Harbor City | 8215 | 19 | 7.75 | Residential | Yes | Behind the Meter | Solar Energy World | AC Electric | Final As-Built Received | 2019-08-06 | 2019-08-09 | 2020-08-09 | Solar Edge | SE7600H-USRGM | Inverters | 7600 |  | 1 |  |  | 0.98 |  | Outside | near meter
Solar Registration Program | NJSRRE1541845039 | Clementon | 8021 | 14 | 7.75 | Residential | Yes | Behind the Meter | Vivint Solar Developer, LLC | AC Electric | Accepted | 2019-08-19 | 2019-08-23 | 2020-08-23 | Jinko Solar | JKM310M-60BL | Solar Panels |  | 0.31 | 18 | 203 | 22 |  | Fixed | Roof
Solar Registration Program | NJSRRE1541845039 | Clementon | 8021 | 14 | 7.75 | Residential | Yes | Behind the Meter | Vivint Solar Developer, LLC | AC Electric | Accepted | 2019-08-19 | 2019-08-23 | 2020-08-23 | Jinko Solar | JKM310M-60BL | Solar Panels |  | 0.31 | 7 | 203 | 13 |  | Fixed | Roof
Solar Registration Program | NJSRRE1541845039 | Clementon | 8021 | 14 | 7.75 | Residential | Yes | Behind the Meter | Vivint Solar Developer, LLC | AC Electric | Accepted | 2019-08-19 | 2019-08-23 | 2020-08-23 | Solar Edge | SE7600H-US | Inverters | 7600 |  | 1 |  |  | 0.992 |  | Outdoor | Near the Utility meter
Solar Registration Program | NJSRRE1541887786 | Hazlet | 7730 | 17 | 7.75 | Residential | No | Behind the Meter | Skyline Solar LLC | JCP&L | Accepted | 2019-08-27 | 2019-08-29 | 2020-08-29 | Trina Solar | TSm-310 | Solar Panels |  | 0.31 | 7 | 26 | 25 |  | Fixed | Roof
Solar Registration Program | NJSRRE1541887786 | Hazlet | 7730 | 17 | 7.75 | Residential | No | Behind the Meter | Skyline Solar LLC | JCP&L | Accepted | 2019-08-27 | 2019-08-29 | 2020-08-29 | Trina | TSM-310 | Solar Panels |  | 0.31 | 18 | 205 | 25 |  | Fixed | Roof
Solar Registration Program | NJSRRE1541887786 | Hazlet | 7730 | 17 | 7.75 | Residential | No | Behind the Meter | Skyline Solar LLC | JCP&L | Accepted | 2019-08-27 | 2019-08-29 | 2020-08-29 | Solaredge | SE5000H-US | Inverters | 5000 |  | 1 |  |  | 0.99 |  | Outdoor | by meter
Solar Registration Program | NJSRRE1542389945 | Hightstown | 8520 | 12 | 7.75 | Residential | No | Behind the Meter | Morgan Associates and Consulting LLC | JCP&L | Accepted | 2019-09-11 | 2019-09-26 | 2020-09-26 | Axitec | 310 | Solar Panels |  | 0.31 | 25 | 162 | 14 |  | Fixed | Roof
Solar Registration Program | NJSRRE1542389945 | Hightstown | 8520 | 12 | 7.75 | Residential | No | Behind the Meter | Morgan Associates and Consulting LLC | JCP&L | Accepted | 2019-09-11 | 2019-09-26 | 2020-09-26 | SolarEdge | 10KW | Inverters | 0.9 |  | 1 |  |  | 0.9 |  | Outside | side of house
Solar Registration Program | NJSRRE1542389945 | Hightstown | 8520 | 12 | 7.75 | Residential | No | Behind the Meter | Morgan Associates and Consulting LLC | JCP&L | Accepted | 2019-09-11 | 2019-09-26 | 2020-09-26 | Hiameter | 240Cl | Meters |  |  | 1 |  |  |  | Yes | Outdoor
Solar Registration Program | NJSRRE1542408726 | Farmingdale | 7727 | 17 | 7.75 | Residential | No | Behind the Meter | Suntuity Solar LLC | JCP&L | Accepted | 2019-09-16 | 2019-09-18 | 2020-09-18 | Yingli Green Energy | YL310D-30b | Solar Panels |  | 0.31 | 25 | 90 | 24 |  | Fixed | Roof
Solar Registration Program | NJSRRE1542408726 | Farmingdale | 7727 | 17 | 7.75 | Residential | No | Behind the Meter | Suntuity Solar LLC | JCP&L | Accepted | 2019-09-16 | 2019-09-18 | 2020-09-18 | Enphase Energy | IQ7-60-2-US | Inverters | 240 |  | 25 |  |  | 0.97 |  | Outdoor | Behind the PV Modules
Solar Registration Program | NJSRRE1542409432 | Margate City | 8402 | 19 | 7.75 | Residential | Yes | Behind the Meter | All Season Solar | AC Electric | Accepted | 2019-09-16 | 2019-09-18 | 2020-09-18 | Trina | TSM DD05H.05 II 310W AUG 2019 | Solar Panels |  | 0.31 | 20 | 233 | 23 |  | Fixed | Roof
Solar Registration Program | NJSRRE1542409432 | Margate City | 8402 | 19 | 7.75 | Residential | Yes | Behind the Meter | All Season Solar | AC Electric | Accepted | 2019-09-16 | 2019-09-18 | 2020-09-18 | Trina | TSM DD05H.05 II 310W AUG 2019 | Solar Panels |  | 0.31 | 5 | 53 | 23 |  | Fixed | Roof
Solar Registration Program | NJSRRE1542416760 | Sewell | 8080 | 15 | 7.75 | Residential | No | Behind the Meter | Impact Solar LLC | AC Electric | Accepted | 2019-09-18 | 2019-09-20 | 2020-09-20 | Trina | TSM310 | Solar Panels |  | 0.31 | 25 | 233 | 19 |  | Fixed | Roof
Solar Registration Program | NJSRRE1542416760 | Sewell | 8080 | 15 | 7.75 | Residential | No | Behind the Meter | Impact Solar LLC | AC Electric | Accepted | 2019-09-18 | 2019-09-20 | 2020-09-20 | solaredge | SE7600H-US | Inverters | 7600 |  | 1 |  |  | 0.96 |  | Indoor | closet
Solar Registration Program | NJSRRE1542416760 | Sewell | 8080 | 15 | 7.75 | Residential | No | Behind the Meter | Impact Solar LLC | AC Electric | Accepted | 2019-09-18 | 2019-09-20 | 2020-09-20 | solaredge | solaredge direct | Meters |  |  | 1 |  |  |  | Yes | Indoor
Solar Registration Program | NJSRRE1542501717 | North Cape May | 8204 | 21 | 7.75 | Residential | No | Behind the Meter | All Season Solar | AC Electric | Final As-Built Received | 2019-10-03 | 2019-10-08 | 2020-10-08 | Certain Teed | CT310HC11-04 | Solar Panels |  | 0.31 | 15 | 159 | 19 |  | Fixed | Roof
Solar Registration Program | NJSRRE1542501717 | North Cape May | 8204 | 21 | 7.75 | Residential | No | Behind the Meter | All Season Solar | AC Electric | Final As-Built Received | 2019-10-03 | 2019-10-08 | 2020-10-08 | Certain Teed | CT310HC11-04 | Solar Panels |  | 0.31 | 6 | 159 | 19 |  | Fixed | Roof
Solar Registration Program | NJSRRE1542501717 | North Cape May | 8204 | 21 | 7.75 | Residential | No | Behind the Meter | All Season Solar | AC Electric | Final As-Built Received | 2019-10-03 | 2019-10-08 | 2020-10-08 | Certain Teed | CT310HC11-04 | Solar Panels |  | 0.31 | 4 | 159 | 19 |  | Fixed | Roof
Solar Registration Program | NJSRRE1542501717 | North Cape May | 8204 | 21 | 7.75 | Residential | No | Behind the Meter | All Season Solar | AC Electric | Final As-Built Received | 2019-10-03 | 2019-10-08 | 2020-10-08 | Hialeah | CL200 | Meters |  |  | 1 |  |  |  | Yes | Outdoor
Solar Registration Program | NJSRRE1542501717 | North Cape May | 8204 | 21 | 7.75 | Residential | No | Behind the Meter | All Season Solar | AC Electric | Final As-Built Received | 2019-10-03 | 2019-10-08 | 2020-10-08 | Enphase | IQ7 | Inverters | 240 |  | 25 |  |  | 0.97 |  | Outdoor | Under Module
Solar Registration Program | NJSRRE1542525069 | Bridgeton | 8302 | 20 | 7.75 | Residential | Yes | Behind the Meter | RCL Enterprises Inc. | AC Electric | Accepted | 2019-10-10 | 2019-10-14 | 2020-10-14 | Trina Solar | TSM-310DD05H | Solar Panels |  | 0.31 | 25 | 90 | 22 |  | Fixed | Roof
Solar Registration Program | NJSRRE1542525069 | Bridgeton | 8302 | 20 | 7.75 | Residential | Yes | Behind the Meter | RCL Enterprises Inc. | AC Electric | Accepted | 2019-10-10 | 2019-10-14 | 2020-10-14 | Enphase | IQ7 | Inverters | 6000 |  | 25 |  |  | 0.96 |  | Outdoor | under panels
Solar Registration Program | NJSRRE1542527785 | Laurel Springs | 8021 | 14 | 7.75 | Residential | Yes | Behind the Meter | Orbit Energy & Power, LLC | AC Electric | Accepted | 2019-10-11 | 2019-10-15 | 2020-10-15 | trina | tsm310 | Solar Panels |  | 0.31 | 25 | 218 | 24 |  | Fixed | Roof
Solar Registration Program | NJSRRE1542527785 | Laurel Springs | 8021 | 14 | 7.75 | Residential | Yes | Behind the Meter | Orbit Energy & Power, LLC | AC Electric | Accepted | 2019-10-11 | 2019-10-15 | 2020-10-15 | enphase | envoy | Meters |  |  | 1 |  |  |  | Yes | Outdoor
Solar Registration Program | NJSRRE1542527785 | Laurel Springs | 8021 | 14 | 7.75 | Residential | Yes | Behind the Meter | Orbit Energy & Power, LLC | AC Electric | Accepted | 2019-10-11 | 2019-10-15 | 2020-10-15 | enphase | iq7 | Inverters | 240 |  | 25 |  |  | 0.986 |  | Outside | panel
Solar Registration Program | NJSRRE1542556398 | Hammonton | 8037 | 19 | 7.75 | Residential | Yes | Behind the Meter | Orbit Energy & Power, LLC | AC Electric | Accepted | 2019-10-18 | 2019-10-22 | 2020-10-22 | trina | tsm 310 | Solar Panels |  | 0.31 | 19 | 257 | 30 |  | Fixed | Roof
Solar Registration Program | NJSRRE1542556398 | Hammonton | 8037 | 19 | 7.75 | Residential | Yes | Behind the Meter | Orbit Energy & Power, LLC | AC Electric | Accepted | 2019-10-18 | 2019-10-22 | 2020-10-22 | trina | tsm 310 | Solar Panels |  | 0.31 | 6 | 257 | 30 |  | Fixed | Roof
Solar Registration Program | NJSRRE1542556398 | Hammonton | 8037 | 19 | 7.75 | Residential | Yes | Behind the Meter | Orbit Energy & Power, LLC | AC Electric | Accepted | 2019-10-18 | 2019-10-22 | 2020-10-22 | enphase | iq7 | Inverters | 240 |  | 25 |  |  | 0.986 |  | Outside | panel
Solar Registration Program | NJSRRE1542556398 | Hammonton | 8037 | 19 | 7.75 | Residential | Yes | Behind the Meter | Orbit Energy & Power, LLC | AC Electric | Accepted | 2019-10-18 | 2019-10-22 | 2020-10-22 | enphase | envoy | Meters |  |  | 1 |  |  |  | Yes | Outdoor
Solar Registration Program | NJSRRE1542578905 | Bloomfield | 7003 | 9 | 7.75 | Residential | No | Behind the Meter | Green Power Energy | PSE&G | Accepted | 2019-10-23 | 2019-10-25 | 2020-10-25 | Silfab | SLA310M | Solar Panels |  | 0.31 | 8 | 30 | 25 |  | Fixed | Roof
Solar Registration Program | NJSRRE1542578905 | Bloomfield | 7003 | 9 | 7.75 | Residential | No | Behind the Meter | Green Power Energy | PSE&G | Accepted | 2019-10-23 | 2019-10-25 | 2020-10-25 | Silfab | SLA310M | Solar Panels |  | 0.31 | 6 | 210 | 25 |  | Fixed | Roof
Solar Registration Program | NJSRRE1542578905 | Bloomfield | 7003 | 9 | 7.75 | Residential | No | Behind the Meter | Green Power Energy | PSE&G | Accepted | 2019-10-23 | 2019-10-25 | 2020-10-25 | Silfab | SLA310M | Solar Panels |  | 0.31 | 11 | 210 | 47 |  | Fixed | Roof
Solar Registration Program | NJSRRE1542578905 | Bloomfield | 7003 | 9 | 7.75 | Residential | No | Behind the Meter | Green Power Energy | PSE&G | Accepted | 2019-10-23 | 2019-10-25 | 2020-10-25 | Solar Edge | SE7600H-US | Inverters | 7600 |  | 1 |  |  | 0.97 |  | Outside | next to meter
Solar Registration Program | NJSRRE1542699715 | Mt. Holly | 8060 | 13 | 7.75 | Residential | Yes | Behind the Meter | All Season Solar | PSE&G | Accepted | 2019-10-29 | 2019-10-31 | 2020-10-31 | Trina | TSM DD05H.05II 310W AUG 2019 | Solar Panels |  | 0.31 | 25 | 198 | 41 |  | Fixed | Roof
Solar Registration Program | NJSRRE1542699715 | Mt. Holly | 8060 | 13 | 7.75 | Residential | Yes | Behind the Meter | All Season Solar | PSE&G | Accepted | 2019-10-29 | 2019-10-31 | 2020-10-31 | Enphase | IQ7 | Inverters | 240 |  | 25 |  |  | 0.97 |  | Outdoor | Under Module
Solar Registration Program | NJSRRE1542713459 | Alloway | 8001 | 16 | 7.75 | Residential | No | Behind the Meter | RCL Enterprises Inc. | AC Electric | Accepted | 2019-10-29 | 2019-10-31 | 2020-10-31 | Trina | TSM-310DD05H | Solar Panels |  | 0.31 | 25 | 190 | 16 |  | Fixed | Roof
Solar Registration Program | NJSRRE1542713459 | Alloway | 8001 | 16 | 7.75 | Residential | No | Behind the Meter | RCL Enterprises Inc. | AC Electric | Accepted | 2019-10-29 | 2019-10-31 | 2020-10-31 | Enphase | IQ7 | Inverters | 6000 |  | 25 |  |  | 0.96 |  | Outdoor | under the panels
Solar Registration Program | NJSRRE1542967028 | Millville | 8332 | 20 | 7.75 | Residential | Yes | Behind the Meter | All Season Solar | AC Electric | Accepted | 2019-11-05 | 2019-11-07 | 2020-11-07 | Trina | TSM DD05H.05II 310W AUG 2019 | Solar Panels |  | 0.31 | 25 | 135 | 34 |  | Fixed | Roof
Solar Registration Program | NJSRRE1542967028 | Millville | 8332 | 20 | 7.75 | Residential | Yes | Behind the Meter | All Season Solar | AC Electric | Accepted | 2019-11-05 | 2019-11-07 | 2020-11-07 | Enphase | IQ7 | Inverters | 240 |  | 25 |  |  | 0.97 |  | Outdoor | Under Module
Solar Registration Program | NJSRRE1543418049 | Mullica Hill | 8062 | 15 | 7.75 | Residential | No | Behind the Meter | Orbit Energy & Power, LLC | AC Electric | Accepted | 2019-11-18 | 2019-11-21 | 2020-11-21 | AXITEC | AC-310MH/120S-310 | Solar Panels |  | 0.31 | 25 | 153 | 30 |  | Fixed | Roof
Solar Registration Program | NJSRRE1543418049 | Mullica Hill | 8062 | 15 | 7.75 | Residential | No | Behind the Meter | Orbit Energy & Power, LLC | AC Electric | Accepted | 2019-11-18 | 2019-11-21 | 2020-11-21 | ENPHASE | IQ7-60-2-US | Inverters | 0.24 |  | 25 |  |  | 0.99 |  | Outside | Rooftop
Solar Registration Program | NJSRRE1543442875 | LONG BRANCH | 7740 | 17 | 7.75 | Residential | No | Behind the Meter | Vivint Solar Developer, LLC | JCP&L | Accepted | 2019-11-25 | 2019-11-27 | 2020-11-27 | Hanwha | Q.PEAK BLK-G5 315 | Solar Panels |  | 0.31 | 21 | 97 | 27 |  | Fixed | Roof
Solar Registration Program | NJSRRE1543442875 | LONG BRANCH | 7740 | 17 | 7.75 | Residential | No | Behind the Meter | Vivint Solar Developer, LLC | JCP&L | Accepted | 2019-11-25 | 2019-11-27 | 2020-11-27 | Hanwha | Q.PEAK BLK-G5 315 | Solar Panels |  | 0.31 | 4 | 277 | 27 |  | Fixed | Roof
Solar Registration Program | NJSRRE1543442875 | LONG BRANCH | 7740 | 17 | 7.75 | Residential | No | Behind the Meter | Vivint Solar Developer, LLC | JCP&L | Accepted | 2019-11-25 | 2019-11-27 | 2020-11-27 | Solar Edge | SE7600H-US | Inverters | 7600 |  | 1 |  |  | 0.992 |  | Outdoor | Near the utility meter
Solar Registration Program | NJSRRE1543474374 | Neptune City | 7753 | 17 | 7.75 | Residential | No | Behind the Meter | Solar Energy World | JCP&L | Accepted | 2019-12-03 | 2019-12-05 | 2020-12-05 | LONGi Green Energy Technology | LR6-60PE-310M | Solar Panels |  | 0.31 | 25 | 83 | 33 |  | Fixed | Roof
Solar Registration Program | NJSRRE1543474374 | Neptune City | 7753 | 17 | 7.75 | Residential | No | Behind the Meter | Solar Energy World | JCP&L | Accepted | 2019-12-03 | 2019-12-05 | 2020-12-05 | Solar Edge | SE7600H-USRGM | Inverters | 7600 |  | 1 |  |  | 0.98 |  | Outdoor | near meter
Solar Registration Program | NJSRRE1543551905 | Dennisville | 8214 | 21 | 7.75 | Residential | Yes | Behind the Meter | Bright Planet Solar | AC Electric | Accepted | 2019-12-15 | 2019-12-18 | 2020-12-18 | LONGI | LR6-60PB-310M | Solar Panels |  | 0.31 | 13 | 104 | 20 |  | Fixed | Roof
Solar Registration Program | NJSRRE1543551905 | Dennisville | 8214 | 21 | 7.75 | Residential | Yes | Behind the Meter | Bright Planet Solar | AC Electric | Accepted | 2019-12-15 | 2019-12-18 | 2020-12-18 | LONGI | LR6-60PB-310M | Solar Panels |  | 0.31 | 12 | 284 | 20 |  | Fixed | Roof
Solar Registration Program | NJSRRE1543551905 | Dennisville | 8214 | 21 | 7.75 | Residential | Yes | Behind the Meter | Bright Planet Solar | AC Electric | Accepted | 2019-12-15 | 2019-12-18 | 2020-12-18 | Solar Edge | SE6000H-USRGM | Inverters | 6000 |  | 1 |  |  | 0.98 |  | Outdoor | Next to meter
Solar Registration Program | NJSRRE1543672438 | West Atco | 8004 | 14 | 7.75 | Residential | No | Behind the Meter | 1st Light Energy Inc | AC Electric | Accepted | 2019-12-23 | 2019-12-30 | 2020-12-30 | Longi | LR6-60HPB-310M | Solar Panels |  | 0.31 | 25 | 93 | 20 |  | Fixed | Roof
Solar Registration Program | NJSRRE1543672438 | West Atco | 8004 | 14 | 7.75 | Residential | No | Behind the Meter | 1st Light Energy Inc | AC Electric | Accepted | 2019-12-23 | 2019-12-30 | 2020-12-30 | SMA | SB 6.0-1SP-US-41 (240V) | Inverters | 6000 |  | 1 |  |  | 0.97 |  | Outside | within 10 feet of meter
Solar Registration Program | NJSRRE1543674372 | Salem | 8079 | 16 | 7.75 | Residential | Yes | Behind the Meter | RCL Enterprises Inc. | AC Electric | Accepted | 2019-12-24 | 2019-12-30 | 2020-12-30 | trina | TSM-310DD05H.05 | Solar Panels |  | 0.31 | 7 | 185 | 38 |  | Fixed | Roof
Solar Registration Program | NJSRRE1543674372 | Salem | 8079 | 16 | 7.75 | Residential | Yes | Behind the Meter | RCL Enterprises Inc. | AC Electric | Accepted | 2019-12-24 | 2019-12-30 | 2020-12-30 | trina | TSM-310DD05H.05 | Solar Panels |  | 0.31 | 18 | 95 | 40 |  | Fixed | Roof
Solar Registration Program | NJSRRE1543674372 | Salem | 8079 | 16 | 7.75 | Residential | Yes | Behind the Meter | RCL Enterprises Inc. | AC Electric | Accepted | 2019-12-24 | 2019-12-30 | 2020-12-30 | enphase | iq7 | Inverters | 2170 |  | 7 |  |  | 0.96 |  | Outside | under panels
Solar Registration Program | NJSRRE1543674372 | Salem | 8079 | 16 | 7.75 | Residential | Yes | Behind the Meter | RCL Enterprises Inc. | AC Electric | Accepted | 2019-12-24 | 2019-12-30 | 2020-12-30 | enphase | iq7 | Inverters | 5580 |  | 18 |  |  | 0.96 |  | Outside | under panels
Solar Registration Program | NJSRRE1542161759 | North Wildwood | 8260 | 21 | 7.77 | Residential | No | Behind the Meter | Castle Energy, LLC | AC Electric | Accepted | 2019-09-04 | 2019-09-06 | 2020-09-06 | LG Electronics | LG370Q1C-V5 | Solar Panels |  | 0.37 | 11 | 179 | 20 |  | Fixed | Roof
Solar Registration Program | NJSRRE1542161759 | North Wildwood | 8260 | 21 | 7.77 | Residential | No | Behind the Meter | Castle Energy, LLC | AC Electric | Accepted | 2019-09-04 | 2019-09-06 | 2020-09-06 | LG Electronics | LG370Q1C-V5 | Solar Panels |  | 0.37 | 10 | 359 | 20 |  | Fixed | Roof
Solar Registration Program | NJSRRE1542161759 | North Wildwood | 8260 | 21 | 7.77 | Residential | No | Behind the Meter | Castle Energy, LLC | AC Electric | Accepted | 2019-09-04 | 2019-09-06 | 2020-09-06 | Enphase Energy | IQ7PLUS-72-2-US | Inverters | 290 |  | 21 |  |  | 0.975 |  | Outside | on the rooftop under each solar panel
Solar Registration Program | NJSRRE1542182380 | Pleasantville | 8232 | 19 | 7.77 | Residential | Yes | Behind the Meter | Castle Energy, LLC | AC Electric | Accepted | 2019-09-04 | 2019-09-06 | 2020-09-06 | SunPower | SPR-X22-370-E-AC | Solar Panels |  | 0.37 | 2 | 26 | 29 |  | Fixed | Roof
Solar Registration Program | NJSRRE1542182380 | Pleasantville | 8232 | 19 | 7.77 | Residential | Yes | Behind the Meter | Castle Energy, LLC | AC Electric | Accepted | 2019-09-04 | 2019-09-06 | 2020-09-06 | SunPower | SPR-X22-370-E-AC | Solar Panels |  | 0.37 | 9 | 296 | 29 |  | Fixed | Roof
Solar Registration Program | NJSRRE1542182380 | Pleasantville | 8232 | 19 | 7.77 | Residential | Yes | Behind the Meter | Castle Energy, LLC | AC Electric | Accepted | 2019-09-04 | 2019-09-06 | 2020-09-06 | SunPower | SPR-X22-370-E-AC | Solar Panels |  | 0.37 | 2 | 206 | 29 |  | Fixed | Roof
Solar Registration Program | NJSRRE1542182380 | Pleasantville | 8232 | 19 | 7.77 | Residential | Yes | Behind the Meter | Castle Energy, LLC | AC Electric | Accepted | 2019-09-04 | 2019-09-06 | 2020-09-06 | SunPower | SPR-X22-370-E-AC | Solar Panels |  | 0.37 | 8 | 116 | 29 |  | Fixed | Roof
Solar Registration Program | NJSRRE1542182380 | Pleasantville | 8232 | 19 | 7.77 | Residential | Yes | Behind the Meter | Castle Energy, LLC | AC Electric | Accepted | 2019-09-04 | 2019-09-06 | 2020-09-06 | SunPower | SPR-X22-370-E-AC Type E | Inverters | 320 |  | 21 |  |  | 0.967 |  | Outside | on the rooftop under each solar panel
Solar Registration Program | NJSRRE1542992369 | Pennington | 8525 | 12 | 7.79 | Residential | No | Behind the Meter | GenRenew, LLC | PSE&G | Accepted | 2019-11-05 | 2019-11-07 | 2020-11-07 | Sunpower | SPR-A410-G-AC | Solar Panels |  | 0.41 | 19 | 105 | 27 |  | Fixed | Roof
Solar Registration Program | NJSRRE1542992369 | Pennington | 8525 | 12 | 7.79 | Residential | No | Behind the Meter | GenRenew, LLC | PSE&G | Accepted | 2019-11-05 | 2019-11-07 | 2020-11-07 | Sunpower | Enphase IQ7AS-66-ACM-US | Inverters | 320 |  | 19 |  |  | 0.96 |  | Outdoor | microinverters under modules
Solar Registration Program | NJSRRE1539438397 | Manville | 8835 | 5 | 7.8 | Residential | No | Behind the Meter | Kamtech Solar | PSE&G | Accepted | 2018-09-20 | 2018-09-25 | 2020-03-25 | S-Energy | SN300M-10 | Solar Panels |  | 0.3 | 5 | 73 | 35 |  | Fixed | Roof
Solar Registration Program | NJSRRE1539438397 | Manville | 8835 | 5 | 7.8 | Residential | No | Behind the Meter | Kamtech Solar | PSE&G | Accepted | 2018-09-20 | 2018-09-25 | 2020-03-25 | S-Energy | SN-300M-10 | Solar Panels |  | 0.3 | 21 | 253 | 35 |  | Fixed | Roof
Solar Registration Program | NJSRRE1539438397 | Manville | 8835 | 5 | 7.8 | Residential | No | Behind the Meter | Kamtech Solar | PSE&G | Accepted | 2018-09-20 | 2018-09-25 | 2020-03-25 | Solar edge | SE7600 | Inverters | 7600 |  | 1 |  |  | 0.97 |  | Outdoor | Outside garage
Solar Registration Program | NJSRRE1539438397 | Manville | 8835 | 5 | 7.8 | Residential | No | Behind the Meter | Kamtech Solar | PSE&G | Accepted | 2018-09-20 | 2018-09-25 | 2020-03-25 | Schlumberger | J5s | Meters |  |  | 1
Solar Registration Program | NJSRRE1540263058 | West Orange Twp | 7052 | 9 | 7.8 | Residential | No | Behind the Meter | United Solar | PSE&G | Accepted | 2019-01-21 | 2019-01-24 | 2020-01-24 | Axitec | 300M | Solar Panels |  | 0.3 | 13 | 203 | 40 |  | Fixed | Roof
Solar Registration Program | NJSRRE1540263058 | West Orange Twp | 7052 | 9 | 7.8 | Residential | No | Behind the Meter | United Solar | PSE&G | Accepted | 2019-01-21 | 2019-01-24 | 2020-01-24 | Axitec | 300M | Solar Panels |  | 0.3 | 13 | 203 | 40 |  | Fixed | Roof
Solar Registration Program | NJSRRE1540263058 | West Orange Twp | 7052 | 9 | 7.8 | Residential | No | Behind the Meter | United Solar | PSE&G | Accepted | 2019-01-21 | 2019-01-24 | 2020-01-24 | Enphase Energy | IQ6-60-2-US | Inverters | 240 |  | 26 |  |  | 0.97 |  | Outdoor | rooftop
Solar Registration Program | NJSRRE1540394067 | Wantage | 7561 |  | 7.8 | Residential | No | Behind the Meter | United Solar LLC | JCP&L | Accepted | 2019-02-25 | 2019-02-27 | 2020-02-27 | Hanwha | Q cell 325 | Solar Panels |  | 0.325 | 24 | 141 | 35 |  | Fixed | Roof
Solar Registration Program | NJSRRE1540394067 | Wantage | 7561 |  | 7.8 | Residential | No | Behind the Meter | United Solar LLC | JCP&L | Accepted | 2019-02-25 | 2019-02-27 | 2020-02-27 | Enphase Energy | IQ6-60-US-2 | Inverters | 240 |  | 23 |  |  | 0.97 |  | Outdoor | rooftop
Solar Registration Program | NJSRRE1540453801 | Paterson | 7504 | 6 | 7.8 | Residential | No | Behind the Meter | United Solar LLC | PSE&G | Accepted | 2019-03-05 | 2019-03-06 | 2020-03-06 | Hanwha | Q Cell 325 | Solar Panels |  | 0.325 | 16 | 189 | 25 |  | Fixed | Roof
Solar Registration Program | NJSRRE1540453801 | Paterson | 7504 | 6 | 7.8 | Residential | No | Behind the Meter | United Solar LLC | PSE&G | Accepted | 2019-03-05 | 2019-03-06 | 2020-03-06 | Hanwha | Q Cell 325 | Solar Panels |  | 0.325 | 8 | 9 | 25 |  | Fixed | Roof
Solar Registration Program | NJSRRE1540453801 | Paterson | 7504 | 6 | 7.8 | Residential | No | Behind the Meter | United Solar LLC | PSE&G | Accepted | 2019-03-05 | 2019-03-06 | 2020-03-06 | Enphase Energy | IQ6-60-US | Inverters | 240 |  | 24 |  |  | 0.97 |  | Outside | rooftop
Solar Registration Program | NJSRRE1540735323 | Mullica Hill | 8062 | 15 | 7.8 | Residential | No | Behind the Meter | Impact Solar LLC | AC Electric | Accepted | 2019-03-26 | 2019-03-27 | 2020-03-27 | Panasonic | VBHN325SA17 | Solar Panels |  | 0.325 | 13 | 227 | 27 |  | Fixed | Roof
Solar Registration Program | NJSRRE1540735323 | Mullica Hill | 8062 | 15 | 7.8 | Residential | No | Behind the Meter | Impact Solar LLC | AC Electric | Accepted | 2019-03-26 | 2019-03-27 | 2020-03-27 | Panasonic | VBHN325SA17 | Solar Panels |  | 0.325 | 8 | 227 | 27 |  | Fixed | Roof
Solar Registration Program | NJSRRE1540735323 | Mullica Hill | 8062 | 15 | 7.8 | Residential | No | Behind the Meter | Impact Solar LLC | AC Electric | Accepted | 2019-03-26 | 2019-03-27 | 2020-03-27 | panasonic | VBHN325SA17 | Solar Panels |  | 0.325 | 3 | 227 | 34 |  | Fixed | Roof
Solar Registration Program | NJSRRE1540735323 | Mullica Hill | 8062 | 15 | 7.8 | Residential | No | Behind the Meter | Impact Solar LLC | AC Electric | Accepted | 2019-03-26 | 2019-03-27 | 2020-03-27 | solaredge | SE7600H-US | Inverters | 7600 |  | 1 |  |  | 0.96 |  | Indoor | garage
Solar Registration Program | NJSRRE1540735323 | Mullica Hill | 8062 | 15 | 7.8 | Residential | No | Behind the Meter | Impact Solar LLC | AC Electric | Accepted | 2019-03-26 | 2019-03-27 | 2020-03-27 | solaredge | solaredge direct | Meters |  |  | 1 |  |  |  |  | Indoor
Solar Registration Program | NJSRRE1540758926 | Egg Harbor Township | 8234 | 19 | 7.8 | Residential | Yes | Behind the Meter | Acos Energy, LLC | AC Electric | Accepted | 2019-03-30 | 2019-04-02 | 2020-04-02 | Trina | TSM DD05A.05II 300W | Solar Panels |  | 0.3 | 6 | 338 | 24 |  | Double Axis | Roof
Solar Registration Program | NJSRRE1540758926 | Egg Harbor Township | 8234 | 19 | 7.8 | Residential | Yes | Behind the Meter | Acos Energy, LLC | AC Electric | Accepted | 2019-03-30 | 2019-04-02 | 2020-04-02 | Trina | TSM DD05A.05II 300W | Solar Panels |  | 0.3 | 20 | 158 | 24 |  | Fixed | Roof
Solar Registration Program | NJSRRE1540758926 | Egg Harbor Township | 8234 | 19 | 7.8 | Residential | Yes | Behind the Meter | Acos Energy, LLC | AC Electric | Accepted | 2019-03-30 | 2019-04-02 | 2020-04-02 | Enphase | IQ7 | Inverters | 0.24 |  | 26 |  |  | 0.97 |  | Outside | Roof
Solar Registration Program | NJSRRE1540834018 | Hewitt | 7421 | 6 | 7.8 | Non Profit | No | Behind the Meter | Self Install | Orange Rockland Electric | Accepted | 2019-04-10 | 2019-05-01 | 2020-05-01 | Canadian Solar | CS6K-300 | Solar Panels |  | 0.3 | 26 | 210 | 21 |  | Fixed | Roof
Solar Registration Program | NJSRRE1540834018 | Hewitt | 7421 | 6 | 7.8 | Non Profit | No | Behind the Meter | Self Install | Orange Rockland Electric | Accepted | 2019-04-10 | 2019-05-01 | 2020-05-01 | SolarEdge | SE7600H-US | Inverters | 7600 |  | 1 |  |  | 0.99 |  | Outdoor | Side of barn
Solar Registration Program | NJSRRE1540853460 | Ewing | 8638 | 12 | 7.8 | Residential | No | Behind the Meter | Azimuth Renewable Energy | PSE&G | Accepted | 2019-04-15 | 2019-04-16 | 2020-04-16 | Trina | TSM300 | Solar Panels |  | 0.3 | 26 | 127 | 23 |  | Fixed | Roof
Solar Registration Program | NJSRRE1540853460 | Ewing | 8638 | 12 | 7.8 | Residential | No | Behind the Meter | Azimuth Renewable Energy | PSE&G | Accepted | 2019-04-15 | 2019-04-16 | 2020-04-16 | Enphase | IQ 7 | Inverters | 240 |  | 26 |  |  | 0.975 |  | Outdoor | roof
Solar Registration Program | NJSRRE1540853460 | Ewing | 8638 | 12 | 7.8 | Residential | No | Behind the Meter | Azimuth Renewable Energy | PSE&G | Accepted | 2019-04-15 | 2019-04-16 | 2020-04-16 | Enphase | Envoy s | Meters |  |  | 1 |  |  |  |  | Outdoor
Solar Registration Program | NJSRRE1540904393 | Teaneck | 7666 | 7 | 7.8 | Residential | No | Behind the Meter | Ecological Systems LLC | PSE&G | Accepted | 2019-04-29 | 2019-04-30 | 2020-04-30 | Blue Sun | Blue Sun 300 | Solar Panels |  | 0.3 | 26 | 150 | 25 |  | Fixed | Roof
Solar Registration Program | NJSRRE1540904393 | Teaneck | 7666 | 7 | 7.8 | Residential | No | Behind the Meter | Ecological Systems LLC | PSE&G | Accepted | 2019-04-29 | 2019-04-30 | 2020-04-30 | SMA | 7000 TL-22 | Inverters | 7000 |  | 1 |  |  | 0.96 |  | Outside | at meter
Solar Registration Program | NJSRRE1540904393 | Teaneck | 7666 | 7 | 7.8 | Residential | No | Behind the Meter | Ecological Systems LLC | PSE&G | Accepted | 2019-04-29 | 2019-04-30 | 2020-04-30 | Solar Log | CL200 | Meters |  |  | 1 |  |  |  |  | Outdoor
Solar Registration Program | NJSRRE1540913397 | Voorhees | 8043 | 14 | 7.8 | Residential | No | Behind the Meter | Pinnacle Exteriors Inc | AC Electric | Accepted | 2019-05-01 | 2019-05-06 | 2020-05-06 | Trina | TSMDD05 | Solar Panels |  | 0.3 | 26 | 260 | 34 |  | Fixed | Roof
Solar Registration Program | NJSRRE1540913397 | Voorhees | 8043 | 14 | 7.8 | Residential | No | Behind the Meter | Pinnacle Exteriors Inc | AC Electric | Accepted | 2019-05-01 | 2019-05-06 | 2020-05-06 | Enphase | IQ7 | Inverters | 0.24 |  | 26 |  |  | 0.97 |  | Outside | Under Each Panel
Solar Registration Program | NJSRRE1540980303 | Long Beach | 7740 | 17 | 7.8 | Residential | No | Behind the Meter | EMT Renewables | JCP&L | Final As-Built Received | 2019-05-10 | 2019-06-28 | 2020-06-28 | Next Energy Alliance | NEA 300M-60 | Solar Panels |  | 0.3 | 26 | SW | 25 |  | Fixed | Roof
Solar Registration Program | NJSRRE1540980303 | Long Beach | 7740 | 17 | 7.8 | Residential | No | Behind the Meter | EMT Renewables | JCP&L | Final As-Built Received | 2019-05-10 | 2019-06-28 | 2020-06-28 | AP Systems | YC600 | Inverters | 600 |  | 13 |  |  | 0.967 |  | Outside | Rooftop
Solar Registration Program | NJSRRE1541041788 | Williamstown | 8094 | 15 | 7.8 | Residential | Yes | Behind the Meter | Vivint Solar Developer, LLC | AC Electric | Accepted | 2019-05-28 | 2019-05-30 | 2020-05-30 | Trina Solar | TSM-260 PD05.08 | Solar Panels |  | 0.26 | 25 | 199 | 19 |  | Fixed | Roof
Solar Registration Program | NJSRRE1541041788 | Williamstown | 8094 | 15 | 7.8 | Residential | Yes | Behind the Meter | Vivint Solar Developer, LLC | AC Electric | Accepted | 2019-05-28 | 2019-05-30 | 2020-05-30 | Trina Solar | TSM-260 PD05.08 | Solar Panels |  | 0.26 | 5 | 19 | 19 |  | Fixed | Roof
Solar Registration Program | NJSRRE1541041788 | Williamstown | 8094 | 15 | 7.8 | Residential | Yes | Behind the Meter | Vivint Solar Developer, LLC | AC Electric | Accepted | 2019-05-28 | 2019-05-30 | 2020-05-30 | Enphase Energy | M215-60-2LL-S2x | Inverters | 215 |  | 30 |  |  | 0.96 |  | Other | Underneath each module.
Solar Registration Program | NJSRRE1541495045 | Franklin Twp. Somerset | 8873 | 5 | 7.8 | Residential | Yes | Behind the Meter | All Season Solar | PSE&G | Accepted | 2019-06-26 | 2019-07-01 | 2020-07-01 | Trina | TSM DD05A.05II 300W NOV 2017 | Solar Panels |  | 0.3 | 26 | 129 | 23 |  | Fixed | Roof
Solar Registration Program | NJSRRE1541495045 | Franklin Twp. Somerset | 8873 | 5 | 7.8 | Residential | Yes | Behind the Meter | All Season Solar | PSE&G | Accepted | 2019-06-26 | 2019-07-01 | 2020-07-01 | Enphase | IQ7 | Inverters | 240 |  | 26 |  |  | 0.97 |  | Outdoor | Under Module
Solar Registration Program | NJSRRE1541873691 | Garfield | 7026 | 7 | 7.8 | Residential | No | Behind the Meter | Ecological Systems LLC | PSE&G | Accepted | 2019-08-22 | 2019-08-26 | 2020-08-26 | Blue Sun | BSM300M | Solar Panels |  | 0.3 | 26 | 270 | 20 |  | Fixed | Roof
Solar Registration Program | NJSRRE1541873691 | Garfield | 7026 | 7 | 7.8 | Residential | No | Behind the Meter | Ecological Systems LLC | PSE&G | Accepted | 2019-08-22 | 2019-08-26 | 2020-08-26 | SMA | 5.0-US | Inverters | 5000 |  | 1 |  |  | 0.97 |  | Outside | at meter
Solar Registration Program | NJSRRE1541873691 | Garfield | 7026 | 7 | 7.8 | Residential | No | Behind the Meter | Ecological Systems LLC | PSE&G | Accepted | 2019-08-22 | 2019-08-26 | 2020-08-26 | Solar Log | CL200 | Meters |  |  | 1 |  |  |  |  | Outdoor
Solar Registration Program | NJSRRE1542377411 | Pleasantville | 8232 | 19 | 7.8 | Residential | Yes | Behind the Meter | Bright Planet Solar | AC Electric | Accepted | 2019-09-10 | 2019-09-12 | 2020-09-12 | TRINA SOLAR | TSM-DD05A.05(II) 300W | Solar Panels |  | 0.3 | 18 | 124 | 20 |  | Fixed | Roof
Solar Registration Program | NJSRRE1542377411 | Pleasantville | 8232 | 19 | 7.8 | Residential | Yes | Behind the Meter | Bright Planet Solar | AC Electric | Accepted | 2019-09-10 | 2019-09-12 | 2020-09-12 | SOLAR EDGE | TSM-DD05A.05(II) 300W | Solar Panels |  | 0.3 | 8 | 304 | 20 |  | Fixed | Roof
Solar Registration Program | NJSRRE1542377411 | Pleasantville | 8232 | 19 | 7.8 | Residential | Yes | Behind the Meter | Bright Planet Solar | AC Electric | Accepted | 2019-09-10 | 2019-09-12 | 2020-09-12 | SOLAR EDGE | SE6000H-USRGM | Inverters | 6000 |  | 1 |  |  | 0.98 |  | Outdoor | NEXT TO METER
Solar Registration Program | NJSRRE1542377560 | Burlington TWP | 8016 | 13 | 7.8 | Residential | Yes | Behind the Meter | 1st Light Energy Inc | PSE&G | Accepted | 2019-09-10 | 2019-09-12 | 2020-09-12 | Trina | TSM-300DD05A.05 | Solar Panels |  | 0.3 | 3 | 251 | 18 |  | Fixed | Roof
Solar Registration Program | NJSRRE1542377560 | Burlington TWP | 8016 | 13 | 7.8 | Residential | Yes | Behind the Meter | 1st Light Energy Inc | PSE&G | Accepted | 2019-09-10 | 2019-09-12 | 2020-09-12 | Trina | TSM-300DD05A.05 | Solar Panels |  | 0.3 | 23 | 251 | 18 |  | Fixed | Roof
Solar Registration Program | NJSRRE1542377560 | Burlington TWP | 8016 | 13 | 7.8 | Residential | Yes | Behind the Meter | 1st Light Energy Inc | PSE&G | Accepted | 2019-09-10 | 2019-09-12 | 2020-09-12 | SolarEdge | SE7600H-USRGM | Inverters | 7600 |  | 1 |  |  | 0.99 |  | Outside | within 10 feet of meter
Solar Registration Program | NJSRRE1542393336 | Pittstown | 8867 | 4 | 7.8 | Residential | No | Behind the Meter | Green Power Energy | JCP&L | Accepted | 2019-09-12 | 2019-09-16 | 2020-09-16 | Panasonic | VBHN325KA03 | Solar Panels |  | 0.325 | 24 | 178 | 45 |  | Fixed | Roof
Solar Registration Program | NJSRRE1542393336 | Pittstown | 8867 | 4 | 7.8 | Residential | No | Behind the Meter | Green Power Energy | JCP&L | Accepted | 2019-09-12 | 2019-09-16 | 2020-09-16 | Solar Edge | SE7600H-US | Inverters | 7600 |  | 1 |  |  | 0.97 |  | Outside | next to meter
Solar Registration Program | NJSRRE1542443566 | Highland Park | 8904 | 11 | 7.8 | Residential | No | Behind the Meter | Green Power Energy | PSE&G | Accepted | 2019-09-26 | 2019-09-30 | 2020-09-30 | Panasonic | VBHN325KA03 | Solar Panels |  | 0.325 | 16 | 254 | 30 |  | Fixed | Roof
Solar Registration Program | NJSRRE1542443566 | Highland Park | 8904 | 11 | 7.8 | Residential | No | Behind the Meter | Green Power Energy | PSE&G | Accepted | 2019-09-26 | 2019-09-30 | 2020-09-30 | Panasonic | VBHN325KA03 | Solar Panels |  | 0.325 | 8 | 163 | 30 |  | Fixed | Roof
Solar Registration Program | NJSRRE1542443566 | Highland Park | 8904 | 11 | 7.8 | Residential | No | Behind the Meter | Green Power Energy | PSE&G | Accepted | 2019-09-26 | 2019-09-30 | 2020-09-30 | Solar Edge | SE7600H-US | Inverters | 7600 |  | 1 |  |  | 0.97 |  | Outside | next to meter
Solar Registration Program | NJSRRE1542443620 | Monmouth Beach | 7750 | 17 | 7.8 | Residential | No | Behind the Meter | Green Power Energy | JCP&L | Accepted | 2019-09-26 | 2019-09-30 | 2020-09-30 | Panasonic | VBHN325KA03 | Solar Panels |  | 0.325 | 24 | 180 | 30 |  | Fixed | Roof
Solar Registration Program | NJSRRE1542443620 | Monmouth Beach | 7750 | 17 | 7.8 | Residential | No | Behind the Meter | Green Power Energy | JCP&L | Accepted | 2019-09-26 | 2019-09-30 | 2020-09-30 | Solar Edge | SE7600H-US | Inverters | 7600 |  | 1 |  |  | 0.97 |  | Outside | next to meter
Solar Registration Program | NJSRRE1542448117 | Long Valley | 7853 | 3 | 7.8 | Residential | No | Behind the Meter | Fullers Energy | JCP&L | Accepted | 2019-09-27 | 2019-10-01 | 2020-10-01 | Panasonic | N325 | Solar Panels |  | 0.325 | 24 | 180 | 35 |  | Double Axis | Ground
Solar Registration Program | NJSRRE1542448117 | Long Valley | 7853 | 3 | 7.8 | Residential | No | Behind the Meter | Fullers Energy | JCP&L | Accepted | 2019-09-27 | 2019-10-01 | 2020-10-01 | Enphase | IQ7X | Inverters | 315 |  | 24 |  |  | 0.975 |  | Outside | tracker
Solar Registration Program | NJSRRE1542448117 | Long Valley | 7853 | 3 | 7.8 | Residential | No | Behind the Meter | Fullers Energy | JCP&L | Accepted | 2019-09-27 | 2019-10-01 | 2020-10-01 | Enphase | Envoy IQ | Meters |  |  | 1 |  |  |  | Yes | Indoor
Solar Registration Program | NJSRRE1542460150 | Vineland | 8360 | 20 | 7.8 | Residential | Yes | Behind the Meter | Bright Planet Solar | Vineland Muni Electric | Accepted | 2019-09-28 | 2019-10-01 | 2020-10-01 | Trina Solar | TSM-DD05A.18(II) 300W | Solar Panels |  | 0.3 | 14 | 272 | 20 |  | Fixed | Roof
Solar Registration Program | NJSRRE1542460150 | Vineland | 8360 | 20 | 7.8 | Residential | Yes | Behind the Meter | Bright Planet Solar | Vineland Muni Electric | Accepted | 2019-09-28 | 2019-10-01 | 2020-10-01 | Trina Solar | TSM-DD05A.18(II) 300W | Solar Panels |  | 0.3 | 10 | 92 | 13 |  | Fixed | Roof
Solar Registration Program | NJSRRE1542460150 | Vineland | 8360 | 20 | 7.8 | Residential | Yes | Behind the Meter | Bright Planet Solar | Vineland Muni Electric | Accepted | 2019-09-28 | 2019-10-01 | 2020-10-01 | Trina Solar | TSM-DD05A.18(II) 300W | Solar Panels |  | 0.3 | 2 | 92 | 20 |  | Fixed | Roof
Solar Registration Program | NJSRRE1542460150 | Vineland | 8360 | 20 | 7.8 | Residential | Yes | Behind the Meter | Bright Planet Solar | Vineland Muni Electric | Accepted | 2019-09-28 | 2019-10-01 | 2020-10-01 | Solar Edge | SE6000H-USRGM | Inverters | 6000 |  | 1 |  |  | 0.98 |  | Outdoor | Next to meter
Solar Registration Program | NJSRRE1542497296 | BELFORD | 7718 | 17 | 7.8 | Residential | Yes | Behind the Meter | Vivint Solar Developer, LLC | JCP&L | Accepted | 2019-10-02 | 2019-10-04 | 2020-10-04 | Trina Solar | TSM-260PD05.08 | Solar Panels |  | 0.26 | 12 | 298 | 22 |  | Fixed | Roof
Solar Registration Program | NJSRRE1542497296 | BELFORD | 7718 | 17 | 7.8 | Residential | Yes | Behind the Meter | Vivint Solar Developer, LLC | JCP&L | Accepted | 2019-10-02 | 2019-10-04 | 2020-10-04 | Trina Solar | TSM-260PD05.08 | Solar Panels |  | 0.26 | 18 | 118 | 22 |  | Fixed | Roof
Solar Registration Program | NJSRRE1542497296 | BELFORD | 7718 | 17 | 7.8 | Residential | Yes | Behind the Meter | Vivint Solar Developer, LLC | JCP&L | Accepted | 2019-10-02 | 2019-10-04 | 2020-10-04 | Enphase | M215-60-2LL-S22-IG | Inverters | 215 |  | 30 |  |  | 0.96 |  | Other | Underneath each module
Solar Registration Program | NJSRRE1542526475 | Belle Meade | 8502 | 5 | 7.8 | Residential | No | Behind the Meter | NJ Solar Power, LLC | PSE&G | Accepted | 2019-10-10 | 2019-10-14 | 2020-10-14 | Panasonic | VBHN325KA03 | Solar Panels |  | 0.325 | 24 | 181 | 37 |  | Fixed | Roof
Solar Registration Program | NJSRRE1542526475 | Belle Meade | 8502 | 5 | 7.8 | Residential | No | Behind the Meter | NJ Solar Power, LLC | PSE&G | Accepted | 2019-10-10 | 2019-10-14 | 2020-10-14 | Solaredge | SE7600H-US | Inverters | 7600 |  | 1 |  |  | 0.99 |  | Indoor | garage
Solar Registration Program | NJSRRE1542581400 | Pilesgrove | 8098 | 16 | 7.8 | Residential | No | Behind the Meter | Sunny Corp | AC Electric | Accepted | 2019-10-25 | 2019-10-28 | 2020-10-28 | Paansonic | VBHN325KA03 | Solar Panels |  | 0.325 | 11 | 201 | 35 |  | Fixed | Roof
Solar Registration Program | NJSRRE1542581400 | Pilesgrove | 8098 | 16 | 7.8 | Residential | No | Behind the Meter | Sunny Corp | AC Electric | Accepted | 2019-10-25 | 2019-10-28 | 2020-10-28 | PANASONIC | VBHN325KA03 | Solar Panels |  | 0.325 | 13 | 112 | 36 |  | Fixed | Roof
Solar Registration Program | NJSRRE1542581400 | Pilesgrove | 8098 | 16 | 7.8 | Residential | No | Behind the Meter | Sunny Corp | AC Electric | Accepted | 2019-10-25 | 2019-10-28 | 2020-10-28 | SOLAREDGE | SE6000H-US | Inverters | 6000 |  | 1 |  |  | 0.992 |  | Outside | Garage
Solar Registration Program | NJSRRE1543533442 | Bergenfield | 7621 | 7 | 7.8 | Residential | No | Behind the Meter | Advanced Solar & Energy Solutions, LLC | PSE&G | Accepted | 2019-12-16 | 2019-12-17 | 2020-12-17 | Trina Solar | TSM325w | Solar Panels |  | 0.325 | 24 | 175 | 19 |  | Fixed | Roof
Solar Registration Program | NJSRRE1543533442 | Bergenfield | 7621 | 7 | 7.8 | Residential | No | Behind the Meter | Advanced Solar & Energy Solutions, LLC | PSE&G | Accepted | 2019-12-16 | 2019-12-17 | 2020-12-17 | Solar Edge | SE7600A-US | Inverters | 7600 |  | 1 |  |  | 0.97 |  | Indoor | basement
Solar Registration Program | NJSRRE1541432092 | North Bergen | 7047 | 8 | 7.82 | Residential | No | Behind the Meter | Pro Custom Solar dba Momentum Solar | PSE&G | Accepted | 2019-06-19 | 2019-06-24 | 2020-06-24 | LG | LG 340N1C-V5 | Solar Panels |  | 0.34 | 15 | 121 | 40 |  | Fixed | Roof
Solar Registration Program | NJSRRE1541432092 | North Bergen | 7047 | 8 | 7.82 | Residential | No | Behind the Meter | Pro Custom Solar dba Momentum Solar | PSE&G | Accepted | 2019-06-19 | 2019-06-24 | 2020-06-24 | LG | LG 340N1C-V5 | Solar Panels |  | 0.34 | 5 | 301 | 40 |  | Fixed | Roof
Solar Registration Program | NJSRRE1541432092 | North Bergen | 7047 | 8 | 7.82 | Residential | No | Behind the Meter | Pro Custom Solar dba Momentum Solar | PSE&G | Accepted | 2019-06-19 | 2019-06-24 | 2020-06-24 | LG | LG 340N1C-V5 | Solar Panels |  | 0.34 | 3 | 31 | 8 |  | Fixed | Roof
Solar Registration Program | NJSRRE1541432092 | North Bergen | 7047 | 8 | 7.82 | Residential | No | Behind the Meter | Pro Custom Solar dba Momentum Solar | PSE&G | Accepted | 2019-06-19 | 2019-06-24 | 2020-06-24 | ENPHASE | IQ7-60-2-US | Inverters | 250 |  | 23 |  |  | 0.97 |  | Outdoor | ROOF
Solar Registration Program | NJSRRE1541513093 | Whippany | 7981 | 3 | 7.82 | Commercial | No | Behind the Meter | Antonio L. Dimichino LLC | JCP&L | Accepted | 2019-06-29 | 2019-07-03 | 2020-07-03 | Hanwah Solar One | 345 | Solar Panels |  | 0.34 | 23 | 180 | 10 |  | Fixed | Roof
Solar Registration Program | NJSRRE1541513093 | Whippany | 7981 | 3 | 7.82 | Commercial | No | Behind the Meter | Antonio L. Dimichino LLC | JCP&L | Accepted | 2019-06-29 | 2019-07-03 | 2020-07-03 | Solar Edge | 7600 | Inverters | 7600 |  | 1 |  |  | 0.97 |  | Outside | next to meter
Solar Registration Program | NJSRRE1543513027 | Morganville, NJ 0775 | 7751 | 17 | 7.82 | Residential | No | Behind the Meter | Green Power Energy | JCP&L | Accepted | 2019-12-11 | 2019-12-16 | 2020-12-16 | Panasonic | VBHN340SA17 | Solar Panels |  | 0.34 | 19 | 262 | 27 |  | Fixed | Roof
Solar Registration Program | NJSRRE1543513027 | Morganville, NJ 0775 | 7751 | 17 | 7.82 | Residential | No | Behind the Meter | Green Power Energy | JCP&L | Accepted | 2019-12-11 | 2019-12-16 | 2020-12-16 | Panasonic | VBHN340SA17 | Solar Panels |  | 0.34 | 4 | 82 | 27 |  | Fixed | Roof
Solar Registration Program | NJSRRE1543513027 | Morganville, NJ 0775 | 7751 | 17 | 7.82 | Residential | No | Behind the Meter | Green Power Energy | JCP&L | Accepted | 2019-12-11 | 2019-12-16 | 2020-12-16 | SolarEdge | SE7600H-US | Inverters | 7600 |  | 1 |  |  | 0.97 |  | Outside | Next to meter
Solar Registration Program | NJSRRE1540220004 | New Brunswick | 8901 | 11 | 7.83 | Residential | Yes | Behind the Meter | Pro Custom Solar dba Momentum Solar | PSE&G | Accepted | 2019-01-09 | 2019-01-14 | 2020-01-14 | REC SOLAR | REC290TP2 BLK | Solar Panels |  | 0.29 | 9 | 127 | 31 |  | Fixed | Roof
Solar Registration Program | NJSRRE1540220004 | New Brunswick | 8901 | 11 | 7.83 | Residential | Yes | Behind the Meter | Pro Custom Solar dba Momentum Solar | PSE&G | Accepted | 2019-01-09 | 2019-01-14 | 2020-01-14 | REC SOLAR | REC290TP2 BLK | Solar Panels |  | 0.29 | 9 | 307 | 31 |  | Fixed | Roof
Solar Registration Program | NJSRRE1540220004 | New Brunswick | 8901 | 11 | 7.83 | Residential | Yes | Behind the Meter | Pro Custom Solar dba Momentum Solar | PSE&G | Accepted | 2019-01-09 | 2019-01-14 | 2020-01-14 | REC SOALR | REC290TP2 BLK | Solar Panels |  | 0.29 | 9 | 40 | 37 |  | Fixed | Roof
Solar Registration Program | NJSRRE1540220004 | New Brunswick | 8901 | 11 | 7.83 | Residential | Yes | Behind the Meter | Pro Custom Solar dba Momentum Solar | PSE&G | Accepted | 2019-01-09 | 2019-01-14 | 2020-01-14 | ENPHASE | IQ7-60-2-US | Inverters | 250 |  | 27 |  |  | 0.97 |  | Outdoor | ROOF
Solar Registration Program | NJSRRE1540244645 | Englishtown | 7726 | 17 | 7.83 | Residential | Yes | Behind the Meter | Sunrun Installation Services, Inc. | JCP&L | Accepted | 2019-01-15 | 2019-01-18 | 2020-01-18 | REC Solar | REC290TP2 BLK | Solar Panels |  | 0.29 | 27 | 202 | 34 |  | Fixed | Roof
Solar Registration Program | NJSRRE1540244645 | Englishtown | 7726 | 17 | 7.83 | Residential | Yes | Behind the Meter | Sunrun Installation Services, Inc. | JCP&L | Accepted | 2019-01-15 | 2019-01-18 | 2020-01-18 | SMA America | SB7.0-1SP-US-40 | Inverters | 7000 |  | 1 |  |  | 0.96 |  | Outdoor | Next To Meter
Solar Registration Program | NJSRRE1540307122 | Brick | 8723 | 18 | 7.83 | Residential | Yes | Behind the Meter | Sunrun Installation Services, Inc. | JCP&L | Accepted | 2019-02-01 | 2019-02-04 | 2020-02-04 | REC Solar | REC290TP2 BLK | Solar Panels |  | 0.29 | 16 | 129 | 18 |  | Fixed | Roof
Solar Registration Program | NJSRRE1540307122 | Brick | 8723 | 18 | 7.83 | Residential | Yes | Behind the Meter | Sunrun Installation Services, Inc. | JCP&L | Accepted | 2019-02-01 | 2019-02-04 | 2020-02-04 | REC Solar | REC290TP2 BLK | Solar Panels |  | 0.29 | 11 | 218 | 14 |  | Fixed | Roof
Solar Registration Program | NJSRRE1540307122 | Brick | 8723 | 18 | 7.83 | Residential | Yes | Behind the Meter | Sunrun Installation Services, Inc. | JCP&L | Accepted | 2019-02-01 | 2019-02-04 | 2020-02-04 | SMA America | SB7.0-1SP-US-40 | Inverters | 7000 |  | 1 |  |  | 0.96 |  | Outdoor | Next To Meter
Solar Registration Program | NJSRRE1540387899 | Bargaintown | 8234 | 19 | 7.83 | Residential | Yes | Behind the Meter | Sunrun Installation Services, Inc. | AC Electric | Accepted | 2019-02-22 | 2019-02-26 | 2020-02-26 | REC Solar | REC290TP2 BLK | Solar Panels |  | 0.29 | 27 | 209 | 30 |  | Fixed | Roof
Solar Registration Program | NJSRRE1540387899 | Bargaintown | 8234 | 19 | 7.83 | Residential | Yes | Behind the Meter | Sunrun Installation Services, Inc. | AC Electric | Accepted | 2019-02-22 | 2019-02-26 | 2020-02-26 | SMA America | SB7.0-1SP-US-40 | Inverters | 7000 |  | 1 |  |  | 0.96 |  | Outdoor | Next To Meter
Solar Registration Program | NJSRRE1540412709 | Plainfield City | 7062 | 10 | 7.83 | Residential | Yes | Behind the Meter | Sunrun Installation Services, Inc. | PSE&G | Accepted | 2019-03-01 | 2019-03-04 | 2020-03-04 | REC Solar | REC290TP2 BLK | Solar Panels |  | 0.29 | 10 | 216 | 14 |  | Fixed | Roof
Solar Registration Program | NJSRRE1540412709 | Plainfield City | 7062 | 10 | 7.83 | Residential | Yes | Behind the Meter | Sunrun Installation Services, Inc. | PSE&G | Accepted | 2019-03-01 | 2019-03-04 | 2020-03-04 | REC Solar | REC290TP2 BLK | Solar Panels |  | 0.29 | 17 | 216 | 27 |  | Fixed | Roof
Solar Registration Program | NJSRRE1540412709 | Plainfield City | 7062 | 10 | 7.83 | Residential | Yes | Behind the Meter | Sunrun Installation Services, Inc. | PSE&G | Accepted | 2019-03-01 | 2019-03-04 | 2020-03-04 | SMA America | SB7.0-1SP-US-40 | Inverters | 7000 |  | 1 |  |  | 0.96 |  | Outdoor | Next To Meter
Solar Registration Program | NJSRRE1540500057 | Elmwood Park Boro | 7407 | 7 | 7.83 | Residential | Yes | Behind the Meter | Sunrun Installation Services, Inc. | PSE&G | Accepted | 2019-03-19 | 2019-03-20 | 2020-03-20 | REC Solar | REC290TP2 BLK | Solar Panels |  | 0.29 | 16 | 160 | 14 |  | Fixed | Roof
Solar Registration Program | NJSRRE1540500057 | Elmwood Park Boro | 7407 | 7 | 7.83 | Residential | Yes | Behind the Meter | Sunrun Installation Services, Inc. | PSE&G | Accepted | 2019-03-19 | 2019-03-20 | 2020-03-20 | REC Solar | REC290TP2 BLK | Solar Panels |  | 0.29 | 11 | 340 | 40 |  | Fixed | Roof
Solar Registration Program | NJSRRE1540500057 | Elmwood Park Boro | 7407 | 7 | 7.83 | Residential | Yes | Behind the Meter | Sunrun Installation Services, Inc. | PSE&G | Accepted | 2019-03-19 | 2019-03-20 | 2020-03-20 | SMA America | SB7.0-1SP-US-40 | Inverters | 7000 |  | 1 |  |  | 0.96 |  | Outdoor | Next To Meter
Solar Registration Program | NJSRRE1540571550 | Norma | 8347 | 16 | 7.83 | Residential | Yes | Behind the Meter | Sunrun Installation Services, Inc. | AC Electric | Accepted | 2019-03-22 | 2019-03-26 | 2020-03-26 | REC Solar | REC290TP2 BLK | Solar Panels |  | 0.29 | 27 | 257 | 23 |  | Fixed | Roof
Solar Registration Program | NJSRRE1540571550 | Norma | 8347 | 16 | 7.83 | Residential | Yes | Behind the Meter | Sunrun Installation Services, Inc. | AC Electric | Accepted | 2019-03-22 | 2019-03-26 | 2020-03-26 | SMA America | SB7.0-1SP-US-40 | Inverters | 7000 |  | 1 |  |  | 0.96 |  | Outdoor | Next To Meter
Solar Registration Program | NJSRRE1540743004 | Franklin Twp Som | 8873 | 5 | 7.83 | Residential | Yes | Behind the Meter | Sunrun Installation Services, Inc. | PSE&G | Accepted | 2019-03-27 | 2019-03-28 | 2020-03-28 | REC Solar | REC290TP2 BLK | Solar Panels |  | 0.29 | 27 | 218 | 40 |  | Fixed | Roof
Solar Registration Program | NJSRRE1540743004 | Franklin Twp Som | 8873 | 5 | 7.83 | Residential | Yes | Behind the Meter | Sunrun Installation Services, Inc. | PSE&G | Accepted | 2019-03-27 | 2019-03-28 | 2020-03-28 | SMA America | SB7.0-1SP-US-40 | Inverters | 7000 |  | 1 |  |  | 0.96 |  | Outdoor | Next To Meter
Solar Registration Program | NJSRRE1540743114 | Runnemede Boro | 8078 | 14 | 7.83 | Residential | Yes | Behind the Meter | Sunrun Installation Services, Inc. | PSE&G | Accepted | 2019-03-27 | 2019-03-28 | 2020-03-28 | REC Solar | REC290TP2 BLK | Solar Panels |  | 0.29 | 9 | 219 | 23 |  | Fixed | Roof
Solar Registration Program | NJSRRE1540743114 | Runnemede Boro | 8078 | 14 | 7.83 | Residential | Yes | Behind the Meter | Sunrun Installation Services, Inc. | PSE&G | Accepted | 2019-03-27 | 2019-03-28 | 2020-03-28 | REC Solar | REC290TP2 BLK | Solar Panels |  | 0.29 | 9 | 129 | 21 |  | Fixed | Roof
Solar Registration Program | NJSRRE1540743114 | Runnemede Boro | 8078 | 14 | 7.83 | Residential | Yes | Behind the Meter | Sunrun Installation Services, Inc. | PSE&G | Accepted | 2019-03-27 | 2019-03-28 | 2020-03-28 | REC Solar | REC290TP2 BLK | Solar Panels |  | 0.29 | 9 | 40 | 23 |  | Fixed | Roof
Solar Registration Program | NJSRRE1540743114 | Runnemede Boro | 8078 | 14 | 7.83 | Residential | Yes | Behind the Meter | Sunrun Installation Services, Inc. | PSE&G | Accepted | 2019-03-27 | 2019-03-28 | 2020-03-28 | SMA America | SB7.0-1SP-US-40 | Inverters | 7000 |  | 1 |  |  | 0.96 |  | Outdoor | Next To Meter
Solar Registration Program | NJSRRE1540849295 | Denville | 7834 | 3 | 7.83 | Residential | Yes | Behind the Meter | Sunrun Installation Services, Inc. | JCP&L | Accepted | 2019-04-12 | 2019-04-15 | 2020-04-15 | REC Solar | REC290TP2 BLK | Solar Panels |  | 0.29 | 7 | 120 | 23 |  | Fixed | Roof
Solar Registration Program | NJSRRE1540849295 | Denville | 7834 | 3 | 7.83 | Residential | Yes | Behind the Meter | Sunrun Installation Services, Inc. | JCP&L | Accepted | 2019-04-12 | 2019-04-15 | 2020-04-15 | REC Solar | REC290TP2 BLK | Solar Panels |  | 0.29 | 20 | 209 | 23 |  | Fixed | Roof
Solar Registration Program | NJSRRE1540849295 | Denville | 7834 | 3 | 7.83 | Residential | Yes | Behind the Meter | Sunrun Installation Services, Inc. | JCP&L | Accepted | 2019-04-12 | 2019-04-15 | 2020-04-15 | SMA America | SB7.0-1SP-US-40 | Inverters | 7000 |  | 1 |  |  | 0.96 |  | Outdoor | Next To Meter
Solar Registration Program | NJSRRE1540856561 | Whiting | 8759 | 18 | 7.83 | Residential | Yes | Behind the Meter | Sunrun Installation Services, Inc. | JCP&L | Accepted | 2019-04-16 | 2019-05-01 | 2020-05-01 | REC Solar | REC290TP2 BLK | Solar Panels |  | 0.29 | 9 | 15 | 34 |  | Fixed | Roof
Solar Registration Program | NJSRRE1540856561 | Whiting | 8759 | 18 | 7.83 | Residential | Yes | Behind the Meter | Sunrun Installation Services, Inc. | JCP&L | Accepted | 2019-04-16 | 2019-05-01 | 2020-05-01 | REC Solar | REC290TP2 BLK | Solar Panels |  | 0.29 | 11 | 195 | 34 |  | Fixed | Roof
Solar Registration Program | NJSRRE1540856561 | Whiting | 8759 | 18 | 7.83 | Residential | Yes | Behind the Meter | Sunrun Installation Services, Inc. | JCP&L | Accepted | 2019-04-16 | 2019-05-01 | 2020-05-01 | REC Solar | REC290TP2 BLK | Solar Panels |  | 0.29 | 2 | 105 | 23 |  | Fixed | Roof
Solar Registration Program | NJSRRE1540856561 | Whiting | 8759 | 18 | 7.83 | Residential | Yes | Behind the Meter | Sunrun Installation Services, Inc. | JCP&L | Accepted | 2019-04-16 | 2019-05-01 | 2020-05-01 | REC Solar | REC290TP2 BLK | Solar Panels |  | 0.29 | 4 | 285 | 21 |  | Fixed | Roof
Solar Registration Program | NJSRRE1540856561 | Whiting | 8759 | 18 | 7.83 | Residential | Yes | Behind the Meter | Sunrun Installation Services, Inc. | JCP&L | Accepted | 2019-04-16 | 2019-05-01 | 2020-05-01 | REC Solar | REC290TP2 BLK | Solar Panels |  | 0.29 | 1 | 15 | 5 |  | Fixed | Roof
Solar Registration Program | NJSRRE1540856561 | Whiting | 8759 | 18 | 7.83 | Residential | Yes | Behind the Meter | Sunrun Installation Services, Inc. | JCP&L | Accepted | 2019-04-16 | 2019-05-01 | 2020-05-01 | SolarEdge Technologies | SE7600H-USRGM | Inverters | 7600 |  | 1 |  |  | 0.96 |  | Outdoor | meter
Solar Registration Program | NJSRRE1540873783 | Cliffside Park Boro | 7010 | 7 | 7.83 | Residential | Yes | Behind the Meter | Sunrun Installation Services, Inc. | PSE&G | Accepted | 2019-04-23 | 2019-04-24 | 2020-04-24 | REC Solar | REC290TP2 BLK | Solar Panels |  | 0.29 | 27 | 303 | 34 |  | Fixed | Roof
Solar Registration Program | NJSRRE1540873783 | Cliffside Park Boro | 7010 | 7 | 7.83 | Residential | Yes | Behind the Meter | Sunrun Installation Services, Inc. | PSE&G | Accepted | 2019-04-23 | 2019-04-24 | 2020-04-24 | SMA America | SB7.0-1SP-US-40 | Inverters | 7000 |  | 1 |  |  | 0.96 |  | Outdoor | Next To Meter
Solar Registration Program | NJSRRE1540913015 | McKee City | 8234 | 19 | 7.83 | Residential | Yes | Behind the Meter | Sunrun Installation Services, Inc. | AC Electric | Accepted | 2019-05-01 | 2019-05-03 | 2020-05-03 | REC Solar | REC290TP2 BLK | Solar Panels |  | 0.29 | 27 | 202 | 34 |  | Fixed | Roof
Solar Registration Program | NJSRRE1540913015 | McKee City | 8234 | 19 | 7.83 | Residential | Yes | Behind the Meter | Sunrun Installation Services, Inc. | AC Electric | Accepted | 2019-05-01 | 2019-05-03 | 2020-05-03 | SMA America | SB7.0-1SP-US-40 | Inverters | 7000 |  | 1 |  |  | 0.96 |  | Outdoor | Next To Meter
Solar Registration Program | NJSRRE1540967470 | Pleasantville | 8232 | 19 | 7.83 | Residential | Yes | Behind the Meter | Sunrun Installation Services, Inc. | AC Electric | Accepted | 2019-05-07 | 2019-05-10 | 2020-05-10 | REC Solar | REC290TP2 BLK | Solar Panels |  | 0.29 | 3 | 206 | 18 |  | Fixed | Roof
Solar Registration Program | NJSRRE1540967470 | Pleasantville | 8232 | 19 | 7.83 | Residential | Yes | Behind the Meter | Sunrun Installation Services, Inc. | AC Electric | Accepted | 2019-05-07 | 2019-05-10 | 2020-05-10 | REC Solar | REC290TP2 BLK | Solar Panels |  | 0.29 | 22 | 115 | 30 |  | Fixed | Roof
Solar Registration Program | NJSRRE1540967470 | Pleasantville | 8232 | 19 | 7.83 | Residential | Yes | Behind the Meter | Sunrun Installation Services, Inc. | AC Electric | Accepted | 2019-05-07 | 2019-05-10 | 2020-05-10 | REC Solar | REC290TP2 BLK | Solar Panels |  | 0.29 | 2 | 206 | 28 |  | Fixed | Roof
Solar Registration Program | NJSRRE1540967470 | Pleasantville | 8232 | 19 | 7.83 | Residential | Yes | Behind the Meter | Sunrun Installation Services, Inc. | AC Electric | Accepted | 2019-05-07 | 2019-05-10 | 2020-05-10 | SolarEdge Technologies | SE7600H-USRGM | Inverters | 7600 |  | 1 |  |  | 0.96 |  | Outdoor | Next To Meter
Solar Registration Program | NJSRRE1541039383 | South Brunswick Twp | 8540 | 12 | 7.83 | Residential | No | Behind the Meter | Sunrun Installation Services, Inc. | PSE&G | Accepted | 2019-05-23 | 2019-05-29 | 2020-05-29 | REC Solar | REC290TP2 BLK | Solar Panels |  | 0.29 | 27 | 200 | 30 |  | Fixed | Roof
Solar Registration Program | NJSRRE1541039383 | South Brunswick Twp | 8540 | 12 | 7.83 | Residential | No | Behind the Meter | Sunrun Installation Services, Inc. | PSE&G | Accepted | 2019-05-23 | 2019-05-29 | 2020-05-29 | SMA America | SB7.0-1SP-US-40 | Inverters | 7000 |  | 1 |  |  | 0.96 |  | Outdoor | Next To Meter
Solar Registration Program | NJSRRE1541122614 | East Brunswick Twp NJ | 8816 | 11 | 7.83 | Residential | No | Behind the Meter | Sunrun Installation Services, Inc. | PSE&G | Accepted | 2019-06-06 | 2019-06-11 | 2020-06-11 | REC Solar | REC290TP2 BLK | Solar Panels |  | 0.29 | 27 | 211 | 29 |  | Fixed | Roof
Solar Registration Program | NJSRRE1541122614 | East Brunswick Twp NJ | 8816 | 11 | 7.83 | Residential | No | Behind the Meter | Sunrun Installation Services, Inc. | PSE&G | Accepted | 2019-06-06 | 2019-06-11 | 2020-06-11 | Ningbo Ginlong Technologies | Solis-1P7.6K-4G-US | Inverters | 7600 |  | 1 |  |  | 0.96 |  | Outdoor | Next To Meter
Solar Registration Program | NJSRRE1541415038 | Cape May Point | 8212 | 21 | 7.83 | Residential | Yes | Behind the Meter | Sunrun Installation Services, Inc. | AC Electric | Accepted | 2019-06-17 | 2019-06-20 | 2020-06-20 | REC Solar | REC290TP2 BLK | Solar Panels |  | 0.29 | 8 | 86 | 45 |  | Fixed | Roof
Solar Registration Program | NJSRRE1541415038 | Cape May Point | 8212 | 21 | 7.83 | Residential | Yes | Behind the Meter | Sunrun Installation Services, Inc. | AC Electric | Accepted | 2019-06-17 | 2019-06-20 | 2020-06-20 | REC Solar | REC290TP2 BLK | Solar Panels |  | 0.29 | 5 | 176 | 45 |  | Fixed | Roof
Solar Registration Program | NJSRRE1541415038 | Cape May Point | 8212 | 21 | 7.83 | Residential | Yes | Behind the Meter | Sunrun Installation Services, Inc. | AC Electric | Accepted | 2019-06-17 | 2019-06-20 | 2020-06-20 | REC Solar | REC290TP2 BLK | Solar Panels |  | 0.29 | 5 | 266 | 45 |  | Fixed | Roof
Solar Registration Program | NJSRRE1541415038 | Cape May Point | 8212 | 21 | 7.83 | Residential | Yes | Behind the Meter | Sunrun Installation Services, Inc. | AC Electric | Accepted | 2019-06-17 | 2019-06-20 | 2020-06-20 | REC Solar | REC290TP2 BLK | Solar Panels |  | 0.29 | 6 | 85 | 27 |  | Fixed | Roof
Solar Registration Program | NJSRRE1541415038 | Cape May Point | 8212 | 21 | 7.83 | Residential | Yes | Behind the Meter | Sunrun Installation Services, Inc. | AC Electric | Accepted | 2019-06-17 | 2019-06-20 | 2020-06-20 | REC Solar | REC290TP2 BLK | Solar Panels |  | 0.29 | 3 | 176 | 10 |  | Fixed | Roof
Solar Registration Program | NJSRRE1541415038 | Cape May Point | 8212 | 21 | 7.83 | Residential | Yes | Behind the Meter | Sunrun Installation Services, Inc. | AC Electric | Accepted | 2019-06-17 | 2019-06-20 | 2020-06-20 | SolarEdge Technologies | SE7600H-USRGM | Inverters | 7600 |  | 1 |  |  | 0.96 |  | Outdoor | Next To Meter
Solar Registration Program | NJSRRE1541516253 | River Edge | 7661 | 7 | 7.83 | Residential | Yes | Behind the Meter | Sunrun Installation Services, Inc. | PSE&G | Accepted | 2019-07-01 | 2019-07-05 | 2020-07-05 | REC Solar | REC290TP2 BLK | Solar Panels |  | 0.29 | 27 | 199 | 27 |  | Fixed | Roof
Solar Registration Program | NJSRRE1541516253 | River Edge | 7661 | 7 | 7.83 | Residential | Yes | Behind the Meter | Sunrun Installation Services, Inc. | PSE&G | Accepted | 2019-07-01 | 2019-07-05 | 2020-07-05 | Ningbo Ginlong Technologies | Solis-1P7.6K-4G-US | Inverters | 7600 |  | 1 |  |  | 0.96 |  | Outdoor | Next To Meter
Solar Registration Program | NJSRRE1541693603 | East Brunswick | 8816 | 11 | 7.83 | Residential | Yes | Behind the Meter | Sunrun Installation Services, Inc. | PSE&G | Accepted | 2019-07-22 | 2019-07-24 | 2020-07-24 | REC Solar | REC290TP2 BLK | Solar Panels |  | 0.29 | 9 | 309 | 18 |  | Fixed | Roof
Solar Registration Program | NJSRRE1541693603 | East Brunswick | 8816 | 11 | 7.83 | Residential | Yes | Behind the Meter | Sunrun Installation Services, Inc. | PSE&G | Accepted | 2019-07-22 | 2019-07-24 | 2020-07-24 | REC Solar | REC290TP2 BLK | Solar Panels |  | 0.29 | 14 | 129 | 18 |  | Fixed | Roof
Solar Registration Program | NJSRRE1541693603 | East Brunswick | 8816 | 11 | 7.83 | Residential | Yes | Behind the Meter | Sunrun Installation Services, Inc. | PSE&G | Accepted | 2019-07-22 | 2019-07-24 | 2020-07-24 | REC Solar | REC290TP2 BLK | Solar Panels |  | 0.29 | 4 | 216 | 18 |  | Fixed | Roof
Solar Registration Program | NJSRRE1541693603 | East Brunswick | 8816 | 11 | 7.83 | Residential | Yes | Behind the Meter | Sunrun Installation Services, Inc. | PSE&G | Accepted | 2019-07-22 | 2019-07-24 | 2020-07-24 | SolarEdge Technologies | SE6000H-USRGM | Inverters | 6000 |  | 1 |  |  | 0.96 |  | Outdoor | Near Main Panel
Solar Registration Program | NJSRRE1541699734 | Hamilton Township | 8610 | 12 | 7.83 | Residential | Yes | Behind the Meter | Sunrun Installation Services, Inc. | PSE&G | Accepted | 2019-07-24 | 2019-07-29 | 2020-07-29 | REC Solar | REC290TP2 BLK | Solar Panels |  | 0.29 | 14 | 161 | 14 |  | Fixed | Roof
Solar Registration Program | NJSRRE1541699734 | Hamilton Township | 8610 | 12 | 7.83 | Residential | Yes | Behind the Meter | Sunrun Installation Services, Inc. | PSE&G | Accepted | 2019-07-24 | 2019-07-29 | 2020-07-29 | REC Solar | REC290TP2 BLK | Solar Panels |  | 0.29 | 13 | 161 | 9 |  | Fixed | Roof
Solar Registration Program | NJSRRE1541699734 | Hamilton Township | 8610 | 12 | 7.83 | Residential | Yes | Behind the Meter | Sunrun Installation Services, Inc. | PSE&G | Accepted | 2019-07-24 | 2019-07-29 | 2020-07-29 | Ningbo Ginlong Technologies | Solis-1P6K-4G-US | Inverters | 6000 |  | 1 |  |  | 0.96 |  | Outdoor | Next To Meter
Solar Registration Program | NJSRRE1541703876 | Petersburg | 8270 | 21 | 7.83 | Residential | Yes | Behind the Meter | Sunrun Installation Services, Inc. | AC Electric | Accepted | 2019-07-25 | 2019-07-30 | 2020-07-30 | REC Solar | REC290TP2 BLK | Solar Panels |  | 0.29 | 7 | 41 | 27 |  | Fixed | Roof
Solar Registration Program | NJSRRE1541703876 | Petersburg | 8270 | 21 | 7.83 | Residential | Yes | Behind the Meter | Sunrun Installation Services, Inc. | AC Electric | Accepted | 2019-07-25 | 2019-07-30 | 2020-07-30 | REC Solar | REC290TP2 BLK | Solar Panels |  | 0.29 | 8 | 221 | 27 |  | Fixed | Roof
Solar Registration Program | NJSRRE1541703876 | Petersburg | 8270 | 21 | 7.83 | Residential | Yes | Behind the Meter | Sunrun Installation Services, Inc. | AC Electric | Accepted | 2019-07-25 | 2019-07-30 | 2020-07-30 | REC Solar | REC290TP2 BLK | Solar Panels |  | 0.29 | 5 | 130 | 27 |  | Fixed | Roof
Solar Registration Program | NJSRRE1541703876 | Petersburg | 8270 | 21 | 7.83 | Residential | Yes | Behind the Meter | Sunrun Installation Services, Inc. | AC Electric | Accepted | 2019-07-25 | 2019-07-30 | 2020-07-30 | REC Solar | REC290TP2 BLK | Solar Panels |  | 0.29 | 7 | 310 | 27 |  | Fixed | Roof
Solar Registration Program | NJSRRE1541703876 | Petersburg | 8270 | 21 | 7.83 | Residential | Yes | Behind the Meter | Sunrun Installation Services, Inc. | AC Electric | Accepted | 2019-07-25 | 2019-07-30 | 2020-07-30 | Ningbo Ginlong Technologies | Solis-1P9K-4G-US | Inverters | 9000 |  | 1 |  |  | 0.96 |  | Outdoor | Next To Meter
Solar Registration Program | NJSRRE1541723986 | Cranbury | 8512 | 11 | 7.83 | Residential | No | Behind the Meter | Sunrun Installation Services, Inc. | PSE&G | Accepted | 2019-07-31 | 2019-08-05 | 2020-08-05 | REC Solar | REC290TP2 BLK | Solar Panels |  | 0.29 | 27 | 91 | 18 |  | Fixed | Roof
Solar Registration Program | NJSRRE1541723986 | Cranbury | 8512 | 11 | 7.83 | Residential | No | Behind the Meter | Sunrun Installation Services, Inc. | PSE&G | Accepted | 2019-07-31 | 2019-08-05 | 2020-08-05 | Ningbo Ginlong Technologies | Solis-1P6K-4G-US | Inverters | 6000 |  | 1 |  |  | 0.96 |  | Outdoor | Next To Meter
Solar Registration Program | NJSRRE1541851051 | Woodbridge Township | 8830 | 11 | 7.83 | Residential | No | Behind the Meter | Sunrun Installation Services, Inc. | PSE&G | Accepted | 2019-08-16 | 2019-08-23 | 2020-08-23 | REC Solar | REC290TP2 BLK | Solar Panels |  | 0.29 | 12 | 104 | 27 |  | Fixed | Roof
Solar Registration Program | NJSRRE1541851051 | Woodbridge Township | 8830 | 11 | 7.83 | Residential | No | Behind the Meter | Sunrun Installation Services, Inc. | PSE&G | Accepted | 2019-08-16 | 2019-08-23 | 2020-08-23 | REC Solar | REC290TP2 BLK | Solar Panels |  | 0.29 | 15 | 284 | 27 |  | Fixed | Roof
Solar Registration Program | NJSRRE1541851051 | Woodbridge Township | 8830 | 11 | 7.83 | Residential | No | Behind the Meter | Sunrun Installation Services, Inc. | PSE&G | Accepted | 2019-08-16 | 2019-08-23 | 2020-08-23 | Ningbo Ginlong Technologies | Solis-1P6K-4G-US | Inverters | 6000 |  | 1 |  |  | 0.96 |  | Outdoor | Next To Meter
Solar Registration Program | NJSRRE1541888771 | Rutherford | 7070 | 7 | 7.83 | Residential | Yes | Behind the Meter | Sunrun Installation Services, Inc. | PSE&G | Accepted | 2019-08-27 | 2019-08-30 | 2020-08-30 | REC Solar | REC290TP2 BLK | Solar Panels |  | 0.29 | 5 | 37 | 36 |  | Fixed | Roof
Solar Registration Program | NJSRRE1541888771 | Rutherford | 7070 | 7 | 7.83 | Residential | Yes | Behind the Meter | Sunrun Installation Services, Inc. | PSE&G | Accepted | 2019-08-27 | 2019-08-30 | 2020-08-30 | REC Solar | REC290TP2 BLK | Solar Panels |  | 0.29 | 9 | 126 | 34 |  | Fixed | Roof
Solar Registration Program | NJSRRE1541888771 | Rutherford | 7070 | 7 | 7.83 | Residential | Yes | Behind the Meter | Sunrun Installation Services, Inc. | PSE&G | Accepted | 2019-08-27 | 2019-08-30 | 2020-08-30 | REC Solar | REC290TP2 BLK | Solar Panels |  | 0.29 | 13 | 217 | 34 |  | Fixed | Roof
Solar Registration Program | NJSRRE1541888771 | Rutherford | 7070 | 7 | 7.83 | Residential | Yes | Behind the Meter | Sunrun Installation Services, Inc. | PSE&G | Accepted | 2019-08-27 | 2019-08-30 | 2020-08-30 | Ningbo Ginlong Technologies | Solis-1P6K-4G-US | Inverters | 6000 |  | 1 |  |  | 0.96 |  | Outdoor | Next To Meter
Solar Registration Program | NJSRRE1541938666 | Maywood Boro | 7607 | 7 | 7.83 | Residential | Yes | Behind the Meter | Sunrun Installation Services, Inc. | PSE&G | Accepted | 2019-08-29 | 2019-10-09 | 2020-10-09 | REC Solar | REC290TP2 BLK | Solar Panels |  | 0.29 | 11 | 308 | 27 |  | Fixed | Roof
Solar Registration Program | NJSRRE1541938666 | Maywood Boro | 7607 | 7 | 7.83 | Residential | Yes | Behind the Meter | Sunrun Installation Services, Inc. | PSE&G | Accepted | 2019-08-29 | 2019-10-09 | 2020-10-09 | REC Solar | REC290TP2 BLK | Solar Panels |  | 0.29 | 16 | 128 | 27 |  | Fixed | Roof
Solar Registration Program | NJSRRE1541938666 | Maywood Boro | 7607 | 7 | 7.83 | Residential | Yes | Behind the Meter | Sunrun Installation Services, Inc. | PSE&G | Accepted | 2019-08-29 | 2019-10-09 | 2020-10-09 | Ningbo Ginlong Technologies | Solis-1P6K-4G-US | Inverters | 6000 |  | 1 |  |  | 0.96 |  | Outdoor | Next To Meter
Solar Registration Program | NJSRRE1542248724 | Camden City | 8104 | 14 | 7.83 | Residential | Yes | Behind the Meter | Sunrun Installation Services, Inc. | PSE&G | Accepted | 2019-09-05 | 2019-09-10 | 2020-09-10 | REC Solar | REC290TP2 BLK | Solar Panels |  | 0.29 | 14 | 111 | 30 |  | Fixed | Roof
Solar Registration Program | NJSRRE1542248724 | Camden City | 8104 | 14 | 7.83 | Residential | Yes | Behind the Meter | Sunrun Installation Services, Inc. | PSE&G | Accepted | 2019-09-05 | 2019-09-10 | 2020-09-10 | REC Solar | REC290TP2 BLK | Solar Panels |  | 0.29 | 13 | 291 | 30 |  | Fixed | Roof
Solar Registration Program | NJSRRE1542248724 | Camden City | 8104 | 14 | 7.83 | Residential | Yes | Behind the Meter | Sunrun Installation Services, Inc. | PSE&G | Accepted | 2019-09-05 | 2019-09-10 | 2020-09-10 | Ningbo Ginlong Technologies | Solis-1P6K-4G-US | Inverters | 6000 |  | 1 |  |  | 0.96 |  | Outdoor | Next To Meter
Solar Registration Program | NJSRRE1542441499 | Salem | 8079 | 16 | 7.83 | Residential | Yes | Behind the Meter | Sunrun Installation Services, Inc. | AC Electric | Accepted | 2019-09-25 | 2019-09-27 | 2020-09-27 | REC Solar | REC290TP2 BLK | Solar Panels |  | 0.29 | 27 | 178 | 23 |  | Fixed | Roof
Solar Registration Program | NJSRRE1542441499 | Salem | 8079 | 16 | 7.83 | Residential | Yes | Behind the Meter | Sunrun Installation Services, Inc. | AC Electric | Accepted | 2019-09-25 | 2019-09-27 | 2020-09-27 | Ningbo Ginlong Technologies | Solis-1P6K-4G-US | Inverters | 6000 |  | 1 |  |  | 0.96 |  | Outdoor | Next To Meter
Solar Registration Program | NJSRRE1542441542 | Haledon | 7508 | 6 | 7.83 | Residential | Yes | Behind the Meter | Sunrun Installation Services, Inc. | PSE&G | Accepted | 2019-09-25 | 2019-09-27 | 2020-09-27 | REC Solar | REC290TP2 BLK | Solar Panels |  | 0.29 | 27 | 172 | 37 |  | Fixed | Roof
Solar Registration Program | NJSRRE1542441542 | Haledon | 7508 | 6 | 7.83 | Residential | Yes | Behind the Meter | Sunrun Installation Services, Inc. | PSE&G | Accepted | 2019-09-25 | 2019-09-27 | 2020-09-27 | Ningbo Ginlong Technologies | Solis-1P6K-4G-US | Inverters | 6000 |  | 1 |  |  | 0.96 |  | Outdoor | Next To Meter
Solar Registration Program | NJSRRE1542481285 | New Brunswick City | 8901 | 11 | 7.83 | Residential | Yes | Behind the Meter | Sunrun Installation Services, Inc. | PSE&G | Accepted | 2019-10-01 | 2019-10-03 | 2020-10-03 | REC Solar | REC290TP2 BLK | Solar Panels |  | 0.29 | 27 | 326 | 43 |  | Fixed | Roof
Solar Registration Program | NJSRRE1542481285 | New Brunswick City | 8901 | 11 | 7.83 | Residential | Yes | Behind the Meter | Sunrun Installation Services, Inc. | PSE&G | Accepted | 2019-10-01 | 2019-10-03 | 2020-10-03 | Ningbo Ginlong Technologies | Solis-1P6K-4G-US | Inverters | 6000 |  | 1 |  |  | 0.96 |  | Outdoor | Next To Meter
Solar Registration Program | NJSRRE1542481286 | East Brunswick Twp NJ | 8816 | 11 | 7.83 | Residential | Yes | Behind the Meter | Sunrun Installation Services, Inc. | PSE&G | Accepted | 2019-10-01 | 2019-10-03 | 2020-10-03 | REC Solar | REC290TP2 BLK | Solar Panels |  | 0.29 | 27 | 180 | 10 |  | Fixed | Roof
Solar Registration Program | NJSRRE1542481286 | East Brunswick Twp NJ | 8816 | 11 | 7.83 | Residential | Yes | Behind the Meter | Sunrun Installation Services, Inc. | PSE&G | Accepted | 2019-10-01 | 2019-10-03 | 2020-10-03 | Ningbo Ginlong Technologies | Solis-1P6K-4G-US | Inverters | 6000 |  | 1 |  |  | 0.96 |  | Outdoor | Next To Meter
Solar Registration Program | NJSRRE1542507804 | Newark City | 7105 | 9 | 7.83 | Residential | Yes | Behind the Meter | Sunrun Installation Services, Inc. | PSE&G | Accepted | 2019-10-04 | 2019-10-09 | 2020-10-09 | REC Solar | REC290TP2 BLK | Solar Panels |  | 0.29 | 10 | 300 | 23 |  | Fixed | Roof
Solar Registration Program | NJSRRE1542507804 | Newark City | 7105 | 9 | 7.83 | Residential | Yes | Behind the Meter | Sunrun Installation Services, Inc. | PSE&G | Accepted | 2019-10-04 | 2019-10-09 | 2020-10-09 | REC Solar | REC290TP2 BLK | Solar Panels |  | 0.29 | 17 | 121 | 18 |  | Fixed | Roof
Solar Registration Program | NJSRRE1542507804 | Newark City | 7105 | 9 | 7.83 | Residential | Yes | Behind the Meter | Sunrun Installation Services, Inc. | PSE&G | Accepted | 2019-10-04 | 2019-10-09 | 2020-10-09 | Ningbo Ginlong Technologies | Solis-1P6K-4G-US | Inverters | 6000 |  | 1 |  |  | 0.96 |  | Outdoor | Next To Meter
Solar Registration Program | NJSRRE1542521769 | Tuckerton | 8087 | 18 | 7.83 | Residential | Yes | Behind the Meter | Sunrun Installation Services, Inc. | AC Electric | Accepted | 2019-10-09 | 2019-10-11 | 2020-10-11 | REC Solar | REC290TP2 BLK | Solar Panels |  | 0.29 | 10 | 131 | 43 |  | Fixed | Roof
Solar Registration Program | NJSRRE1542521769 | Tuckerton | 8087 | 18 | 7.83 | Residential | Yes | Behind the Meter | Sunrun Installation Services, Inc. | AC Electric | Accepted | 2019-10-09 | 2019-10-11 | 2020-10-11 | REC Solar | REC290TP2 BLK | Solar Panels |  | 0.29 | 17 | 222 | 43 |  | Fixed | Roof
Solar Registration Program | NJSRRE1542521769 | Tuckerton | 8087 | 18 | 7.83 | Residential | Yes | Behind the Meter | Sunrun Installation Services, Inc. | AC Electric | Accepted | 2019-10-09 | 2019-10-11 | 2020-10-11 | Ningbo Ginlong Technologies | Solis-1P6K-4G-US | Inverters | 6000 |  | 1 |  |  | 0.96 |  | Outdoor | Next To Meter
Solar Registration Program | NJSRRE1542559545 | Irvington Town | 7111 | 9 | 7.83 | Residential | No | Behind the Meter | Sunrun Installation Services, Inc. | PSE&G | Accepted | 2019-10-18 | 2019-10-22 | 2020-10-22 | REC Solar | REC290TP2 BLK | Solar Panels |  | 0.29 | 24 | 199 | 27 |  | Fixed | Roof
Solar Registration Program | NJSRRE1542559545 | Irvington Town | 7111 | 9 | 7.83 | Residential | No | Behind the Meter | Sunrun Installation Services, Inc. | PSE&G | Accepted | 2019-10-18 | 2019-10-22 | 2020-10-22 | REC Solar | REC290TP2 BLK | Solar Panels |  | 0.29 | 3 | 19 | 27 |  | Fixed | Roof
Solar Registration Program | NJSRRE1542559545 | Irvington Town | 7111 | 9 | 7.83 | Residential | No | Behind the Meter | Sunrun Installation Services, Inc. | PSE&G | Accepted | 2019-10-18 | 2019-10-22 | 2020-10-22 | SolarEdge Technologies | SE7600H-USRGM | Inverters | 7600 |  | 1 |  |  | 0.96 |  | Outdoor | Next To Meter
Solar Registration Program | NJSRRE1542573072 | Sussex | 7461 | 1 | 7.83 | Residential | Yes | Behind the Meter | Sunrun Installation Services, Inc. | JCP&L | Accepted | 2019-10-21 | 2019-10-23 | 2020-10-23 | REC Solar | REC290TP2 BLK | Solar Panels |  | 0.29 | 8 | 54 | 23 |  | Fixed | Roof
Solar Registration Program | NJSRRE1542573072 | Sussex | 7461 | 1 | 7.83 | Residential | Yes | Behind the Meter | Sunrun Installation Services, Inc. | JCP&L | Accepted | 2019-10-21 | 2019-10-23 | 2020-10-23 | REC Solar | REC290TP2 BLK | Solar Panels |  | 0.29 | 19 | 234 | 23 |  | Fixed | Roof
Solar Registration Program | NJSRRE1542573072 | Sussex | 7461 | 1 | 7.83 | Residential | Yes | Behind the Meter | Sunrun Installation Services, Inc. | JCP&L | Accepted | 2019-10-21 | 2019-10-23 | 2020-10-23 | Delta Electronics | M8-TL-US | Inverters | 7680 |  | 1 |  |  | 0.96 |  | Outdoor | Next To Meter
Solar Registration Program | NJSRRE1542832843 | Hamilton Township | 8610 | 12 | 7.83 | Residential | No | Behind the Meter | Sunrun Installation Services, Inc. | PSE&G | Final As-Built Received | 2019-10-30 | 2019-11-01 | 2020-11-01 | REC Solar | REC290TP2 BLK | Solar Panels |  | 0.29 | 27 | 201 | 24 |  | Fixed | Roof
Solar Registration Program | NJSRRE1542832843 | Hamilton Township | 8610 | 12 | 7.83 | Residential | No | Behind the Meter | Sunrun Installation Services, Inc. | PSE&G | Final As-Built Received | 2019-10-30 | 2019-11-01 | 2020-11-01 | SolarEdge Technologies | SE6000H-USRGM | Inverters | 6000 |  | 1 |  |  | 0.96 |  | Outdoor | Next To Meter
Solar Registration Program | NJSRRE1543066035 | Green Brook Township | 8812 | 11 | 7.83 | Residential | No | Behind the Meter | Sunrun Installation Services, Inc. | PSE&G | Accepted | 2019-11-11 | 2019-11-13 | 2020-11-13 | REC Solar | REC290TP2 BLK | Solar Panels |  | 0.29 | 15 | 254 | 34 |  | Fixed | Roof
Solar Registration Program | NJSRRE1543066035 | Green Brook Township | 8812 | 11 | 7.83 | Residential | No | Behind the Meter | Sunrun Installation Services, Inc. | PSE&G | Accepted | 2019-11-11 | 2019-11-13 | 2020-11-13 | REC Solar | REC290TP2 BLK | Solar Panels |  | 0.29 | 12 | 74 | 34 |  | Fixed | Roof
Solar Registration Program | NJSRRE1543066035 | Green Brook Township | 8812 | 11 | 7.83 | Residential | No | Behind the Meter | Sunrun Installation Services, Inc. | PSE&G | Accepted | 2019-11-11 | 2019-11-13 | 2020-11-13 | Delta Electronics | M8-TL-US | Inverters | 7680 |  | 1 |  |  | 0.96 |  | Outdoor | Next To Meter
Solar Registration Program | NJSRRE1543067820 | Jersey City | 7304 | 8 | 7.83 | Residential | Yes | Behind the Meter | Sunrun Installation Services, Inc. | PSE&G | Accepted | 2019-11-12 | 2019-11-14 | 2020-11-14 | REC Solar | REC290TP2 BLK | Solar Panels |  | 0.29 | 27 | 303 | 27 |  | Fixed | Roof
Solar Registration Program | NJSRRE1543067820 | Jersey City | 7304 | 8 | 7.83 | Residential | Yes | Behind the Meter | Sunrun Installation Services, Inc. | PSE&G | Accepted | 2019-11-12 | 2019-11-14 | 2020-11-14 | Delta Electronics | M8-TL-US | Inverters | 7680 |  | 1 |  |  | 0.96 |  | Outdoor | Next To Meter
Solar Registration Program | NJSRRE1543434205 | Bergenfield | 7621 | 7 | 7.83 | Residential | Yes | Behind the Meter | Sunrun Installation Services, Inc. | PSE&G | Accepted | 2019-11-21 | 2019-11-26 | 2020-11-26 | REC Solar | REC290TP2 BLK | Solar Panels |  | 0.29 | 8 | 282 | 18 |  | Fixed | Roof
Solar Registration Program | NJSRRE1543434205 | Bergenfield | 7621 | 7 | 7.83 | Residential | Yes | Behind the Meter | Sunrun Installation Services, Inc. | PSE&G | Accepted | 2019-11-21 | 2019-11-26 | 2020-11-26 | REC Solar | REC290TP2 BLK | Solar Panels |  | 0.29 | 5 | 281 | 37 |  | Fixed | Roof
Solar Registration Program | NJSRRE1543434205 | Bergenfield | 7621 | 7 | 7.83 | Residential | Yes | Behind the Meter | Sunrun Installation Services, Inc. | PSE&G | Accepted | 2019-11-21 | 2019-11-26 | 2020-11-26 | REC Solar | REC290TP2 BLK | Solar Panels |  | 0.29 | 12 | 101 | 37 |  | Fixed | Roof
Solar Registration Program | NJSRRE1543434205 | Bergenfield | 7621 | 7 | 7.83 | Residential | Yes | Behind the Meter | Sunrun Installation Services, Inc. | PSE&G | Accepted | 2019-11-21 | 2019-11-26 | 2020-11-26 | REC Solar | REC290TP2 BLK | Solar Panels |  | 0.29 | 2 | 101 | 45 |  | Fixed | Roof
Solar Registration Program | NJSRRE1543434205 | Bergenfield | 7621 | 7 | 7.83 | Residential | Yes | Behind the Meter | Sunrun Installation Services, Inc. | PSE&G | Accepted | 2019-11-21 | 2019-11-26 | 2020-11-26 | Enphase Energy | IQ7-60-x-US (240V) | Inverters | 240 |  | 27 |  |  | 0.96 |  | Outdoor | Rooftop
Solar Registration Program | NJSRRE1543513139 | Jackson Township | 8527 | 18 | 7.83 | Residential | Yes | Behind the Meter | Complete Solar | JCP&L | Accepted | 2019-12-18 | 2019-12-19 | 2020-12-19 | LONGI SOLAR | LR6-60HPB-305M | Solar Panels |  | 0.29 | 27 | 242.5 | 30 |  | Fixed | Roof
Solar Registration Program | NJSRRE1543513139 | Jackson Township | 8527 | 18 | 7.83 | Residential | Yes | Behind the Meter | Complete Solar | JCP&L | Accepted | 2019-12-18 | 2019-12-19 | 2020-12-19 | SOLAREDGE TECHNOLOGIES | SE7600H-US RGM | Inverters | 7600 |  | 1 |  |  | 0.97 |  | Outdoor | BY MSP
Solar Registration Program | NJSRRE1543547826 | Brooklawn | 8030 | 14 | 7.83 | Residential | Yes | Behind the Meter | Sunrun Installation Services, Inc. | PSE&G | Accepted | 2019-12-13 | 2019-12-18 | 2020-12-18 | REC Solar | REC290TP2 BLK | Solar Panels |  | 0.29 | 24 | 114 | 37 |  | Fixed | Roof | 37
Solar Registration Program | NJSRRE1543547826 | Brooklawn | 8030 | 14 | 7.83 | Residential | Yes | Behind the Meter | Sunrun Installation Services, Inc. | PSE&G | Accepted | 2019-12-13 | 2019-12-18 | 2020-12-18 | REC Solar | REC290TP2 BLK | Solar Panels |  | 0.29 | 3 | 114 | 14 |  | Fixed | Roof
Solar Registration Program | NJSRRE1543547826 | Brooklawn | 8030 | 14 | 7.83 | Residential | Yes | Behind the Meter | Sunrun Installation Services, Inc. | PSE&G | Accepted | 2019-12-13 | 2019-12-18 | 2020-12-18 | Enphase Energy | IQ7-60-x-US (240V) | Inverters | 240 |  | 27 |  |  | 0.96 |  | Outdoor | Rooftop
Solar Registration Program | NJSRRE1540345536 | Paterson | 7524 | 6 | 7.84 | Residential | Yes | Behind the Meter | Pro Custom Solar dba Momentum Solar | PSE&G | Accepted | 2019-02-07 | 2019-02-11 | 2020-02-11 | TRINA SOLAR | TSM280-DD05A.05(II) | Solar Panels |  | 0.28 | 25 | 193 | 32 |  | Fixed | Roof
Solar Registration Program | NJSRRE1540345536 | Paterson | 7524 | 6 | 7.84 | Residential | Yes | Behind the Meter | Pro Custom Solar dba Momentum Solar | PSE&G | Accepted | 2019-02-07 | 2019-02-11 | 2020-02-11 | TRINA SOLAR | TSM280-DD05A.05(II) | Solar Panels |  | 0.28 | 3 | 103 | 22 |  | Fixed | Roof
Solar Registration Program | NJSRRE1540345536 | Paterson | 7524 | 6 | 7.84 | Residential | Yes | Behind the Meter | Pro Custom Solar dba Momentum Solar | PSE&G | Accepted | 2019-02-07 | 2019-02-11 | 2020-02-11 | ENPHASE | IQ7-60-2-US | Inverters | 250 |  | 28 |  |  | 0.97 |  | Outdoor | roof
Solar Registration Program | NJSRRE1540476407 | Egg Harbor Township | 8234 | 19 | 7.84 | Residential | Yes | Behind the Meter | Vivint Solar Developer, LLC | AC Electric | Accepted | 2019-03-12 | 2019-03-13 | 2020-03-13 | Trina Solar | TSM-280DD05A.05(II) | Solar Panels |  | 0.28 | 14 | 21 | 19 |  | Fixed | Roof
Solar Registration Program | NJSRRE1540476407 | Egg Harbor Township | 8234 | 19 | 7.84 | Residential | Yes | Behind the Meter | Vivint Solar Developer, LLC | AC Electric | Accepted | 2019-03-12 | 2019-03-13 | 2020-03-13 | Trina Solar | TSM280DD05A.05(II) | Solar Panels |  | 0.28 | 14 | 201 | 19 |  | Fixed | Roof
Solar Registration Program | NJSRRE1540476407 | Egg Harbor Township | 8234 | 19 | 7.84 | Residential | Yes | Behind the Meter | Vivint Solar Developer, LLC | AC Electric | Accepted | 2019-03-12 | 2019-03-13 | 2020-03-13 | Enphase Energy | IQ6-60-2-US | Inverters | 230 |  | 28 |  |  | 0.97 |  | Other | Underneath each module.
Solar Registration Program | NJSRRE1541125449 | TOms River | 8753 | 18 | 7.85 | Residential | No | Behind the Meter | SunPower Capital LLC | JCP&L | Accepted | 2019-06-07 | 2019-06-12 | 2020-06-12 | sunpower | e20-327-e-ac | Solar Panels |  | 0.327 | 7 | 143 | 17 |  | Fixed | Roof
Solar Registration Program | NJSRRE1541125449 | TOms River | 8753 | 18 | 7.85 | Residential | No | Behind the Meter | SunPower Capital LLC | JCP&L | Accepted | 2019-06-07 | 2019-06-12 | 2020-06-12 | sunpower | e20-327-e-ac | Solar Panels |  | 0.327 | 11 | 233 | 10 |  | Fixed | Roof
Solar Registration Program | NJSRRE1541125449 | TOms River | 8753 | 18 | 7.85 | Residential | No | Behind the Meter | SunPower Capital LLC | JCP&L | Accepted | 2019-06-07 | 2019-06-12 | 2020-06-12 | sunpower | e20-327-e-ac | Solar Panels |  | 0.327 | 6 | 233 | 12 |  | Fixed | Roof
Solar Registration Program | NJSRRE1541125449 | TOms River | 8753 | 18 | 7.85 | Residential | No | Behind the Meter | SunPower Capital LLC | JCP&L | Accepted | 2019-06-07 | 2019-06-12 | 2020-06-12 | sunpower | e20-327-e-ac | Inverters | 0.32 |  | 24 |  |  | 0.96 |  | Other | behind panels
Solar Registration Program | NJSRRE1541136525 | East Orange City | 7018 | 9 | 7.85 | Residential | Yes | Behind the Meter | SunnyMac LLC | PSE&G | Accepted | 2019-06-28 | 2019-07-01 | 2020-07-01 | sunpower | SPR-E20-327 | Solar Panels |  | 0.327 | 14 | 200 | 42 |  | Fixed | Roof
Solar Registration Program | NJSRRE1541136525 | East Orange City | 7018 | 9 | 7.85 | Residential | Yes | Behind the Meter | SunnyMac LLC | PSE&G | Accepted | 2019-06-28 | 2019-07-01 | 2020-07-01 | sunpower | SPR-E20-327 | Solar Panels |  | 0.327 | 10 | 20 | 42 |  | Fixed | Roof
Solar Registration Program | NJSRRE1541136525 | East Orange City | 7018 | 9 | 7.85 | Residential | Yes | Behind the Meter | SunnyMac LLC | PSE&G | Accepted | 2019-06-28 | 2019-07-01 | 2020-07-01 | sunpower | SPR-E20-327 | Inverters | 99 |  | 24 |  |  | 0.32 |  | Outdoor | roof
Solar Registration Program | NJSRRE1541718153 | east orange | 7017 | 9 | 7.85 | Residential | Yes | Behind the Meter | Vision Solar LLC | PSE&G | Accepted | 2019-07-30 | 2019-08-02 | 2020-08-02 | sunpower | e20-327-e-ac | Solar Panels |  | 0.327 | 14 | 186 | 23 |  | Fixed | Roof
Solar Registration Program | NJSRRE1541718153 | east orange | 7017 | 9 | 7.85 | Residential | Yes | Behind the Meter | Vision Solar LLC | PSE&G | Accepted | 2019-07-30 | 2019-08-02 | 2020-08-02 | SUNPOWER | E20-327-E-AC | Solar Panels |  | 0.327 | 10 | 6 | 23 |  | Fixed | Roof
Solar Registration Program | NJSRRE1541718153 | east orange | 7017 | 9 | 7.85 | Residential | Yes | Behind the Meter | Vision Solar LLC | PSE&G | Accepted | 2019-07-30 | 2019-08-02 | 2020-08-02 | sunpower | e20-327-e-ac | Inverters | 0.32 |  | 24 |  |  | 0.96 |  | Other | behind panels
Solar Registration Program | NJSRRE1541809851 | Bloomfield | 7003 | 9 | 7.85 | Residential | Yes | Behind the Meter | SunPower Corporation, Systems | PSE&G | Accepted | 2019-08-09 | 2019-09-03 | 2020-09-03 | SUNPOWER | SPR-E20-327-E-AC | Solar Panels |  | 0.327 | 8 | 285 | 33 |  | Fixed | Roof
Solar Registration Program | NJSRRE1541809851 | Bloomfield | 7003 | 9 | 7.85 | Residential | Yes | Behind the Meter | SunPower Corporation, Systems | PSE&G | Accepted | 2019-08-09 | 2019-09-03 | 2020-09-03 | SUNPOWER | SPR-E20-327-E-AC | Solar Panels |  | 0.327 | 4 | 105 | 33 |  | Fixed | Roof
Solar Registration Program | NJSRRE1541809851 | Bloomfield | 7003 | 9 | 7.85 | Residential | Yes | Behind the Meter | SunPower Corporation, Systems | PSE&G | Accepted | 2019-08-09 | 2019-09-03 | 2020-09-03 | SUNPOWER | SPR-E20-327-E-AC | Solar Panels |  | 0.327 | 4 | 285 | 8 |  | Fixed | Roof
Solar Registration Program | NJSRRE1541809851 | Bloomfield | 7003 | 9 | 7.85 | Residential | Yes | Behind the Meter | SunPower Corporation, Systems | PSE&G | Accepted | 2019-08-09 | 2019-09-03 | 2020-09-03 | SUNPOWER | SPR-E20-327-E-AC | Solar Panels |  | 0.327 | 8 | 105 | 8 |  | Fixed | Roof
Solar Registration Program | NJSRRE1541809851 | Bloomfield | 7003 | 9 | 7.85 | Residential | Yes | Behind the Meter | SunPower Corporation, Systems | PSE&G | Accepted | 2019-08-09 | 2019-09-03 | 2020-09-03 | SUNPOWER | SPR-E20-327-E-AC | Inverters | 320 |  | 24 |  |  | 0.96 |  | Other | under each panel
Solar Registration Program | NJSRRE1541888596 | Evesham Township | 8053 | 13 | 7.85 | Residential | No | Behind the Meter | SunPower Corporation, Systems | PSE&G | Accepted | 2019-08-27 | 2019-08-30 | 2020-08-30 | SUNPOWER | SPR-E20-327-E-AC | Solar Panels |  | 0.327 | 24 | 108 | 23 |  | Fixed | Roof
Solar Registration Program | NJSRRE1541888596 | Evesham Township | 8053 | 13 | 7.85 | Residential | No | Behind the Meter | SunPower Corporation, Systems | PSE&G | Accepted | 2019-08-27 | 2019-08-30 | 2020-08-30 | SUNPOWER | SPR-E20-327-E-AC | Inverters | 320 |  | 24 |  |  | 0.96 |  | Other | under each panel
Solar Registration Program | NJSRRE1542228250 | Rochelle Park, | 7662 | 7 | 7.85 | Residential | Yes | Behind the Meter | GenRenew, LLC | PSE&G | Accepted | 2019-09-05 | 2019-09-09 | 2020-09-09 | sunpower | SPR-E20-327-E-AC | Solar Panels |  | 0.327 | 4 | 82 | 30 |  | Fixed | Roof
Solar Registration Program | NJSRRE1542228250 | Rochelle Park, | 7662 | 7 | 7.85 | Residential | Yes | Behind the Meter | GenRenew, LLC | PSE&G | Accepted | 2019-09-05 | 2019-09-09 | 2020-09-09 | sunpower | SPR-E20-327-E-AC | Solar Panels |  | 0.327 | 6 | 262 | 37 |  | Fixed | Roof
Solar Registration Program | NJSRRE1542228250 | Rochelle Park, | 7662 | 7 | 7.85 | Residential | Yes | Behind the Meter | GenRenew, LLC | PSE&G | Accepted | 2019-09-05 | 2019-09-09 | 2020-09-09 | sunpower | SPR-E20-327-E-AC | Solar Panels |  | 0.327 | 4 | 262 | 16 |  | Fixed | Roof
Solar Registration Program | NJSRRE1542228250 | Rochelle Park, | 7662 | 7 | 7.85 | Residential | Yes | Behind the Meter | GenRenew, LLC | PSE&G | Accepted | 2019-09-05 | 2019-09-09 | 2020-09-09 | sunpower | SPR-E20-327-E-AC | Solar Panels |  | 0.327 | 6 | 82 | 37 |  | Fixed | Roof
Solar Registration Program | NJSRRE1542228250 | Rochelle Park, | 7662 | 7 | 7.85 | Residential | Yes | Behind the Meter | GenRenew, LLC | PSE&G | Accepted | 2019-09-05 | 2019-09-09 | 2020-09-09 | sunpower | SPR-E20-327-E-AC | Solar Panels |  | 0.327 | 4 | 262 | 30 |  | Fixed | Roof
Solar Registration Program | NJSRRE1542228250 | Rochelle Park, | 7662 | 7 | 7.85 | Residential | Yes | Behind the Meter | GenRenew, LLC | PSE&G | Accepted | 2019-09-05 | 2019-09-09 | 2020-09-09 | sunpower | MI-C-320-US208/240-10 | Inverters | 320 |  | 24 |  |  | 0.96 |  | Outdoor | MICROINVERTER LOCATED UNDER MODULE
Solar Registration Program | NJSRRE1542248637 | Jersey City | 7305 | 8 | 7.85 | Residential | No | Behind the Meter | SunPower Corporation, Systems | PSE&G | Accepted | 2019-09-06 | 2019-09-10 | 2020-09-10 | SUNPOWER | SPR-E20-327-E-AC | Solar Panels |  | 0.327 | 24 | 219 | 1 |  | Fixed | Roof
Solar Registration Program | NJSRRE1542248637 | Jersey City | 7305 | 8 | 7.85 | Residential | No | Behind the Meter | SunPower Corporation, Systems | PSE&G | Accepted | 2019-09-06 | 2019-09-10 | 2020-09-10 | SUNPOWER | SPR-E20-327-E-AC | Inverters | 320 |  | 24 |  |  | 0.96 |  | Other | under each panel
Solar Registration Program | NJSRRE1542390079 | oak ridge | 7438 | 6 | 7.85 | Residential | No | Behind the Meter | SunPower Capital LLC | JCP&L | Accepted | 2019-09-11 | 2019-09-13 | 2020-09-13 | sunpower | e20-327-e-ac | Solar Panels |  | 0.327 | 5 | 321 | 23 |  | Fixed | Roof
Solar Registration Program | NJSRRE1542390079 | oak ridge | 7438 | 6 | 7.85 | Residential | No | Behind the Meter | SunPower Capital LLC | JCP&L | Accepted | 2019-09-11 | 2019-09-13 | 2020-09-13 | sunpower | e20-327-e-ac | Solar Panels |  | 0.327 | 19 | 141 | 23 |  | Fixed | Roof
Solar Registration Program | NJSRRE1542390079 | oak ridge | 7438 | 6 | 7.85 | Residential | No | Behind the Meter | SunPower Capital LLC | JCP&L | Accepted | 2019-09-11 | 2019-09-13 | 2020-09-13 | sunpower | e20-3278e-ac | Inverters | 0.32 |  | 24 |  |  | 0.96 |  | Other | behind panels
Solar Registration Program | NJSRRE1542409221 | Elmwood Park | 7407 | 7 | 7.85 | Residential | Yes | Behind the Meter | SunPower Corporation, Systems | PSE&G | Accepted | 2019-09-16 | 2019-09-18 | 2020-09-18 | SUNPOWER | SPR-E20-327-E-AC | Solar Panels |  | 0.327 | 13 | 160 | 40 |  | Fixed | Roof
Solar Registration Program | NJSRRE1542409221 | Elmwood Park | 7407 | 7 | 7.85 | Residential | Yes | Behind the Meter | SunPower Corporation, Systems | PSE&G | Accepted | 2019-09-16 | 2019-09-18 | 2020-09-18 | SUNPOWER | SPR-E20-327-E-AC | Solar Panels |  | 0.327 | 3 | 250 | 30 |  | Fixed | Roof
Solar Registration Program | NJSRRE1542409221 | Elmwood Park | 7407 | 7 | 7.85 | Residential | Yes | Behind the Meter | SunPower Corporation, Systems | PSE&G | Accepted | 2019-09-16 | 2019-09-18 | 2020-09-18 | SUNPOWER | SPR-E20-327-E-AC | Solar Panels |  | 0.327 | 3 | 70 | 30 |  | Fixed | Roof
Solar Registration Program | NJSRRE1542409221 | Elmwood Park | 7407 | 7 | 7.85 | Residential | Yes | Behind the Meter | SunPower Corporation, Systems | PSE&G | Accepted | 2019-09-16 | 2019-09-18 | 2020-09-18 | SUNPOWER | SPR-E20-327-E-AC | Solar Panels |  | 0.327 | 5 | 160 | 40 |  | Fixed | Roof
Solar Registration Program | NJSRRE1542409221 | Elmwood Park | 7407 | 7 | 7.85 | Residential | Yes | Behind the Meter | SunPower Corporation, Systems | PSE&G | Accepted | 2019-09-16 | 2019-09-18 | 2020-09-18 | SUNPOWER | SPR-E20-327-E-AC | Inverters | 320 |  | 24 |  |  | 0.96 |  | Other | under each panel
Solar Registration Program | NJSRRE1542527762 | South Brunswick Township | 8852 | 11 | 7.85 | Residential | No | Behind the Meter | SunnyMac LLC | PSE&G | Accepted | 2019-10-11 | 2019-10-15 | 2020-10-15 | SunPower | SPR-E20-327 | Solar Panels |  | 0.327 | 24 | 181 | 35 |  | Fixed | Roof
Solar Registration Program | NJSRRE1542527762 | South Brunswick Township | 8852 | 11 | 7.85 | Residential | No | Behind the Meter | SunnyMac LLC | PSE&G | Accepted | 2019-10-11 | 2019-10-15 | 2020-10-15 | Enphase | IQ7XS-96-ACM-US | Inverters | 0.315 |  | 24 |  |  | 0.99 |  | Outdoor | roof
Solar Registration Program | NJSRRE1542584405 | Willingboro | 8046 | 13 | 7.85 | Residential | Yes | Behind the Meter | SunnyMac LLC | PSE&G | Accepted | 2019-10-25 | 2019-10-29 | 2020-10-29 | SunPower | SPR-E20-327 | Solar Panels |  | 0.327 | 24 | 285 | 27 |  | Fixed | Roof
Solar Registration Program | NJSRRE1542584405 | Willingboro | 8046 | 13 | 7.85 | Residential | Yes | Behind the Meter | SunnyMac LLC | PSE&G | Accepted | 2019-10-25 | 2019-10-29 | 2020-10-29 | Enphase | IQ7XS-96-ACM-US | Inverters | 0.315 |  | 24 |  |  | 0.99 |  | Outdoor | roof
Solar Registration Program | NJSRRE1542589562 | SCOTCH PLAINS TWP | 7076 | 10 | 7.85 | Residential | Yes | Behind the Meter | Vision Solar LLC | PSE&G | Accepted | 2019-10-25 | 2019-10-29 | 2020-10-29 | sunpower | e20-327-e-ac | Solar Panels |  | 0.327 | 16 | 217 | 38 |  | Fixed | Roof
Solar Registration Program | NJSRRE1542589562 | SCOTCH PLAINS TWP | 7076 | 10 | 7.85 | Residential | Yes | Behind the Meter | Vision Solar LLC | PSE&G | Accepted | 2019-10-25 | 2019-10-29 | 2020-10-29 | sunpower | e20-327-e-ac | Solar Panels |  | 0.327 | 2 | 217 | 28 |  | Fixed | Roof
Solar Registration Program | NJSRRE1542589562 | SCOTCH PLAINS TWP | 7076 | 10 | 7.85 | Residential | Yes | Behind the Meter | Vision Solar LLC | PSE&G | Accepted | 2019-10-25 | 2019-10-29 | 2020-10-29 | sunpower | e20-327-e-ac | Solar Panels |  | 0.327 | 6 | 37 | 38 |  | Fixed | Roof
Solar Registration Program | NJSRRE1542589562 | SCOTCH PLAINS TWP | 7076 | 10 | 7.85 | Residential | Yes | Behind the Meter | Vision Solar LLC | PSE&G | Accepted | 2019-10-25 | 2019-10-29 | 2020-10-29 | sunpower | e20-327-e-ac | Inverters | 0.32 |  | 24 |  |  | 0.96 |  | Other | behind panels
Solar Registration Program | NJSRRE1542887983 | Jackson Township | 8527 | 18 | 7.85 | Residential | Yes | Behind the Meter | Ad Energy | JCP&L | Accepted | 2019-11-01 | 2019-11-12 | 2020-11-12 | SunPower | SPR-E20-327-E-AC | Solar Panels |  | 0.327 | 22 | 137 | 43 |  | Fixed | Roof
Solar Registration Program | NJSRRE1542887983 | Jackson Township | 8527 | 18 | 7.85 | Residential | Yes | Behind the Meter | Ad Energy | JCP&L | Accepted | 2019-11-01 | 2019-11-12 | 2020-11-12 | SunPower | SPR-E20-327-E-AC | Solar Panels |  | 0.327 | 2 | 137 | 17 |  | Fixed | Roof
Solar Registration Program | NJSRRE1542887983 | Jackson Township | 8527 | 18 | 7.85 | Residential | Yes | Behind the Meter | Ad Energy | JCP&L | Accepted | 2019-11-01 | 2019-11-12 | 2020-11-12 | Enphase Energy | IQ7XS-96-ACM-US | Inverters | 315 |  | 24 |  |  | 0.975 |  | Outdoor | At each panel
Solar Registration Program | NJSRRE1543040743 | Lumberton Twp | 8048 | 13 | 7.85 | Residential | Yes | Behind the Meter | SunnyMac LLC | PSE&G | Accepted | 2019-11-06 | 2019-11-08 | 2020-11-08 | SunPower | SPR-E20-327 | Solar Panels |  | 0.327 | 24 | 170 | 26 |  | Fixed | Roof
Solar Registration Program | NJSRRE1543040743 | Lumberton Twp | 8048 | 13 | 7.85 | Residential | Yes | Behind the Meter | SunnyMac LLC | PSE&G | Accepted | 2019-11-06 | 2019-11-08 | 2020-11-08 | Enphase | IQ7XS-96-ACM-US | Inverters | 0.315 |  | 24 |  |  | 0.99 |  | Outdoor | Roof
Solar Registration Program | NJSRRE1543065961 | Bargaintown | 8234 | 19 | 7.85 | Residential | No | Behind the Meter | Seabright Solar | AC Electric | Accepted | 2019-12-03 | 2019-12-03 | 2020-12-03 | Sunpower | SPR-X21-350 | Solar Panels |  | 0.327 | 24 | 190 | 34 |  | Fixed | Roof
Solar Registration Program | NJSRRE1543065961 | Bargaintown | 8234 | 19 | 7.85 | Residential | No | Behind the Meter | Seabright Solar | AC Electric | Accepted | 2019-12-03 | 2019-12-03 | 2020-12-03 | Sunpower | SPR-X21-350 | Inverters | 0.32 |  | 24 |  |  | 0.99 |  | Outside | Roof
Solar Registration Program | NJSRRE1543182111 | mapleshade | 8052 | 13 | 7.85 | Residential | Yes | Behind the Meter | Vision Solar LLC | PSE&G | Accepted | 2019-11-13 | 2019-11-18 | 2020-11-18 | sunpower | e20-327-e-ac | Solar Panels |  | 0.327 | 21 | 221 | 24 |  | Fixed | Roof
Solar Registration Program | NJSRRE1543182111 | mapleshade | 8052 | 13 | 7.85 | Residential | Yes | Behind the Meter | Vision Solar LLC | PSE&G | Accepted | 2019-11-13 | 2019-11-18 | 2020-11-18 | sunpower | e20-327-e-ac | Solar Panels |  | 0.327 | 3 | 41 | 24 |  | Fixed | Roof
Solar Registration Program | NJSRRE1543182111 | mapleshade | 8052 | 13 | 7.85 | Residential | Yes | Behind the Meter | Vision Solar LLC | PSE&G | Accepted | 2019-11-13 | 2019-11-18 | 2020-11-18 | sunpower | e20-327-e-ac | Inverters | 0.32 |  | 24 |  |  | 0.96 |  | Other | behind the utility meter
Solar Registration Program | NJSRRE1543436780 | Edison Twp | 8820 | 11 | 7.85 | Residential | No | Behind the Meter | SunnyMac LLC | PSE&G | Accepted | 2019-11-22 | 2019-11-26 | 2020-11-26 | SunPower | SPR-E20-327 | Solar Panels |  | 0.327 | 6 | 270 | 23 |  | Fixed | Roof
Solar Registration Program | NJSRRE1543436780 | Edison Twp | 8820 | 11 | 7.85 | Residential | No | Behind the Meter | SunnyMac LLC | PSE&G | Accepted | 2019-11-22 | 2019-11-26 | 2020-11-26 | SunPower | SPR-E20-327 | Solar Panels |  | 0.327 | 18 | 270 | 23 |  | Fixed | Roof
Solar Registration Program | NJSRRE1543436780 | Edison Twp | 8820 | 11 | 7.85 | Residential | No | Behind the Meter | SunnyMac LLC | PSE&G | Accepted | 2019-11-22 | 2019-11-26 | 2020-11-26 | Enphase | IQ7XS-96-ACM-US | Inverters | 0.315 |  | 24 |  |  | 0.99 |  | Outdoor | roof
Solar Registration Program | NJSRRE1543460041 | stanhope | 7874 | 1 | 7.85 | Residential | Yes | Behind the Meter | Vision Solar LLC | JCP&L | Accepted | 2019-11-29 | 2019-12-03 | 2020-12-03 | sunpower | e20-327-e-ac | Solar Panels |  | 0.327 | 24 | 152 | 18 |  | Fixed | Roof
Solar Registration Program | NJSRRE1543460041 | stanhope | 7874 | 1 | 7.85 | Residential | Yes | Behind the Meter | Vision Solar LLC | JCP&L | Accepted | 2019-11-29 | 2019-12-03 | 2020-12-03 | sunpower | e20-327-e-ac | Inverters | 0.32 |  | 24 |  |  | 0.96 |  | Other | behind panels
Solar Registration Program | NJSRRE1540295895 | Jersey City | 7305 | 8 | 7.88 | Residential | Yes | Behind the Meter | Pro Custom Solar dba Momentum Solar | PSE&G | Accepted | 2019-01-29 | 2019-01-30 | 2020-01-30 | HANWHA | Q.PEAK DUO BLK-G5 315 | Solar Panels |  | 0.315 | 25 | 148 | 32 |  | Fixed | Roof
Solar Registration Program | NJSRRE1540295895 | Jersey City | 7305 | 8 | 7.88 | Residential | Yes | Behind the Meter | Pro Custom Solar dba Momentum Solar | PSE&G | Accepted | 2019-01-29 | 2019-01-30 | 2020-01-30 | ENPHASE | IQ7 | Inverters | 240 |  | 25 |  |  | 0.97 |  | Outside | ROOF
Solar Registration Program | NJSRRE1540306848 | North Plainfield | 7062 | 10 | 7.88 | Residential | Yes | Behind the Meter | Pro Custom Solar dba Momentum Solar | PSE&G | Accepted | 2019-02-01 | 2019-02-04 | 2020-02-04 | HANWHA | Q.PEAK DUO BLK-G5 315 | Solar Panels |  | 0.315 | 12 | 215 | 18 |  | Fixed | Roof
Solar Registration Program | NJSRRE1540306848 | North Plainfield | 7062 | 10 | 7.88 | Residential | Yes | Behind the Meter | Pro Custom Solar dba Momentum Solar | PSE&G | Accepted | 2019-02-01 | 2019-02-04 | 2020-02-04 | HANWHA | Q.PEAK DUO BLK-G5 315 | Solar Panels |  | 0.315 | 13 | 215 | 38 |  | Fixed | Roof
Solar Registration Program | NJSRRE1540306848 | North Plainfield | 7062 | 10 | 7.88 | Residential | Yes | Behind the Meter | Pro Custom Solar dba Momentum Solar | PSE&G | Accepted | 2019-02-01 | 2019-02-04 | 2020-02-04 | ENPHASE | IQ7-60-2-US | Inverters | 250 |  | 25 |  |  | 0.97 |  | Outdoor | ROOF
Solar Registration Program | NJSRRE1540361529 | Randolph | 7869 | 3 | 7.88 | Residential | Yes | Behind the Meter | Pro Custom Solar dba Momentum Solar | JCP&L | Accepted | 2019-02-13 | 2019-02-18 | 2020-02-18 | HANWHA | Q.PEAK DUO BLK-G5 315 | Solar Panels |  | 0.315 | 11 | 237 | 30 |  | Fixed | Roof
Solar Registration Program | NJSRRE1540361529 | Randolph | 7869 | 3 | 7.88 | Residential | Yes | Behind the Meter | Pro Custom Solar dba Momentum Solar | JCP&L | Accepted | 2019-02-13 | 2019-02-18 | 2020-02-18 | HANWHA | Q.PEAK DUO BLK-G5 315 | Solar Panels |  | 0.315 | 7 | 147 | 30 |  | Fixed | Roof
Solar Registration Program | NJSRRE1540361529 | Randolph | 7869 | 3 | 7.88 | Residential | Yes | Behind the Meter | Pro Custom Solar dba Momentum Solar | JCP&L | Accepted | 2019-02-13 | 2019-02-18 | 2020-02-18 | HANWHA | Q.PEAK DUO BLK-G5 315 | Solar Panels |  | 0.315 | 7 | 237 | 30 |  | Fixed | Roof
Solar Registration Program | NJSRRE1540361529 | Randolph | 7869 | 3 | 7.88 | Residential | Yes | Behind the Meter | Pro Custom Solar dba Momentum Solar | JCP&L | Accepted | 2019-02-13 | 2019-02-18 | 2020-02-18 | ENPHASE | IQ6-60-2-US | Inverters | 240 |  | 25 |  |  | 0.97 |  | Outdoor | ROOF
Solar Registration Program | NJSRRE1540369849 | Maywood | 7607 | 7 | 7.88 | Residential | Yes | Behind the Meter | Vivint Solar Developer, LLC | PSE&G | Accepted | 2019-02-19 | 2019-02-19 | 2020-02-19 | Hanwha Solar | Q.PEAK BLK-G5 315 | Solar Panels |  | 0.315 | 10 | 287 | 41 |  | Fixed | Roof
Solar Registration Program | NJSRRE1540369849 | Maywood | 7607 | 7 | 7.88 | Residential | Yes | Behind the Meter | Vivint Solar Developer, LLC | PSE&G | Accepted | 2019-02-19 | 2019-02-19 | 2020-02-19 | Hanwha Solar | Q.PEAK BLK-G5 315 | Solar Panels |  | 0.315 | 7 | 287 | 31 |  | Fixed | Roof
Solar Registration Program | NJSRRE1540369849 | Maywood | 7607 | 7 | 7.88 | Residential | Yes | Behind the Meter | Vivint Solar Developer, LLC | PSE&G | Accepted | 2019-02-19 | 2019-02-19 | 2020-02-19 | Hanwha Solar | Q.PEAK BLK-G5 315 | Solar Panels |  | 0.315 | 8 | 107 | 41 |  | Fixed | Roof
Solar Registration Program | NJSRRE1540369849 | Maywood | 7607 | 7 | 7.88 | Residential | Yes | Behind the Meter | Vivint Solar Developer, LLC | PSE&G | Accepted | 2019-02-19 | 2019-02-19 | 2020-02-19 | Solar Edge | SE7600H-US | Inverters | 7600 |  | 1 |  |  | 0.992 |  | Outdoor | Near the Utility Meter
Solar Registration Program | NJSRRE1540384068 | Vineland | 8360 | 20 | 7.88 | Residential | Yes | Behind the Meter | Suntuity Solar LLC | Vineland Muni Electric | Accepted | 2019-02-21 | 2019-02-25 | 2020-02-25 | Hanwha Solar | Q-Cells 315 Mono | Solar Panels |  | 0.315 | 12 | 93 | 21 |  | Fixed | Roof
Solar Registration Program | NJSRRE1540384068 | Vineland | 8360 | 20 | 7.88 | Residential | Yes | Behind the Meter | Suntuity Solar LLC | Vineland Muni Electric | Accepted | 2019-02-21 | 2019-02-25 | 2020-02-25 | Hanwha Solar | Q-Cells 315 Mono | Solar Panels |  | 0.315 | 13 | 273 | 21 |  | Fixed | Roof
Solar Registration Program | NJSRRE1540384068 | Vineland | 8360 | 20 | 7.88 | Residential | Yes | Behind the Meter | Suntuity Solar LLC | Vineland Muni Electric | Accepted | 2019-02-21 | 2019-02-25 | 2020-02-25 | SolarEdge | SE7600H-US | Inverters | 7600 |  | 1 |  |  | 0.99 |  | Outdoor | Besides the meter
Solar Registration Program | NJSRRE1540384071 | Elmer | 8318 | 16 | 7.88 | Residential | Yes | Behind the Meter | Suntuity Solar LLC | AC Electric | Accepted | 2019-02-21 | 2019-02-25 | 2020-02-25 | Hanwha Solar | Q-Cells 315 Mono | Solar Panels |  | 0.315 | 4 | 246 | 39 |  | Fixed | Roof
Solar Registration Program | NJSRRE1540384071 | Elmer | 8318 | 16 | 7.88 | Residential | Yes | Behind the Meter | Suntuity Solar LLC | AC Electric | Accepted | 2019-02-21 | 2019-02-25 | 2020-02-25 | Hanwha Solar | Q-Cells 315 Mono | Solar Panels |  | 0.315 | 3 | 156 | 40 |  | Fixed | Roof
Solar Registration Program | NJSRRE1540384071 | Elmer | 8318 | 16 | 7.88 | Residential | Yes | Behind the Meter | Suntuity Solar LLC | AC Electric | Accepted | 2019-02-21 | 2019-02-25 | 2020-02-25 | Hanwha Solar | Q-Cells 315 Mono | Solar Panels |  | 0.315 | 6 | 156 | 21 |  | Fixed | Roof
Solar Registration Program | NJSRRE1540384071 | Elmer | 8318 | 16 | 7.88 | Residential | Yes | Behind the Meter | Suntuity Solar LLC | AC Electric | Accepted | 2019-02-21 | 2019-02-25 | 2020-02-25 | Hanwha Solar | Q-Cells 315 Mono | Solar Panels |  | 0.315 | 4 | 156 | 6 |  | Fixed | Roof
Solar Registration Program | NJSRRE1540384071 | Elmer | 8318 | 16 | 7.88 | Residential | Yes | Behind the Meter | Suntuity Solar LLC | AC Electric | Accepted | 2019-02-21 | 2019-02-25 | 2020-02-25 | Hanwha Solar | Q-Cells 315 Mono | Solar Panels |  | 0.315 | 8 | 245 | 22 |  | Fixed | Roof
Solar Registration Program | NJSRRE1540384071 | Elmer | 8318 | 16 | 7.88 | Residential | Yes | Behind the Meter | Suntuity Solar LLC | AC Electric | Accepted | 2019-02-21 | 2019-02-25 | 2020-02-25 | SolarEdge | SE7600H-US | Inverters | 7600 |  | 1 |  |  | 0.99 |  | Outdoor | Besides the meter
Solar Registration Program | NJSRRE1540407883 | Pittsgrove | 8318 | 16 | 7.88 | Residential | No | Behind the Meter | Impact Solar LLC | AC Electric | Accepted | 2019-02-28 | 2019-03-01 | 2020-03-01 | Hanwha | Q.PEAKDUO-G5315 | Solar Panels |  | 0.315 | 25 | 180 | 30 |  | Fixed | Ground
Solar Registration Program | NJSRRE1540407883 | Pittsgrove | 8318 | 16 | 7.88 | Residential | No | Behind the Meter | Impact Solar LLC | AC Electric | Accepted | 2019-02-28 | 2019-03-01 | 2020-03-01 | solaredge | SE7600H-US | Inverters | 7600 |  | 1 |  |  | 0.96 |  | Indoor | garage
Solar Registration Program | NJSRRE1540407883 | Pittsgrove | 8318 | 16 | 7.88 | Residential | No | Behind the Meter | Impact Solar LLC | AC Electric | Accepted | 2019-02-28 | 2019-03-01 | 2020-03-01 | solaredge | solaredge direct | Meters |  |  | 1 |  |  |  |  | Indoor
Solar Registration Program | NJSRRE1540419709 | LEONARDO | 7737 | 17 | 7.88 | Residential | Yes | Behind the Meter | Vivint Solar Developer, LLC | JCP&L | Accepted | 2019-03-04 | 2019-03-05 | 2020-03-05 | Hanwha Solar | Q.PEAK BLK-G5 315 | Solar Panels |  | 0.315 | 14 | 276 | 23 |  | Fixed | Roof
Solar Registration Program | NJSRRE1540419709 | LEONARDO | 7737 | 17 | 7.88 | Residential | Yes | Behind the Meter | Vivint Solar Developer, LLC | JCP&L | Accepted | 2019-03-04 | 2019-03-05 | 2020-03-05 | Hanwha Solar | Q.PEAK BLK-G5 315 | Solar Panels |  | 0.315 | 11 | 96 | 23 |  | Fixed | Roof
Solar Registration Program | NJSRRE1540419709 | LEONARDO | 7737 | 17 | 7.88 | Residential | Yes | Behind the Meter | Vivint Solar Developer, LLC | JCP&L | Accepted | 2019-03-04 | 2019-03-05 | 2020-03-05 | Solar Edge | SE7600H-US | Inverters | 7600 |  | 1 |  |  | 0.992 |  | Outdoor | Near the Utility Meter
Solar Registration Program | NJSRRE1540484314 | Keansburg | 7734 | 17 | 7.88 | Residential | Yes | Behind the Meter | Vivint Solar Developer, LLC | JCP&L | Accepted | 2019-03-14 | 2019-03-15 | 2020-03-15 | Hanwha Solar | Q.PEAK DUO BLK-G5 315 | Solar Panels |  | 0.315 | 15 | 167 | 17 |  | Fixed | Roof
Solar Registration Program | NJSRRE1540484314 | Keansburg | 7734 | 17 | 7.88 | Residential | Yes | Behind the Meter | Vivint Solar Developer, LLC | JCP&L | Accepted | 2019-03-14 | 2019-03-15 | 2020-03-15 | Hanwha Solar | Q.PEAK DUO BLK-G5 315 | Solar Panels |  | 0.315 | 10 | 347 | 17 |  | Fixed | Roof
Solar Registration Program | NJSRRE1540484314 | Keansburg | 7734 | 17 | 7.88 | Residential | Yes | Behind the Meter | Vivint Solar Developer, LLC | JCP&L | Accepted | 2019-03-14 | 2019-03-15 | 2020-03-15 | Solar Edge | SE7600H-US | Inverters | 7600 |  | 1 |  |  | 0.992 |  | Outdoor | Near the Utility Meter
Solar Registration Program | NJSRRE1540719213 | BRICK | 8723 | 18 | 7.88 | Residential | Yes | Behind the Meter | Vivint Solar Developer, LLC | JCP&L | Accepted | 2019-03-26 | 2019-03-26 | 2020-03-26 | Hanwha Solar | Q.PEAK DUO BLK-G5 315 | Solar Panels |  | 0.315 | 19 | 227 | 38 |  | Fixed | Roof
Solar Registration Program | NJSRRE1540719213 | BRICK | 8723 | 18 | 7.88 | Residential | Yes | Behind the Meter | Vivint Solar Developer, LLC | JCP&L | Accepted | 2019-03-26 | 2019-03-26 | 2020-03-26 | Hanwha Solar | Q.PEAK DUO BLK-G5 315 | Solar Panels |  | 0.315 | 6 | 227 | 16 |  | Fixed | Roof
Solar Registration Program | NJSRRE1540719213 | BRICK | 8723 | 18 | 7.88 | Residential | Yes | Behind the Meter | Vivint Solar Developer, LLC | JCP&L | Accepted | 2019-03-26 | 2019-03-26 | 2020-03-26 | Solar Edge | SE7600H-US | Inverters | 7600 |  | 1 |  |  | 0.992 |  | Outdoor | Near the Utility Meter
Solar Registration Program | NJSRRE1540833610 | EGG HARBOR TOWNSHIP | 8234 | 19 | 7.88 | Residential | Yes | Behind the Meter | Vivint Solar Developer, LLC | AC Electric | Accepted | 2019-04-09 | 2019-05-01 | 2020-05-01 | Hanwha Solar | Q.PEAK BLK-G5 315 | Solar Panels |  | 0.315 | 15 | 306 | 25 |  | Fixed | Roof
Solar Registration Program | NJSRRE1540833610 | EGG HARBOR TOWNSHIP | 8234 | 19 | 7.88 | Residential | Yes | Behind the Meter | Vivint Solar Developer, LLC | AC Electric | Accepted | 2019-04-09 | 2019-05-01 | 2020-05-01 | Hanwha Solar | Q.PEAK BLK-G5 315 | Solar Panels |  | 0.315 | 10 | 126 | 22 |  | Fixed | Roof
Solar Registration Program | NJSRRE1540833610 | EGG HARBOR TOWNSHIP | 8234 | 19 | 7.88 | Residential | Yes | Behind the Meter | Vivint Solar Developer, LLC | AC Electric | Accepted | 2019-04-09 | 2019-05-01 | 2020-05-01 | Solar Edge | SE7600H-US | Inverters | 7600 |  | 1 |  |  | 0.992 |  | Outdoor | Near the Utility Meter
Solar Registration Program | NJSRRE1540961448 | HAZLET | 7730 | 17 | 7.88 | Residential | Yes | Behind the Meter | Vivint Solar Developer, LLC | JCP&L | Accepted | 2019-05-07 | 2019-05-09 | 2020-05-09 | Hanwha Solar | Q.PEAK DUO BLK-G5 315 | Solar Panels |  | 0.315 | 21 | 226 | 19 |  | Fixed | Roof
Solar Registration Program | NJSRRE1540961448 | HAZLET | 7730 | 17 | 7.88 | Residential | Yes | Behind the Meter | Vivint Solar Developer, LLC | JCP&L | Accepted | 2019-05-07 | 2019-05-09 | 2020-05-09 | Hanwha Solar | Q.PEAK DUO BLK-G5 315 | Solar Panels |  | 0.315 | 4 | 46 | 19 |  | Fixed | Roof
Solar Registration Program | NJSRRE1540961448 | HAZLET | 7730 | 17 | 7.88 | Residential | Yes | Behind the Meter | Vivint Solar Developer, LLC | JCP&L | Accepted | 2019-05-07 | 2019-05-09 | 2020-05-09 | Solar Edge | SE7600H-US | Inverters | 7600 |  | 1 |  |  | 0.992 |  | Outdoor | Near the Utility Meter
Solar Registration Program | NJSRRE1540993699 | ISELIN | 8830 | 11 | 7.88 | Residential | Yes | Behind the Meter | Vivint Solar Developer, LLC | PSE&G | Accepted | 2019-05-16 | 2019-05-21 | 2020-05-21 | Hanwha Solar | Q.PEAK BLK-G5 315 | Solar Panels |  | 0.315 | 13 | 228 | 32 |  | Fixed | Roof
Solar Registration Program | NJSRRE1540993699 | ISELIN | 8830 | 11 | 7.88 | Residential | Yes | Behind the Meter | Vivint Solar Developer, LLC | PSE&G | Accepted | 2019-05-16 | 2019-05-21 | 2020-05-21 | Hanwha Solar | Q.PEAK BLK-G5 315 | Solar Panels |  | 0.315 | 12 | 138 | 32 |  | Fixed | Roof
Solar Registration Program | NJSRRE1540993699 | ISELIN | 8830 | 11 | 7.88 | Residential | Yes | Behind the Meter | Vivint Solar Developer, LLC | PSE&G | Accepted | 2019-05-16 | 2019-05-21 | 2020-05-21 | SOLAR EDGE | SE7600H-US | Inverters | 7600 |  | 1 |  |  | 0.992 |  | Outdoor | Near the Utility meter
Solar Registration Program | NJSRRE1541014996 | Avenel | 7001 | 11 | 7.88 | Residential | Yes | Behind the Meter | Vivint Solar Developer, LLC | PSE&G | Accepted | 2019-05-20 | 2019-05-21 | 2020-05-21 | hanwha solar | Q.PEAK BLK-G5 315 | Solar Panels |  | 0.315 | 4 | 124 | 18 |  | Fixed | Roof
Solar Registration Program | NJSRRE1541014996 | Avenel | 7001 | 11 | 7.88 | Residential | Yes | Behind the Meter | Vivint Solar Developer, LLC | PSE&G | Accepted | 2019-05-20 | 2019-05-21 | 2020-05-21 | hanwha solar | Q.PEAK BLK-G5 315 | Solar Panels |  | 0.315 | 21 | 304 | 39 |  | Fixed | Roof
Solar Registration Program | NJSRRE1541014996 | Avenel | 7001 | 11 | 7.88 | Residential | Yes | Behind the Meter | Vivint Solar Developer, LLC | PSE&G | Accepted | 2019-05-20 | 2019-05-21 | 2020-05-21 | SOLAR EDGE | SE7600H-US | Inverters | 7600 |  | 1 |  |  | 0.992 |  | Outdoor | Near the Utility meter
Solar Registration Program | NJSRRE1541025909 | Cliffwood | 7721 | 17 | 7.88 | Residential | Yes | Behind the Meter | Vivint Solar Developer, LLC | JCP&L | Accepted | 2019-05-22 | 2019-05-24 | 2020-05-24 | HANWHA SOLAR | Q.PEAK BLK-G5 315 | Solar Panels |  | 0.315 | 12 | 283 | 21 |  | Fixed | Roof
Solar Registration Program | NJSRRE1541025909 | Cliffwood | 7721 | 17 | 7.88 | Residential | Yes | Behind the Meter | Vivint Solar Developer, LLC | JCP&L | Accepted | 2019-05-22 | 2019-05-24 | 2020-05-24 | HANWHA SOLAR | Q.PEAK BLK-G5 315 | Solar Panels |  | 0.315 | 13 | 103 | 21 |  | Fixed | Roof
Solar Registration Program | NJSRRE1541025909 | Cliffwood | 7721 | 17 | 7.88 | Residential | Yes | Behind the Meter | Vivint Solar Developer, LLC | JCP&L | Accepted | 2019-05-22 | 2019-05-24 | 2020-05-24 | SOLAR EDGE | SE7600H-US | Inverters | 7600 |  | 1 |  |  | 0.992 |  | Outdoor | Near the Utility meter
Solar Registration Program | NJSRRE1541119814 | Egg Harbor City | 8215 | 19 | 7.88 | Residential | No | Behind the Meter | New Jersey Clean Energy Solutions | AC Electric | Accepted | 2019-06-06 | 2019-06-11 | 2020-06-11 | Hanwha QPeak | 315w | Solar Panels |  | 0.315 | 9 | 220 | 23 |  | Fixed | Roof | House
Solar Registration Program | NJSRRE1541119814 | Egg Harbor City | 8215 | 19 | 7.88 | Residential | No | Behind the Meter | New Jersey Clean Energy Solutions | AC Electric | Accepted | 2019-06-06 | 2019-06-11 | 2020-06-11 | Hanwha QPeak | 315w | Solar Panels |  | 0.315 | 16 | 220 | 0 |  | Fixed | Roof | House
Solar Registration Program | NJSRRE1541119814 | Egg Harbor City | 8215 | 19 | 7.88 | Residential | No | Behind the Meter | New Jersey Clean Energy Solutions | AC Electric | Accepted | 2019-06-06 | 2019-06-11 | 2020-06-11 | Solar Edge | SE6000H-US | Inverters | 6000 |  | 1 |  |  | 0.97 |  | Outside | near meter
Solar Registration Program | NJSRRE1541506078 | New Milford | 7646 | 7 | 7.88 | Residential | Yes | Behind the Meter | Vivint Solar Developer, LLC | PSE&G | Accepted | 2019-06-28 | 2019-07-02 | 2020-07-02 | Hanwha Solar | Q.PEAK BLK-G5 315 | Solar Panels |  | 0.315 | 12 | 90 | 18 |  | Fixed | Roof
Solar Registration Program | NJSRRE1541506078 | New Milford | 7646 | 7 | 7.88 | Residential | Yes | Behind the Meter | Vivint Solar Developer, LLC | PSE&G | Accepted | 2019-06-28 | 2019-07-02 | 2020-07-02 | Hanwha Solar | Q.PEAK BLK-G5 315 | Solar Panels |  | 0.315 | 13 | 270 | 18 |  | Fixed | Roof
Solar Registration Program | NJSRRE1541506078 | New Milford | 7646 | 7 | 7.88 | Residential | Yes | Behind the Meter | Vivint Solar Developer, LLC | PSE&G | Accepted | 2019-06-28 | 2019-07-02 | 2020-07-02 | Solar Edge | SE7600H-US | Inverters | 7600 |  | 1 |  |  | 0.992 |  | Outdoor | Near the Utility Meter
Solar Registration Program | NJSRRE1541675753 | Bridgeton | 8302 | 20 | 7.88 | Residential | Yes | Behind the Meter | Trinity Solar | AC Electric | Accepted | 2019-07-17 | 2019-07-18 | 2020-07-18 | Hanwha | Q.PEAK DUO BLK-G5 315 | Solar Panels |  | 0.315 | 6 | 189 | 34 |  | Fixed | Roof
Solar Registration Program | NJSRRE1541675753 | Bridgeton | 8302 | 20 | 7.88 | Residential | Yes | Behind the Meter | Trinity Solar | AC Electric | Accepted | 2019-07-17 | 2019-07-18 | 2020-07-18 | Hanwha | Q.PEAK DUO BLK-G5 315 | Solar Panels |  | 0.315 | 10 | 99 | 45 |  | Fixed | Roof
Solar Registration Program | NJSRRE1541675753 | Bridgeton | 8302 | 20 | 7.88 | Residential | Yes | Behind the Meter | Trinity Solar | AC Electric | Accepted | 2019-07-17 | 2019-07-18 | 2020-07-18 | Hanwha | Q.PEAK DUO BLK-G5 315 | Solar Panels |  | 0.315 | 9 | 189 | 34 |  | Fixed | Roof
Solar Registration Program | NJSRRE1541675753 | Bridgeton | 8302 | 20 | 7.88 | Residential | Yes | Behind the Meter | Trinity Solar | AC Electric | Accepted | 2019-07-17 | 2019-07-18 | 2020-07-18 | Solar Edge | SE6000 | Inverters | 6000 |  | 1 |  |  | 0.97 |  | Outside | side of home
Solar Registration Program | NJSRRE1541677716 | Saddle Brook | 7663 | 7 | 7.88 | Residential | Yes | Behind the Meter | Trinity Solar | PSE&G | Accepted | 2019-07-17 | 2019-07-22 | 2020-07-22 | Hanwha | Q.PEAK DUO BLK-G5 315 | Solar Panels |  | 0.315 | 12 | 343 | 12 |  | Fixed | Roof
Solar Registration Program | NJSRRE1541677716 | Saddle Brook | 7663 | 7 | 7.88 | Residential | Yes | Behind the Meter | Trinity Solar | PSE&G | Accepted | 2019-07-17 | 2019-07-22 | 2020-07-22 | Hanwha | Q.PEAK DUO BLK-G5 315 | Solar Panels |  | 0.315 | 13 | 163 | 12 |  | Fixed | Roof
Solar Registration Program | NJSRRE1541677716 | Saddle Brook | 7663 | 7 | 7.88 | Residential | Yes | Behind the Meter | Trinity Solar | PSE&G | Accepted | 2019-07-17 | 2019-07-22 | 2020-07-22 | Solar Edge | SE6000 | Inverters | 6000 |  | 1 |  |  | 0.97 |  | Outside | side of home
Solar Registration Program | NJSRRE1541680388 | Nutley | 7110 | 9 | 7.88 | Residential | No | Behind the Meter | Vivint Solar Developer, LLC | PSE&G | Accepted | 2019-07-18 | 2019-07-22 | 2020-07-22 | Hanwha Solar | Q.PEAK DUO BLK-G5 315 | Solar Panels |  | 0.315 | 12 | 36 | 27 |  | Fixed | Roof
Solar Registration Program | NJSRRE1541680388 | Nutley | 7110 | 9 | 7.88 | Residential | No | Behind the Meter | Vivint Solar Developer, LLC | PSE&G | Accepted | 2019-07-18 | 2019-07-22 | 2020-07-22 | Hanwha Solar | Q.PEAK DUO BLK-G5 315 | Solar Panels |  | 0.315 | 13 | 216 | 45 |  | Fixed | Roof
Solar Registration Program | NJSRRE1541680388 | Nutley | 7110 | 9 | 7.88 | Residential | No | Behind the Meter | Vivint Solar Developer, LLC | PSE&G | Accepted | 2019-07-18 | 2019-07-22 | 2020-07-22 | Solar Edge | SE7600H-US | Inverters | 7600 |  | 1 |  |  | 0.992 |  | Other | Near the Utility Meter
Solar Registration Program | NJSRRE1541712696 | Union Beach | 7735 | 17 | 7.88 | Residential | Yes | Behind the Meter | Vivint Solar Developer, LLC | JCP&L | Accepted | 2019-08-02 | 2019-08-05 | 2020-08-05 | Hanwha Solar | Q. Peak BLK-G5 315 | Solar Panels |  | 0.315 | 6 | 354 | 19 |  | Fixed | Roof
Solar Registration Program | NJSRRE1541712696 | Union Beach | 7735 | 17 | 7.88 | Residential | Yes | Behind the Meter | Vivint Solar Developer, LLC | JCP&L | Accepted | 2019-08-02 | 2019-08-05 | 2020-08-05 | Hanwha Solar | Q. Peak BLK-G5 315 | Solar Panels |  | 0.315 | 19 | 175 | 19 |  | Fixed | Roof
Solar Registration Program | NJSRRE1541712696 | Union Beach | 7735 | 17 | 7.88 | Residential | Yes | Behind the Meter | Vivint Solar Developer, LLC | JCP&L | Accepted | 2019-08-02 | 2019-08-05 | 2020-08-05 | Solar Edge | SE7600H-US | Inverters | 7600 |  | 1 |  |  | 0.992 |  | Outdoor | Near The Utility Meter
Solar Registration Program | NJSRRE1541715440 | KEYPORT | 7735 | 17 | 7.88 | Residential | Yes | Behind the Meter | Vivint Solar Developer, LLC | JCP&L | Accepted | 2019-08-01 | 2019-08-02 | 2020-08-02 | Hanwha Solar | Q. Peak BLK-G5 315 | Solar Panels |  | 0.315 | 13 | 210 | 19 |  | Fixed | Roof
Solar Registration Program | NJSRRE1541715440 | KEYPORT | 7735 | 17 | 7.88 | Residential | Yes | Behind the Meter | Vivint Solar Developer, LLC | JCP&L | Accepted | 2019-08-01 | 2019-08-02 | 2020-08-02 | Hanwha Solar | Q. Peak BLK-G5 315 | Solar Panels |  | 0.315 | 12 | 30 | 19 |  | Fixed | Roof
Solar Registration Program | NJSRRE1541715440 | KEYPORT | 7735 | 17 | 7.88 | Residential | Yes | Behind the Meter | Vivint Solar Developer, LLC | JCP&L | Accepted | 2019-08-01 | 2019-08-02 | 2020-08-02 | Solar Edge | SE7600H-US | Inverters | 7600 |  | 1 |  |  | 0.992 |  | Outdoor | Neat the Utility Meter
Solar Registration Program | NJSRRE1541718953 | BELLEVILLE | 7109 | 9 | 7.88 | Residential | Yes | Behind the Meter | Pro Custom Solar dba Momentum Solar | PSE&G | Accepted | 2019-07-30 | 2019-08-05 | 2020-08-05 | HANWHA | Q.PEAK DUO BLK-G5 315 | Solar Panels |  | 0.315 | 10 | 352 | 32 |  | Fixed | Roof
Solar Registration Program | NJSRRE1541718953 | BELLEVILLE | 7109 | 9 | 7.88 | Residential | Yes | Behind the Meter | Pro Custom Solar dba Momentum Solar | PSE&G | Accepted | 2019-07-30 | 2019-08-05 | 2020-08-05 | HANWHA | Q.PEAK DUO BLK-G5 315 | Solar Panels |  | 0.315 | 15 | 172 | 32 |  | Fixed | Roof
Solar Registration Program | NJSRRE1541718953 | BELLEVILLE | 7109 | 9 | 7.88 | Residential | Yes | Behind the Meter | Pro Custom Solar dba Momentum Solar | PSE&G | Accepted | 2019-07-30 | 2019-08-05 | 2020-08-05 | ENPHASE ENERGY | IQ7-60-2-US | Inverters | 250 |  | 25 |  |  | 0.97 |  | Outdoor | Roof
Solar Registration Program | NJSRRE1541790344 | Pleasantville | 8232 | 19 | 7.88 | Residential | Yes | Behind the Meter | Trinity Solar | AC Electric | Accepted | 2019-08-06 | 2019-08-08 | 2020-08-08 | Hanwha | Q.PEAK DUO BLK-G5 315 | Solar Panels |  | 0.315 | 25 | 125 | 27 |  | Fixed | Roof
Solar Registration Program | NJSRRE1541790344 | Pleasantville | 8232 | 19 | 7.88 | Residential | Yes | Behind the Meter | Trinity Solar | AC Electric | Accepted | 2019-08-06 | 2019-08-08 | 2020-08-08 | Solar Edge | SE6000 | Inverters | 6000 |  | 1 |  |  | 0.97 |  | Outside | side of home
Solar Registration Program | NJSRRE1541790616 | Englewood Cliffs | 7632 | 7 | 7.88 | Residential | Yes | Behind the Meter | Pro Custom Solar dba Momentum Solar | PSE&G | Accepted | 2019-08-06 | 2019-08-09 | 2020-08-09 | HANWHA | Q.PEAK DUO BLK-G5 315 | Solar Panels |  | 0.315 | 5 | 172 | 20 |  | Fixed | Roof
Solar Registration Program | NJSRRE1541790616 | Englewood Cliffs | 7632 | 7 | 7.88 | Residential | Yes | Behind the Meter | Pro Custom Solar dba Momentum Solar | PSE&G | Accepted | 2019-08-06 | 2019-08-09 | 2020-08-09 | HANWHA | Q.PEAK DUO BLK-G5 315 | Solar Panels |  | 0.315 | 20 | 82 | 21 |  | Fixed | Roof
Solar Registration Program | NJSRRE1541790616 | Englewood Cliffs | 7632 | 7 | 7.88 | Residential | Yes | Behind the Meter | Pro Custom Solar dba Momentum Solar | PSE&G | Accepted | 2019-08-06 | 2019-08-09 | 2020-08-09 | Enphase Energy | IQ7-60-2-US | Inverters | 250 |  | 25 |  |  | 0.97 |  | Outdoor | Roof
Solar Registration Program | NJSRRE1541800274 | Linden | 7036 | 10 | 7.88 | Residential | Yes | Behind the Meter | Pro Custom Solar dba Momentum Solar | PSE&G | Accepted | 2019-08-07 | 2019-08-27 | 2020-08-27 | HANWHA | Q.PEAK DUO BLK-G5 315 | Solar Panels |  | 0.315 | 6 | 218 | 21 |  | Fixed | Roof
Solar Registration Program | NJSRRE1541800274 | Linden | 7036 | 10 | 7.88 | Residential | Yes | Behind the Meter | Pro Custom Solar dba Momentum Solar | PSE&G | Accepted | 2019-08-07 | 2019-08-27 | 2020-08-27 | HANWHA | Q.PEAK DUO BLK-G5 315 | Solar Panels |  | 0.315 | 19 | 128 | 20 |  | Fixed | Roof
Solar Registration Program | NJSRRE1541800274 | Linden | 7036 | 10 | 7.88 | Residential | Yes | Behind the Meter | Pro Custom Solar dba Momentum Solar | PSE&G | Accepted | 2019-08-07 | 2019-08-27 | 2020-08-27 | Enphase Energy | IQ7-60-2-US | Inverters | 250 |  | 25 |  |  | 0.97 |  | Outdoor | Roof
Solar Registration Program | NJSRRE1541815311 | Linden | 7036 | 10 | 7.88 | Residential | Yes | Behind the Meter | Pro Custom Solar dba Momentum Solar | PSE&G | Accepted | 2019-08-12 | 2019-08-23 | 2020-08-23 | HANWHA | Q.PEAK DUO BLK-G5 315 | Solar Panels |  | 0.315 | 11 | 308 | 23 |  | Fixed | Roof
Solar Registration Program | NJSRRE1541815311 | Linden | 7036 | 10 | 7.88 | Residential | Yes | Behind the Meter | Pro Custom Solar dba Momentum Solar | PSE&G | Accepted | 2019-08-12 | 2019-08-23 | 2020-08-23 | HANWHA | Q.PEAK DUO BLK-G5 315 | Solar Panels |  | 0.315 | 8 | 218 | 36 |  | Fixed | Roof
Solar Registration Program | NJSRRE1541815311 | Linden | 7036 | 10 | 7.88 | Residential | Yes | Behind the Meter | Pro Custom Solar dba Momentum Solar | PSE&G | Accepted | 2019-08-12 | 2019-08-23 | 2020-08-23 | HANWHA | Q.PEAK DUO BLK-G5 315 | Solar Panels |  | 0.315 | 3 | 218 | 33 |  | Fixed | Roof
Solar Registration Program | NJSRRE1541815311 | Linden | 7036 | 10 | 7.88 | Residential | Yes | Behind the Meter | Pro Custom Solar dba Momentum Solar | PSE&G | Accepted | 2019-08-12 | 2019-08-23 | 2020-08-23 | HANWHA | Q.PEAK DUO BLK-G5 315 | Solar Panels |  | 0.315 | 3 | 38 | 33 |  | Fixed | Roof
Solar Registration Program | NJSRRE1541815311 | Linden | 7036 | 10 | 7.88 | Residential | Yes | Behind the Meter | Pro Custom Solar dba Momentum Solar | PSE&G | Accepted | 2019-08-12 | 2019-08-23 | 2020-08-23 | Enphase Energy | IQ7-60-2-US | Inverters | 250 |  | 25 |  |  | 0.97 |  | Outdoor | Roof
Solar Registration Program | NJSRRE1541815547 | DOVER | 7801 | 3 | 7.88 | Residential | Yes | Behind the Meter | Vivint Solar Developer, LLC | JCP&L | Accepted | 2019-08-13 | 2019-08-23 | 2020-08-23 | Hanwha Solar | Q.PEAK BLK-G5 315 | Solar Panels |  | 0.315 | 14 | 236 | 46 |  | Fixed | Roof
Solar Registration Program | NJSRRE1541815547 | DOVER | 7801 | 3 | 7.88 | Residential | Yes | Behind the Meter | Vivint Solar Developer, LLC | JCP&L | Accepted | 2019-08-13 | 2019-08-23 | 2020-08-23 | Hanwha Solar | Q.PEAK BLK-G5 315 | Solar Panels |  | 0.315 | 2 | 56 | 46 |  | Fixed | Roof
Solar Registration Program | NJSRRE1541815547 | DOVER | 7801 | 3 | 7.88 | Residential | Yes | Behind the Meter | Vivint Solar Developer, LLC | JCP&L | Accepted | 2019-08-13 | 2019-08-23 | 2020-08-23 | Hanwha Solar | Q.PEAK BLK-G5 315 | Solar Panels |  | 0.315 | 9 | 236 | 21 |  | Fixed | Roof
Solar Registration Program | NJSRRE1541815547 | DOVER | 7801 | 3 | 7.88 | Residential | Yes | Behind the Meter | Vivint Solar Developer, LLC | JCP&L | Accepted | 2019-08-13 | 2019-08-23 | 2020-08-23 | Solar Edge | SE7600H-US | Inverters | 7600 |  | 1 |  |  | 0.992 |  | Outdoor | Near the Utility Meter
Solar Registration Program | NJSRRE1541870639 | Neptune City | 7753 | 17 | 7.88 | Residential | Yes | Behind the Meter | Trinity Solar | JCP&L | Accepted | 2019-08-21 | 2019-08-26 | 2020-08-26 | Hanwha | Q.PEAK DUO BLK-G5 315 | Solar Panels |  | 0.315 | 11 | 120 | 37 |  | Fixed | Roof
Solar Registration Program | NJSRRE1541870639 | Neptune City | 7753 | 17 | 7.88 | Residential | Yes | Behind the Meter | Trinity Solar | JCP&L | Accepted | 2019-08-21 | 2019-08-26 | 2020-08-26 | Hanwha | Q.PEAK DUO BLK-G5 315 | Solar Panels |  | 0.315 | 6 | 300 | 9 |  | Fixed | Roof
Solar Registration Program | NJSRRE1541870639 | Neptune City | 7753 | 17 | 7.88 | Residential | Yes | Behind the Meter | Trinity Solar | JCP&L | Accepted | 2019-08-21 | 2019-08-26 | 2020-08-26 | Hanwha | Q.PEAK DUO BLK-G5 315 | Solar Panels |  | 0.315 | 8 | 210 | 27 |  | Fixed | Roof
Solar Registration Program | NJSRRE1541870639 | Neptune City | 7753 | 17 | 7.88 | Residential | Yes | Behind the Meter | Trinity Solar | JCP&L | Accepted | 2019-08-21 | 2019-08-26 | 2020-08-26 | Solar edge | SE6000 | Inverters | 6000 |  | 1 |  |  | 0.97 |  | Outside | side of home
Solar Registration Program | NJSRRE1541883653 | Sea Girt | 8750 | 17 | 7.88 | Residential | Yes | Behind the Meter | Trinity Solar | JCP&L | Accepted | 2019-08-26 | 2019-08-28 | 2020-08-28 | Hanwha 315 | Q.PEAK DUO BLK-G5 315 | Solar Panels |  | 0.315 | 3 | 204 | 34 |  | Fixed | Roof
Solar Registration Program | NJSRRE1541883653 | Sea Girt | 8750 | 17 | 7.88 | Residential | Yes | Behind the Meter | Trinity Solar | JCP&L | Accepted | 2019-08-26 | 2019-08-28 | 2020-08-28 | Hanwha 315 | Q.PEAK DUO BLK-G5 315 | Solar Panels |  | 0.315 | 22 | 114 | 18 |  | Fixed | Roof
Solar Registration Program | NJSRRE1541883653 | Sea Girt | 8750 | 17 | 7.88 | Residential | Yes | Behind the Meter | Trinity Solar | JCP&L | Accepted | 2019-08-26 | 2019-08-28 | 2020-08-28 | Solar Edge | SE6000 | Inverters | 6000 |  | 1 |  |  | 0.97 |  | Outside | Side of home
Solar Registration Program | NJSRRE1541884706 | SWEDESBORO | 8085 | 15 | 7.88 | Residential | No | Behind the Meter | Vivint Solar Developer, LLC | AC Electric | Accepted | 2019-08-26 | 2019-08-29 | 2020-08-29 | Hanwha Solar | Q.PEAK DUO BLK-G5 | Solar Panels |  | 0.315 | 3 | 192 | 41 |  | Fixed | Roof
Solar Registration Program | NJSRRE1541884706 | SWEDESBORO | 8085 | 15 | 7.88 | Residential | No | Behind the Meter | Vivint Solar Developer, LLC | AC Electric | Accepted | 2019-08-26 | 2019-08-29 | 2020-08-29 | Hanwha solar | Q.PEAK DUO BLK-G5 | Solar Panels |  | 0.315 | 22 | 192 | 36 |  | Fixed | Roof
Solar Registration Program | NJSRRE1541884706 | SWEDESBORO | 8085 | 15 | 7.88 | Residential | No | Behind the Meter | Vivint Solar Developer, LLC | AC Electric | Accepted | 2019-08-26 | 2019-08-29 | 2020-08-29 | SOLAREDGE | SE7600H-US | Inverters | 7600 |  | 1 |  |  | 0.992 |  | Outdoor | Near the Utility Meter
Solar Registration Program | NJSRRE1541887986 | Hammonton | 8037 | 19 | 7.88 | Residential | Yes | Behind the Meter | Trinity Solar | AC Electric | Accepted | 2019-08-27 | 2019-08-29 | 2020-08-29 | Hanwha | Q.PEAK DUO BLK-G5 315 | Solar Panels |  | 0.315 | 8 | 130 | 27 |  | Fixed | Roof
Solar Registration Program | NJSRRE1541887986 | Hammonton | 8037 | 19 | 7.88 | Residential | Yes | Behind the Meter | Trinity Solar | AC Electric | Accepted | 2019-08-27 | 2019-08-29 | 2020-08-29 | Hanwha | Q.PEAK DUO BLK-G5 315 | Solar Panels |  | 0.315 | 10 | 130 | 27 |  | Fixed | Roof
Solar Registration Program | NJSRRE1541887986 | Hammonton | 8037 | 19 | 7.88 | Residential | Yes | Behind the Meter | Trinity Solar | AC Electric | Accepted | 2019-08-27 | 2019-08-29 | 2020-08-29 | Hanwha | Q.PEAK DUO BLK-G5 315 | Solar Panels |  | 0.315 | 7 | 130 | 27 |  | Fixed | Roof
Solar Registration Program | NJSRRE1541887986 | Hammonton | 8037 | 19 | 7.88 | Residential | Yes | Behind the Meter | Trinity Solar | AC Electric | Accepted | 2019-08-27 | 2019-08-29 | 2020-08-29 | Solar Edge | SE6000 | Inverters | 6000 |  | 1 |  |  | 0.97 |  | Outside | side of home
Solar Registration Program | NJSRRE1541888021 | PHILLIPSBURG | 8865 | 2 | 7.88 | Residential | No | Behind the Meter | Vivint Solar Developer, LLC | JCP&L | Accepted | 2019-09-05 | 2019-09-05 | 2020-09-05 | Hanwha Solar | Q.PEAK BLK-G5 315 | Solar Panels |  | 0.315 | 3 | 54 | 28 |  | Fixed | Roof
Solar Registration Program | NJSRRE1541888021 | PHILLIPSBURG | 8865 | 2 | 7.88 | Residential | No | Behind the Meter | Vivint Solar Developer, LLC | JCP&L | Accepted | 2019-09-05 | 2019-09-05 | 2020-09-05 | Hanwha Solar | Q.PEAK BLK-G5 315 | Solar Panels |  | 0.315 | 19 | 234 | 28 |  | Fixed | Roof
Solar Registration Program | NJSRRE1541888021 | PHILLIPSBURG | 8865 | 2 | 7.88 | Residential | No | Behind the Meter | Vivint Solar Developer, LLC | JCP&L | Accepted | 2019-09-05 | 2019-09-05 | 2020-09-05 | Hanwha Solar | Q.PEAK BLK-G5 315 | Solar Panels |  | 0.315 | 3 | 144 | 25 |  | Fixed | Roof
Solar Registration Program | NJSRRE1541888021 | PHILLIPSBURG | 8865 | 2 | 7.88 | Residential | No | Behind the Meter | Vivint Solar Developer, LLC | JCP&L | Accepted | 2019-09-05 | 2019-09-05 | 2020-09-05 | SolarEdge | SE7600H-US | Inverters | 7600 |  | 1 |  |  | 0.992 |  | Outdoor | Near The Utility Meter
Solar Registration Program | NJSRRE1541888574 | Bridgewater | 8807 | 5 | 7.88 | Residential | No | Behind the Meter | Solar Spectrum LLC | PSE&G | Final As-Built Received | 2019-08-27 | 2019-08-30 | 2020-08-30 | Q Cells | Q.PEAK-DUO-BLK-G5-315 | Solar Panels |  | 0.315 | 8 | 229 | 34 |  | Fixed | Roof
Solar Registration Program | NJSRRE1541888574 | Bridgewater | 8807 | 5 | 7.88 | Residential | No | Behind the Meter | Solar Spectrum LLC | PSE&G | Final As-Built Received | 2019-08-27 | 2019-08-30 | 2020-08-30 | Q Cells | Q.PEAK-DUO-BLK-G5-315 | Solar Panels |  | 0.315 | 3 | 49 | 34 |  | Fixed | Roof
Solar Registration Program | NJSRRE1541888574 | Bridgewater | 8807 | 5 | 7.88 | Residential | No | Behind the Meter | Solar Spectrum LLC | PSE&G | Final As-Built Received | 2019-08-27 | 2019-08-30 | 2020-08-30 | Q Cells | Q.PEAK-DUO-BLK-G5-315 | Solar Panels |  | 0.315 | 14 | 139 | 34 |  | Fixed | Roof
Solar Registration Program | NJSRRE1541888574 | Bridgewater | 8807 | 5 | 7.88 | Residential | No | Behind the Meter | Solar Spectrum LLC | PSE&G | Final As-Built Received | 2019-08-27 | 2019-08-30 | 2020-08-30 | SolarEdge Technologies | SE6000H-US | Inverters | 25 |  | 1 |  |  | 0.99 |  | Outdoor | near meter
Solar Registration Program | NJSRRE1541907867 | GIBBSTOWN | 8027 | 15 | 7.88 | Residential | Yes | Behind the Meter | Vivint Solar Developer, LLC | AC Electric | Accepted | 2019-09-05 | 2019-09-05 | 2020-09-05 | Hanwha Solar | Q.PEAK BLK-G5 315 | Solar Panels |  | 0.315 | 15 | 139 | 19 |  | Fixed | Roof
Solar Registration Program | NJSRRE1541907867 | GIBBSTOWN | 8027 | 15 | 7.88 | Residential | Yes | Behind the Meter | Vivint Solar Developer, LLC | AC Electric | Accepted | 2019-09-05 | 2019-09-05 | 2020-09-05 | HAnwha Solar | Q.PEAK BLK-G5 315 | Solar Panels |  | 0.315 | 10 | 229 | 21 |  | Fixed | Roof
Solar Registration Program | NJSRRE1541907867 | GIBBSTOWN | 8027 | 15 | 7.88 | Residential | Yes | Behind the Meter | Vivint Solar Developer, LLC | AC Electric | Accepted | 2019-09-05 | 2019-09-05 | 2020-09-05 | SolarEdge | SE7600H-US | Inverters | 7600 |  | 1 |  |  | 0.992 |  | Outdoor | Near The Utility Meter
Solar Registration Program | NJSRRE1541989793 | Sicklerville | 8081 | 14 | 7.88 | Residential | Yes | Behind the Meter | Vivint Solar Developer, LLC | AC Electric | Accepted | 2019-09-04 | 2019-09-05 | 2020-09-05 | HANWHA SOLAR | Q.PEAK BLK-G5 315 | Solar Panels |  | 0.315 | 19 | 39 | 33 |  | Fixed | Roof
Solar Registration Program | NJSRRE1541989793 | Sicklerville | 8081 | 14 | 7.88 | Residential | Yes | Behind the Meter | Vivint Solar Developer, LLC | AC Electric | Accepted | 2019-09-04 | 2019-09-05 | 2020-09-05 | HANWHA SOLAR | Q.PEAK BLK-G5 315 | Solar Panels |  | 0.315 | 6 | 39 | 33 |  | Fixed | Roof
Solar Registration Program | NJSRRE1541989793 | Sicklerville | 8081 | 14 | 7.88 | Residential | Yes | Behind the Meter | Vivint Solar Developer, LLC | AC Electric | Accepted | 2019-09-04 | 2019-09-05 | 2020-09-05 | SOLAR EDGE | SE7600H-US000BNC4 | Inverters | 7600 |  | 1 |  |  | 0.992 |  | Outdoor | Near Utility Meter
Solar Registration Program | NJSRRE1541989840 | River Edge | 7661 | 7 | 7.88 | Residential | Yes | Behind the Meter | Vivint Solar Developer, LLC | PSE&G | Accepted | 2019-09-04 | 2019-09-05 | 2020-09-05 | Hanwha | Q.PEAK BLK-G5 315w | Solar Panels |  | 0.315 | 6 | 199 | 27 |  | Fixed | Roof
Solar Registration Program | NJSRRE1541989840 | River Edge | 7661 | 7 | 7.88 | Residential | Yes | Behind the Meter | Vivint Solar Developer, LLC | PSE&G | Accepted | 2019-09-04 | 2019-09-05 | 2020-09-05 | SolarEdge | Hanwha | Solar Panels |  | 0.315 | 4 | 199 | 27 |  | Fixed | Roof
Solar Registration Program | NJSRRE1541989840 | River Edge | 7661 | 7 | 7.88 | Residential | Yes | Behind the Meter | Vivint Solar Developer, LLC | PSE&G | Accepted | 2019-09-04 | 2019-09-05 | 2020-09-05 | Hanwha | Q.PEAK BLK-G5 315w | Solar Panels |  | 0.315 | 12 | 289 | 27 |  | Fixed | Roof
Solar Registration Program | NJSRRE1541989840 | River Edge | 7661 | 7 | 7.88 | Residential | Yes | Behind the Meter | Vivint Solar Developer, LLC | PSE&G | Accepted | 2019-09-04 | 2019-09-05 | 2020-09-05 | Hanwha | Q.PEAK BLK-G5 315w | Solar Panels |  | 0.315 | 3 | 289 | 27 |  | Fixed | Roof
Solar Registration Program | NJSRRE1541989840 | River Edge | 7661 | 7 | 7.88 | Residential | Yes | Behind the Meter | Vivint Solar Developer, LLC | PSE&G | Accepted | 2019-09-04 | 2019-09-05 | 2020-09-05 | SolarEdge | SE7600H-US | Inverters | 7600 |  | 1 |  |  | 0.992 |  | Outdoor | Near the Utility Meter
Solar Registration Program | NJSRRE1542079133 | Manville | 8835 | 5 | 7.88 | Residential | Yes | Behind the Meter | Vivint Solar Developer, LLC | PSE&G | Accepted | 2019-09-05 | 2019-09-06 | 2020-09-06 | Hanwha Solar | Q.PEAK BLK-G5 315 | Solar Panels |  | 0.315 | 17 | 163 | 26 |  | Fixed | Roof
Solar Registration Program | NJSRRE1542079133 | Manville | 8835 | 5 | 7.88 | Residential | Yes | Behind the Meter | Vivint Solar Developer, LLC | PSE&G | Accepted | 2019-09-05 | 2019-09-06 | 2020-09-06 | Hanwha Solar | Q.PEAK BLK-G5 315 | Solar Panels |  | 0.315 | 8 | 343 | 26 |  | Fixed | Roof
Solar Registration Program | NJSRRE1542079133 | Manville | 8835 | 5 | 7.88 | Residential | Yes | Behind the Meter | Vivint Solar Developer, LLC | PSE&G | Accepted | 2019-09-05 | 2019-09-06 | 2020-09-06 | SolarEdge Technologies | SE7600H-US | Inverters | 7600 |  | 1 |  |  | 0.992 |  | Outdoor | Near the Utility Meter
Solar Registration Program | NJSRRE1542161810 | Parlin | 8859 | 11 | 7.88 | Residential | Yes | Behind the Meter | Vivint Solar Developer, LLC | JCP&L | Accepted | 2019-09-05 | 2019-09-06 | 2020-09-06 | HANWHA SOLAR | Q.PEAK BLK-G5 315 | Solar Panels |  | 0.315 | 13 | 142 | 36 |  | Fixed | Roof
Solar Registration Program | NJSRRE1542161810 | Parlin | 8859 | 11 | 7.88 | Residential | Yes | Behind the Meter | Vivint Solar Developer, LLC | JCP&L | Accepted | 2019-09-05 | 2019-09-06 | 2020-09-06 | HANWHA SOLAR | Q.PEAK BLK-G5 315 | Solar Panels |  | 0.315 | 12 | 322 | 36 |  | Fixed | Roof
Solar Registration Program | NJSRRE1542161810 | Parlin | 8859 | 11 | 7.88 | Residential | Yes | Behind the Meter | Vivint Solar Developer, LLC | JCP&L | Accepted | 2019-09-05 | 2019-09-06 | 2020-09-06 | SOLAREDGE TECHNOLOGIES | SE7600H-US000BNC4 | Inverters | 7600 |  | 1 |  |  | 0.992 |  | Outdoor | Near The Utility Meter
Solar Registration Program | NJSRRE1542291832 | Closter | 7624 | 7 | 7.88 | Residential | Yes | Behind the Meter | Vivint Solar Developer, LLC | Orange Rockland Electric | Accepted | 2019-09-06 | 2019-09-10 | 2020-09-10 | Hanwha Solar | Q.PEAK BLK-G5 315 | Solar Panels |  | 0.315 | 19 | 184 | 15 |  | Fixed | Roof
Solar Registration Program | NJSRRE1542291832 | Closter | 7624 | 7 | 7.88 | Residential | Yes | Behind the Meter | Vivint Solar Developer, LLC | Orange Rockland Electric | Accepted | 2019-09-06 | 2019-09-10 | 2020-09-10 | Hanwha Solar | Q.PEAK BLK-G5 315 | Solar Panels |  | 0.315 | 6 | 4 | 15 |  | Fixed | Roof
Solar Registration Program | NJSRRE1542291832 | Closter | 7624 | 7 | 7.88 | Residential | Yes | Behind the Meter | Vivint Solar Developer, LLC | Orange Rockland Electric | Accepted | 2019-09-06 | 2019-09-10 | 2020-09-10 | SolarEdge | SE7600H-US | Inverters | 7600 |  | 1 |  |  | 0.992 |  | Outdoor | Near the Utility Meter
Solar Registration Program | NJSRRE1542294423 | Bayville | 8721 | 18 | 7.88 | Residential | Yes | Behind the Meter | Suntuity Solar LLC | JCP&L | Accepted | 2019-09-06 | 2019-09-10 | 2020-09-10 | Yingli Green Energy | YL315D-30b | Solar Panels |  | 0.315 | 25 | 122 | 19 |  | Fixed | Roof
Solar Registration Program | NJSRRE1542294423 | Bayville | 8721 | 18 | 7.88 | Residential | Yes | Behind the Meter | Suntuity Solar LLC | JCP&L | Accepted | 2019-09-06 | 2019-09-10 | 2020-09-10 | Enphase Energy | IQ7-60-2-US | Inverters | 240 |  | 25 |  |  | 0.97 |  | Outdoor | Behind the PV Modules
Solar Registration Program | NJSRRE1542369478 | Williamstown | 8094 | 15 | 7.88 | Residential | Yes | Behind the Meter | Suntuity Solar LLC | AC Electric | Accepted | 2019-09-07 | 2019-09-11 | 2020-09-11 | Yingli Green Energy | YL315D-30b | Solar Panels |  | 0.315 | 16 | 124 | 8 |  | Fixed | Roof
Solar Registration Program | NJSRRE1542369478 | Williamstown | 8094 | 15 | 7.88 | Residential | Yes | Behind the Meter | Suntuity Solar LLC | AC Electric | Accepted | 2019-09-07 | 2019-09-11 | 2020-09-11 | Yingli Green Energy | YL315D-30b | Solar Panels |  | 0.315 | 5 | 124 | 34 |  | Fixed | Roof
Solar Registration Program | NJSRRE1542369478 | Williamstown | 8094 | 15 | 7.88 | Residential | Yes | Behind the Meter | Suntuity Solar LLC | AC Electric | Accepted | 2019-09-07 | 2019-09-11 | 2020-09-11 | Yingli Green Energy | YL315D-30b | Solar Panels |  | 0.315 | 4 | 304 | 34 |  | Fixed | Roof
Solar Registration Program | NJSRRE1542369478 | Williamstown | 8094 | 15 | 7.88 | Residential | Yes | Behind the Meter | Suntuity Solar LLC | AC Electric | Accepted | 2019-09-07 | 2019-09-11 | 2020-09-11 | Enphase Energy | IQ7-60-2-US | Inverters | 240 |  | 25 |  |  | 0.97 |  | Outdoor | Behind the PV Modules
Solar Registration Program | NJSRRE1542407177 | MOUNT LAUREL | 8054 | 13 | 7.88 | Residential | No | Behind the Meter | Vivint Solar Developer, LLC | PSE&G | Accepted | 2019-09-14 | 2019-09-17 | 2020-09-17 | HANWHA SOLAR | Q.PEAK BLK-G5 315 | Solar Panels |  | 0.315 | 8 | 179 | 40 |  | Fixed | Roof
Solar Registration Program | NJSRRE1542407177 | MOUNT LAUREL | 8054 | 13 | 7.88 | Residential | No | Behind the Meter | Vivint Solar Developer, LLC | PSE&G | Accepted | 2019-09-14 | 2019-09-17 | 2020-09-17 | HANWHA SOLAR | Q.PEAK BLK-G5 315 | Solar Panels |  | 0.315 | 10 | 89 | 33 |  | Fixed | Roof
Solar Registration Program | NJSRRE1542407177 | MOUNT LAUREL | 8054 | 13 | 7.88 | Residential | No | Behind the Meter | Vivint Solar Developer, LLC | PSE&G | Accepted | 2019-09-14 | 2019-09-17 | 2020-09-17 | HANWHA SOLAR | Q.PEAK BLK-G5 315 | Solar Panels |  | 0.315 | 7 | 179 | 40 |  | Fixed | Roof
Solar Registration Program | NJSRRE1542407177 | MOUNT LAUREL | 8054 | 13 | 7.88 | Residential | No | Behind the Meter | Vivint Solar Developer, LLC | PSE&G | Accepted | 2019-09-14 | 2019-09-17 | 2020-09-17 | SOLAREDGE | SE7600H-US000BNC4 | Inverters | 7600 |  | 1 |  |  | 0.992 |  | Outdoor | Near The Utility Meter
Solar Registration Program | NJSRRE1542412774 | Paterson | 7502 | 6 | 7.88 | Residential | Yes | Behind the Meter | Vivint Solar Developer, LLC | PSE&G | Accepted | 2019-09-19 | 2019-09-23 | 2020-09-23 | HANWHA SOLAR | Q.PEAK BLK-G5 315 | Solar Panels |  | 0.315 | 19 | 230 | 40 |  | Fixed | Roof
Solar Registration Program | NJSRRE1542412774 | Paterson | 7502 | 6 | 7.88 | Residential | Yes | Behind the Meter | Vivint Solar Developer, LLC | PSE&G | Accepted | 2019-09-19 | 2019-09-23 | 2020-09-23 | HANWHA SOLAR | Q.PEAK BLK-G5 315 | Solar Panels |  | 0.315 | 6 | 40 | 50 |  | Fixed | Roof
Solar Registration Program | NJSRRE1542412774 | Paterson | 7502 | 6 | 7.88 | Residential | Yes | Behind the Meter | Vivint Solar Developer, LLC | PSE&G | Accepted | 2019-09-19 | 2019-09-23 | 2020-09-23 | SOLAREDGE | SE7600H-US000BNC4 | Inverters | 7600 |  | 1 |  |  | 0.992 |  | Outdoor | Near The Utility Meter
Solar Registration Program | NJSRRE1542416562 | Raritan | 8869 | 5 | 7.88 | Residential | Yes | Behind the Meter | Suntuity Solar LLC | PSE&G | Accepted | 2019-09-18 | 2019-09-20 | 2020-09-20 | Yingli Green Energy | YL315D-30b | Solar Panels |  | 0.315 | 14 | 86 | 22 |  | Fixed | Roof
Solar Registration Program | NJSRRE1542416562 | Raritan | 8869 | 5 | 7.88 | Residential | Yes | Behind the Meter | Suntuity Solar LLC | PSE&G | Accepted | 2019-09-18 | 2019-09-20 | 2020-09-20 | Yingli Green Energy | YL315D-30b | Solar Panels |  | 0.315 | 11 | 86 | 21 |  | Fixed | Roof
Solar Registration Program | NJSRRE1542416562 | Raritan | 8869 | 5 | 7.88 | Residential | Yes | Behind the Meter | Suntuity Solar LLC | PSE&G | Accepted | 2019-09-18 | 2019-09-20 | 2020-09-20 | Enphase Energy | IQ7-60-2-US | Inverters | 240 |  | 25 |  |  | 0.97 |  | Outdoor | Behind the PV Modules
Solar Registration Program | NJSRRE1542423087 | Englewood City | 7631 | 7 | 7.88 | Residential | No | Behind the Meter | Solar Spectrum LLC | PSE&G | Accepted | 2019-09-19 | 2019-09-24 | 2020-09-24 | Q Cells | Q.PEAK-DUO-BLK-G5-315 | Solar Panels |  | 0.315 | 25 | 174 | 31 |  | Fixed | Roof
Solar Registration Program | NJSRRE1542423087 | Englewood City | 7631 | 7 | 7.88 | Residential | No | Behind the Meter | Solar Spectrum LLC | PSE&G | Accepted | 2019-09-19 | 2019-09-24 | 2020-09-24 | SolarEdge Technologies | SE7600H-US | Inverters | 32 |  | 1 |  |  | 0.99 |  | Outdoor | near meter
Solar Registration Program | NJSRRE1542425064 | WILLINGBORO | 8046 | 13 | 7.88 | Residential | No | Behind the Meter | Vivint Solar Developer, LLC | PSE&G | Accepted | 2019-09-20 | 2019-09-24 | 2020-09-24 | HANWHA SOLAR | Q.PEAK BLK-G5 315 | Solar Panels |  | 0.315 | 7 | 149 | 42 |  | Fixed | Roof
Solar Registration Program | NJSRRE1542425064 | WILLINGBORO | 8046 | 13 | 7.88 | Residential | No | Behind the Meter | Vivint Solar Developer, LLC | PSE&G | Accepted | 2019-09-20 | 2019-09-24 | 2020-09-24 | HANWHA SOLAR | Q.PEAK BLK-G5 315 | Solar Panels |  | 0.315 | 18 | 149 | 42 |  | Fixed | Roof
Solar Registration Program | NJSRRE1542425064 | WILLINGBORO | 8046 | 13 | 7.88 | Residential | No | Behind the Meter | Vivint Solar Developer, LLC | PSE&G | Accepted | 2019-09-20 | 2019-09-24 | 2020-09-24 | SOLAREDGE | SE7600H-US000BNC4 | Inverters | 7600 |  | 1 |  |  | 0.992 |  | Other | Near The Utility Meter
Solar Registration Program | NJSRRE1542425696 | Pleasantville | 8232 | 19 | 7.88 | Residential | No | Behind the Meter | Castle Energy, LLC | AC Electric | Accepted | 2019-09-20 | 2019-09-24 | 2020-09-24 | Hanwha Q-Cells | Q.Peak DUO-BLK-G5 315 | Solar Panels |  | 0.315 | 25 | 206 | 19 |  | Fixed | Roof
Solar Registration Program | NJSRRE1542425696 | Pleasantville | 8232 | 19 | 7.88 | Residential | No | Behind the Meter | Castle Energy, LLC | AC Electric | Accepted | 2019-09-20 | 2019-09-24 | 2020-09-24 | Enphase Energy | IQ7-60-2-US | Inverters | 240 |  | 25 |  |  | 0.967 |  | Outside | on the rooftop under each solar panel
Solar Registration Program | NJSRRE1542431156 | Stewartsville | 8886 | 2 | 7.88 | Residential | Yes | Behind the Meter | Trinity Solar | JCP&L | Accepted | 2019-09-24 | 2019-09-26 | 2020-09-26 | Hanwha | Q.PEAK DUO BLK-G5 315 | Solar Panels |  | 0.315 | 6 | 216 | 40 |  | Fixed | Roof
Solar Registration Program | NJSRRE1542431156 | Stewartsville | 8886 | 2 | 7.88 | Residential | Yes | Behind the Meter | Trinity Solar | JCP&L | Accepted | 2019-09-24 | 2019-09-26 | 2020-09-26 | Hanwha | Q.PEAK DUO BLK-G5 315 | Solar Panels |  | 0.315 | 19 | 216 | 40 |  | Fixed | Roof
Solar Registration Program | NJSRRE1542431156 | Stewartsville | 8886 | 2 | 7.88 | Residential | Yes | Behind the Meter | Trinity Solar | JCP&L | Accepted | 2019-09-24 | 2019-09-26 | 2020-09-26 | Solar Edge | SE6000 | Inverters | 6000 |  | 1 |  |  | 0.97 |  | Outside | side of home
Solar Registration Program | NJSRRE1542431414 | Clifton | 7012 | 6 | 7.88 | Residential | Yes | Behind the Meter | Vivint Solar Developer, LLC | PSE&G | Accepted | 2019-09-24 | 2019-09-26 | 2020-09-26 | HANWHA SOLAR | Q.PEAK BLK-G5 315 | Solar Panels |  | 0.315 | 18 | 132 | 31 |  | Fixed | Roof
Solar Registration Program | NJSRRE1542431414 | Clifton | 7012 | 6 | 7.88 | Residential | Yes | Behind the Meter | Vivint Solar Developer, LLC | PSE&G | Accepted | 2019-09-24 | 2019-09-26 | 2020-09-26 | HANWHA SOLAR | Q.PEAK BLK-G5 315 | Solar Panels |  | 0.315 | 7 | 222 | 31 |  | Fixed | Roof
Solar Registration Program | NJSRRE1542431414 | Clifton | 7012 | 6 | 7.88 | Residential | Yes | Behind the Meter | Vivint Solar Developer, LLC | PSE&G | Accepted | 2019-09-24 | 2019-09-26 | 2020-09-26 | SolarEdge | SE7600H-US | Inverters | 7600 |  | 1 |  |  | 0.992 |  | Outdoor | Near the Utility Meter
Solar Registration Program | NJSRRE1542431611 | BLACKWOOD | 8012 | 14 | 7.88 | Residential | No | Behind the Meter | Vivint Solar Developer, LLC | PSE&G | Accepted | 2019-09-24 | 2019-09-26 | 2020-09-26 | Hanwha Solar | Q.PEAK BLK-G5 315 | Solar Panels |  | 0.315 | 14 | 349 | 26 |  | Fixed | Roof
Solar Registration Program | NJSRRE1542431611 | BLACKWOOD | 8012 | 14 | 7.88 | Residential | No | Behind the Meter | Vivint Solar Developer, LLC | PSE&G | Accepted | 2019-09-24 | 2019-09-26 | 2020-09-26 | Hanwha Solar | Q.PEAK BLK-G5 315 | Solar Panels |  | 0.315 | 11 | 169 | 26 |  | Fixed | Roof
Solar Registration Program | NJSRRE1542431611 | BLACKWOOD | 8012 | 14 | 7.88 | Residential | No | Behind the Meter | Vivint Solar Developer, LLC | PSE&G | Accepted | 2019-09-24 | 2019-09-26 | 2020-09-26 | SolarEdge | SE7600H-US | Inverters | 7600 |  | 1 |  |  | 0.992 |  | Outdoor | Near the Utility Meter
Solar Registration Program | NJSRRE1542521791 | RARITAN | 8869 | 5 | 7.88 | Residential | Yes | Behind the Meter | Vivint Solar Developer, LLC | PSE&G | Accepted | 2019-10-09 | 2019-10-11 | 2020-10-11 | HANWHA SOLAR | Q.PEAK BLK-G5 315 | Solar Panels |  | 0.315 | 17 | 270 | 36 |  | Fixed | Roof
Solar Registration Program | NJSRRE1542521791 | RARITAN | 8869 | 5 | 7.88 | Residential | Yes | Behind the Meter | Vivint Solar Developer, LLC | PSE&G | Accepted | 2019-10-09 | 2019-10-11 | 2020-10-11 | HANWHA SOLAR | Q.PEAK BLK-G5 315 | Solar Panels |  | 0.315 | 3 | 270 | 21 |  | Fixed | Roof
Solar Registration Program | NJSRRE1542521791 | RARITAN | 8869 | 5 | 7.88 | Residential | Yes | Behind the Meter | Vivint Solar Developer, LLC | PSE&G | Accepted | 2019-10-09 | 2019-10-11 | 2020-10-11 | HANWHA SOLAR | Q.PEAK BLK-G5 315 | Solar Panels |  | 0.315 | 5 | 90 | 36 |  | Fixed | Roof
Solar Registration Program | NJSRRE1542521791 | RARITAN | 8869 | 5 | 7.88 | Residential | Yes | Behind the Meter | Vivint Solar Developer, LLC | PSE&G | Accepted | 2019-10-09 | 2019-10-11 | 2020-10-11 | solar edge | SE7600H-US | Inverters | 7600 |  | 1 |  |  | 0.992 |  | Outdoor | near utility meter
Solar Registration Program | NJSRRE1542528484 | SWEDESBORO | 8085 | 15 | 7.88 | Residential | Yes | Behind the Meter | Vivint Solar Developer, LLC | AC Electric | Accepted | 2019-10-11 | 2019-10-15 | 2020-10-15 | Hanwha Solar | Q.PEAK BLK-G5 315 | Solar Panels |  | 0.315 | 19 | 290 | 33 |  | Fixed | Roof
Solar Registration Program | NJSRRE1542528484 | SWEDESBORO | 8085 | 15 | 7.88 | Residential | Yes | Behind the Meter | Vivint Solar Developer, LLC | AC Electric | Accepted | 2019-10-11 | 2019-10-15 | 2020-10-15 | Hanwha Solar | Q.PEAK BLK-G5 315 | Solar Panels |  | 0.315 | 6 | 200 | 33 |  | Fixed | Roof
Solar Registration Program | NJSRRE1542528484 | SWEDESBORO | 8085 | 15 | 7.88 | Residential | Yes | Behind the Meter | Vivint Solar Developer, LLC | AC Electric | Accepted | 2019-10-11 | 2019-10-15 | 2020-10-15 | Solar Edge | SE7600H-US000BNC4 | Inverters | 7600 |  | 1 |  |  | 0.992 |  | Outdoor | Near the Utility Meter
Solar Registration Program | NJSRRE1542540310 | Oceanport | 7757 | 17 | 7.88 | Residential | No | Behind the Meter | Trinity Solar | JCP&L | Accepted | 2019-10-14 | 2019-10-16 | 2020-10-16 | Hanwha | Q.PEAK DUO BLK-G5 315 | Solar Panels |  | 0.315 | 25 | 209 | 23 |  | Fixed | Roof
Solar Registration Program | NJSRRE1542540310 | Oceanport | 7757 | 17 | 7.88 | Residential | No | Behind the Meter | Trinity Solar | JCP&L | Accepted | 2019-10-14 | 2019-10-16 | 2020-10-16 | Solar Edge | SE6000 | Inverters | 6000 |  | 1 |  |  | 0.97 |  | Outside | side of home
Solar Registration Program | NJSRRE1542541533 | Paterson | 7514 | 6 | 7.88 | Residential | Yes | Behind the Meter | Trinity Solar | PSE&G | Accepted | 2019-10-14 | 2019-10-16 | 2020-10-16 | HANWHA | Q.PEAK DUO BLK-G5 315 | Solar Panels |  | 0.315 | 22 | 193 | 18 |  | Fixed | Roof
Solar Registration Program | NJSRRE1542541533 | Paterson | 7514 | 6 | 7.88 | Residential | Yes | Behind the Meter | Trinity Solar | PSE&G | Accepted | 2019-10-14 | 2019-10-16 | 2020-10-16 | HANWHA | Q.PEAK DUO BLK-G5 315 | Solar Panels |  | 0.315 | 3 | 13 | 18 |  | Fixed | Roof
Solar Registration Program | NJSRRE1542541533 | Paterson | 7514 | 6 | 7.88 | Residential | Yes | Behind the Meter | Trinity Solar | PSE&G | Accepted | 2019-10-14 | 2019-10-16 | 2020-10-16 | Solar Edge | SE6000H-US000BNC4 | Inverters | 6000 |  | 1 |  |  | 0.97 |  | Outdoor | side of home
Solar Registration Program | NJSRRE1542541589 | Lawrenceville | 8648 | 12 | 7.88 | Residential | Yes | Behind the Meter | Trinity Solar | PSE&G | Accepted | 2019-10-14 | 2019-10-16 | 2020-10-16 | HANWHA | Q.PEAK DUO BLK-G5 315 | Solar Panels |  | 0.315 | 16 | 279 | 34 |  | Fixed | Roof
Solar Registration Program | NJSRRE1542541589 | Lawrenceville | 8648 | 12 | 7.88 | Residential | Yes | Behind the Meter | Trinity Solar | PSE&G | Accepted | 2019-10-14 | 2019-10-16 | 2020-10-16 | HANWHA | Q.PEAK DUO BLK-G5 315 | Solar Panels |  | 0.315 | 9 | 189 | 40 |  | Fixed | Roof
Solar Registration Program | NJSRRE1542541589 | Lawrenceville | 8648 | 12 | 7.88 | Residential | Yes | Behind the Meter | Trinity Solar | PSE&G | Accepted | 2019-10-14 | 2019-10-16 | 2020-10-16 | Solar Edge | SE6000H-US000BNC4 | Inverters | 6000 |  | 1 |  |  | 0.97 |  | Outdoor | side of home
Solar Registration Program | NJSRRE1542541803 | Passaic | 7055 | 6 | 7.88 | Residential | No | Behind the Meter | Trinity Solar | PSE&G | Accepted | 2019-10-14 | 2019-10-16 | 2020-10-16 | Hanwha 315 | Q.PEAK DUO BLK-G5 315 | Solar Panels |  | 0.315 | 12 | 126 | 23 |  | Fixed | Roof
Solar Registration Program | NJSRRE1542541803 | Passaic | 7055 | 6 | 7.88 | Residential | No | Behind the Meter | Trinity Solar | PSE&G | Accepted | 2019-10-14 | 2019-10-16 | 2020-10-16 | Hanwha 315 | Q.PEAK DUO BLK-G5 315 | Solar Panels |  | 0.315 | 8 | 306 | 23 |  | Fixed | Roof
Solar Registration Program | NJSRRE1542541803 | Passaic | 7055 | 6 | 7.88 | Residential | No | Behind the Meter | Trinity Solar | PSE&G | Accepted | 2019-10-14 | 2019-10-16 | 2020-10-16 | Hanwha 315 | Q.PEAK DUO BLK-G5 315 | Solar Panels |  | 0.315 | 5 | 216 | 23 |  | Fixed | Roof
Solar Registration Program | NJSRRE1542541803 | Passaic | 7055 | 6 | 7.88 | Residential | No | Behind the Meter | Trinity Solar | PSE&G | Accepted | 2019-10-14 | 2019-10-16 | 2020-10-16 | Solar Edge | SE6000H-US | Inverters | 6000 |  | 1 |  |  | 0.97 |  | Outside | Side of home
Solar Registration Program | NJSRRE1542544211 | Rutherford | 7070 | 7 | 7.88 | Residential | No | Behind the Meter | Trinity Solar | PSE&G | Accepted | 2019-10-15 | 2019-10-17 | 2020-10-17 | Hanwha | Q.PEAK DUO BLK-G5 315 | Solar Panels |  | 0.315 | 5 | 37 | 8 |  | Fixed | Roof
Solar Registration Program | NJSRRE1542544211 | Rutherford | 7070 | 7 | 7.88 | Residential | No | Behind the Meter | Trinity Solar | PSE&G | Accepted | 2019-10-15 | 2019-10-17 | 2020-10-17 | Hanhwa | Q.PEAK DUO BLK-G5 315 | Solar Panels |  | 0.315 | 9 | 217 | 13 |  | Fixed | Roof
Solar Registration Program | NJSRRE1542544211 | Rutherford | 7070 | 7 | 7.88 | Residential | No | Behind the Meter | Trinity Solar | PSE&G | Accepted | 2019-10-15 | 2019-10-17 | 2020-10-17 | Hanwha | Q.PEAK DUO BLK-G5 315 | Solar Panels |  | 0.315 | 11 | 307 | 9 |  | Fixed | Roof
Solar Registration Program | NJSRRE1542544211 | Rutherford | 7070 | 7 | 7.88 | Residential | No | Behind the Meter | Trinity Solar | PSE&G | Accepted | 2019-10-15 | 2019-10-17 | 2020-10-17 | Solar Edge | SE6000 | Inverters | 6000 |  | 1 |  |  | 0.97 |  | Outside | side of home
Solar Registration Program | NJSRRE1542547034 | Forked River | 8731 | 18 | 7.88 | Residential | No | Behind the Meter | Trinity Solar | JCP&L | Accepted | 2019-10-16 | 2019-10-18 | 2020-10-18 | Hanhwa | Q.PEAK DUO BLK-G5 315 | Solar Panels |  | 0.315 | 6 | 189 | 18 |  | Fixed | Roof
Solar Registration Program | NJSRRE1542547034 | Forked River | 8731 | 18 | 7.88 | Residential | No | Behind the Meter | Trinity Solar | JCP&L | Accepted | 2019-10-16 | 2019-10-18 | 2020-10-18 | Hanhwa | Q.PEAK DUO BLK-G5 315 | Solar Panels |  | 0.315 | 5 | 189 | 18 |  | Fixed | Roof
Solar Registration Program | NJSRRE1542547034 | Forked River | 8731 | 18 | 7.88 | Residential | No | Behind the Meter | Trinity Solar | JCP&L | Accepted | 2019-10-16 | 2019-10-18 | 2020-10-18 | Hanhwa | Q.PEAK DUO BLK-G5 315 | Solar Panels |  | 0.315 | 14 | 189 | 9 |  | Fixed | Roof
Solar Registration Program | NJSRRE1542547034 | Forked River | 8731 | 18 | 7.88 | Residential | No | Behind the Meter | Trinity Solar | JCP&L | Accepted | 2019-10-16 | 2019-10-18 | 2020-10-18 | Solar Edge | SE6000 | Inverters | 6000 |  | 1 |  |  | 0.97 |  | Outside | side of home
Solar Registration Program | NJSRRE1542554071 | FAIR LAWN | 7410 | 7 | 7.88 | Residential | Yes | Behind the Meter | Vivint Solar Developer, LLC | PSE&G | Accepted | 2019-10-17 | 2019-10-21 | 2020-10-21 | Hanwha Solar | Q.PEAK BLK-G5 315 | Solar Panels |  | 0.315 | 18 | 161 | 39 |  | Fixed | Roof
Solar Registration Program | NJSRRE1542554071 | FAIR LAWN | 7410 | 7 | 7.88 | Residential | Yes | Behind the Meter | Vivint Solar Developer, LLC | PSE&G | Accepted | 2019-10-17 | 2019-10-21 | 2020-10-21 | Hanwha Solar | Q.PEAK BLK-G5 315 | Solar Panels |  | 0.315 | 7 | 341 | 20 |  | Fixed | Roof
Solar Registration Program | NJSRRE1542554071 | FAIR LAWN | 7410 | 7 | 7.88 | Residential | Yes | Behind the Meter | Vivint Solar Developer, LLC | PSE&G | Accepted | 2019-10-17 | 2019-10-21 | 2020-10-21 | Solar Edge | SE7600H-US000BNC4 | Inverters | 7600 |  | 1 |  |  | 0.992 |  | Outdoor | Near the Utility Meter
Solar Registration Program | NJSRRE1542556967 | North Brunswick | 8902 | 11 | 7.88 | Residential | No | Behind the Meter | Trinity Solar | PSE&G | Accepted | 2019-10-18 | 2019-10-22 | 2020-10-22 | HANWHA | Q.PEAK DUO BLK-G5 315 | Solar Panels |  | 0.315 | 25 | 141 | 23 |  | Fixed | Roof
Solar Registration Program | NJSRRE1542556967 | North Brunswick | 8902 | 11 | 7.88 | Residential | No | Behind the Meter | Trinity Solar | PSE&G | Accepted | 2019-10-18 | 2019-10-22 | 2020-10-22 | Solar Edge | SE6000H-US000BNC4 | Inverters | 6000 |  | 1 |  |  | 0.97 |  | Outdoor | side of home
Solar Registration Program | NJSRRE1542559404 | Marlton | 8053 | 13 | 7.88 | Residential | Yes | Behind the Meter | Pro Custom Solar dba Momentum Solar | PSE&G | Accepted | 2019-10-18 | 2019-10-22 | 2020-10-22 | Hanwha | Q.Peak DUO BLK-G5 315 | Solar Panels |  | 0.315 | 15 | 92 | 25 |  | Fixed | Roof
Solar Registration Program | NJSRRE1542559404 | Marlton | 8053 | 13 | 7.88 | Residential | Yes | Behind the Meter | Pro Custom Solar dba Momentum Solar | PSE&G | Accepted | 2019-10-18 | 2019-10-22 | 2020-10-22 | Hanwha | Q.Peak DUO BLK-G5 315 | Solar Panels |  | 0.315 | 10 | 272 | 25 |  | Fixed | Roof
Solar Registration Program | NJSRRE1542559404 | Marlton | 8053 | 13 | 7.88 | Residential | Yes | Behind the Meter | Pro Custom Solar dba Momentum Solar | PSE&G | Accepted | 2019-10-18 | 2019-10-22 | 2020-10-22 | Enphase Energy | IQ6-60-2-US | Inverters | 240 |  | 25 |  |  | 0.97 |  | Outdoor | Roof
Solar Registration Program | NJSRRE1542559439 | ROBBINSVILLE | 8691 | 12 | 7.88 | Residential | Yes | Behind the Meter | Vivint Solar Developer, LLC | JCP&L | Accepted | 2019-10-18 | 2019-10-22 | 2020-10-22 | HANWHA SOLAR | Q.PEAK BLK-G5 315 | Solar Panels |  | 0.315 | 16 | 209 | 33 |  | Fixed | Roof
Solar Registration Program | NJSRRE1542559439 | ROBBINSVILLE | 8691 | 12 | 7.88 | Residential | Yes | Behind the Meter | Vivint Solar Developer, LLC | JCP&L | Accepted | 2019-10-18 | 2019-10-22 | 2020-10-22 | HANWHA SOLAR | Q.PEAK BLK-G5 315 | Solar Panels |  | 0.315 | 9 | 209 | 33 |  | Fixed | Roof
Solar Registration Program | NJSRRE1542559439 | ROBBINSVILLE | 8691 | 12 | 7.88 | Residential | Yes | Behind the Meter | Vivint Solar Developer, LLC | JCP&L | Accepted | 2019-10-18 | 2019-10-22 | 2020-10-22 | SOLAREDGE | SE7600H-US000BNC4 | Inverters | 7600 |  | 1 |  |  | 0.992 |  | Outdoor | Near The Utility Meter
Solar Registration Program | NJSRRE1542561802 | Englewood | 7631 | 7 | 7.88 | Residential | No | Behind the Meter | Trinity Solar | PSE&G | Accepted | 2019-10-21 | 2019-10-23 | 2020-10-23 | Hanwha 315 | Q.PEAK DUO BLK-G5 315 | Solar Panels |  | 0.315 | 10 | 84 | 40 |  | Fixed | Roof
Solar Registration Program | NJSRRE1542561802 | Englewood | 7631 | 7 | 7.88 | Residential | No | Behind the Meter | Trinity Solar | PSE&G | Accepted | 2019-10-21 | 2019-10-23 | 2020-10-23 | Hanwha 315 | Q.PEAK DUO BLK-G5 315 | Solar Panels |  | 0.315 | 15 | 264 | 40 |  | Fixed | Roof
Solar Registration Program | NJSRRE1542561802 | Englewood | 7631 | 7 | 7.88 | Residential | No | Behind the Meter | Trinity Solar | PSE&G | Accepted | 2019-10-21 | 2019-10-23 | 2020-10-23 | Solar Edge | SE6000H-US | Inverters | 6000 |  | 1 |  |  | 0.97 |  | Outside | Side of home
Solar Registration Program | NJSRRE1542561913 | Toms River | 8757 | 18 | 7.88 | Residential | Yes | Behind the Meter | Trinity Solar | JCP&L | Accepted | 2019-10-21 | 2019-10-22 | 2020-10-22 | Hanwha | Q.PEAK DUO BLK-G5 315 | Solar Panels |  | 0.315 | 25 | 167 | 18 |  | Fixed | Roof
Solar Registration Program | NJSRRE1542561913 | Toms River | 8757 | 18 | 7.88 | Residential | Yes | Behind the Meter | Trinity Solar | JCP&L | Accepted | 2019-10-21 | 2019-10-22 | 2020-10-22 | Solar Edge | SE6000 | Inverters | 6000 |  | 1 |  |  | 0.97 |  | Outside | side of home
Solar Registration Program | NJSRRE1542581288 | Edison | 8820 | 11 | 7.88 | Residential | No | Behind the Meter | Suntuity Solar LLC | PSE&G | Accepted | 2019-10-24 | 2019-10-28 | 2020-10-28 | Yingli Green Energy | YL315D-30b | Solar Panels |  | 0.315 | 16 | 88 | 25 |  | Fixed | Roof
Solar Registration Program | NJSRRE1542581288 | Edison | 8820 | 11 | 7.88 | Residential | No | Behind the Meter | Suntuity Solar LLC | PSE&G | Accepted | 2019-10-24 | 2019-10-28 | 2020-10-28 | Yingli Green Energy | YL315D-30b | Solar Panels |  | 0.315 | 9 | 88 | 25 |  | Fixed | Roof
Solar Registration Program | NJSRRE1542581288 | Edison | 8820 | 11 | 7.88 | Residential | No | Behind the Meter | Suntuity Solar LLC | PSE&G | Accepted | 2019-10-24 | 2019-10-28 | 2020-10-28 | Enphase Energy | IQ7-60-2-US | Inverters | 240 |  | 25 |  |  | 0.97 |  | Outdoor | Behind the PV Modules
Solar Registration Program | NJSRRE1542581480 | Woodbury Heights | 8097 | 15 | 7.88 | Residential | Yes | Behind the Meter | Trinity Solar | PSE&G | Accepted | 2019-10-24 | 2019-10-28 | 2020-10-28 | HANWHA | Q.PEAK DUO BLK-G5 315 | Solar Panels |  | 0.315 | 11 | 177 | 18 |  | Fixed | Roof
Solar Registration Program | NJSRRE1542581480 | Woodbury Heights | 8097 | 15 | 7.88 | Residential | Yes | Behind the Meter | Trinity Solar | PSE&G | Accepted | 2019-10-24 | 2019-10-28 | 2020-10-28 | HANWHA | Q.PEAK DUO BLK-G5 315 | Solar Panels |  | 0.315 | 6 | 87 | 18 |  | Fixed | Roof
Solar Registration Program | NJSRRE1542581480 | Woodbury Heights | 8097 | 15 | 7.88 | Residential | Yes | Behind the Meter | Trinity Solar | PSE&G | Accepted | 2019-10-24 | 2019-10-28 | 2020-10-28 | HANWHA | Q.PEAK DUO BLK-G5 315 | Solar Panels |  | 0.315 | 5 | 267 | 18 |  | Fixed | Roof
Solar Registration Program | NJSRRE1542581480 | Woodbury Heights | 8097 | 15 | 7.88 | Residential | Yes | Behind the Meter | Trinity Solar | PSE&G | Accepted | 2019-10-24 | 2019-10-28 | 2020-10-28 | HANWHA | Q.PEAK DUO BLK-G5 315 | Solar Panels |  | 0.315 | 3 | 177 | 18 |  | Fixed | Roof
Solar Registration Program | NJSRRE1542581480 | Woodbury Heights | 8097 | 15 | 7.88 | Residential | Yes | Behind the Meter | Trinity Solar | PSE&G | Accepted | 2019-10-24 | 2019-10-28 | 2020-10-28 | Solar Edge | SE6000H-US000BNC4 | Inverters | 6000 |  | 1 |  |  | 0.97 |  | Outdoor | side of home
Solar Registration Program | NJSRRE1542581727 | Lakewood | 8701 | 18 | 7.88 | Residential | No | Behind the Meter | Skyline Solar LLC | JCP&L | Accepted | 2019-10-24 | 2019-10-28 | 2020-10-28 | Jinko | JKM-315M-60 | Solar Panels |  | 0.315 | 15 | 117 | 41 |  | Fixed | Roof
Solar Registration Program | NJSRRE1542581727 | Lakewood | 8701 | 18 | 7.88 | Residential | No | Behind the Meter | Skyline Solar LLC | JCP&L | Accepted | 2019-10-24 | 2019-10-28 | 2020-10-28 | Jinko Solar | JKM-315M-60 | Solar Panels |  | 0.315 | 10 | 207 | 40 |  | Fixed | Roof
Solar Registration Program | NJSRRE1542581727 | Lakewood | 8701 | 18 | 7.88 | Residential | No | Behind the Meter | Skyline Solar LLC | JCP&L | Accepted | 2019-10-24 | 2019-10-28 | 2020-10-28 | Solaredge | SE6000H-US RGM | Inverters | 6000 |  | 1 |  |  | 0.99 |  | Outdoor | by meter
Solar Registration Program | NJSRRE1542583121 | HILLSIDE | 7205 | 10 | 7.88 | Residential | Yes | Behind the Meter | Vivint Solar Developer, LLC | PSE&G | Accepted | 2019-10-24 | 2019-10-28 | 2020-10-28 | HANWHA SOLAR | Q.PEAK BLK-G5 315 | Solar Panels |  | 0.315 | 11 | 343 | 31 |  | Fixed | Roof
Solar Registration Program | NJSRRE1542583121 | HILLSIDE | 7205 | 10 | 7.88 | Residential | Yes | Behind the Meter | Vivint Solar Developer, LLC | PSE&G | Accepted | 2019-10-24 | 2019-10-28 | 2020-10-28 | HANWHA SOLAR | Q.PEAK BLK-G5 315 | Solar Panels |  | 0.315 | 14 | 163 | 31 |  | Fixed | Roof
Solar Registration Program | NJSRRE1542583121 | HILLSIDE | 7205 | 10 | 7.88 | Residential | Yes | Behind the Meter | Vivint Solar Developer, LLC | PSE&G | Accepted | 2019-10-24 | 2019-10-28 | 2020-10-28 | solar edge | SE7600H-US | Inverters | 7600 |  | 1 |  |  | 0.992 |  | Outdoor | near utility meter
Solar Registration Program | NJSRRE1542684352 | Toms River | 8755 | 18 | 7.88 | Residential | Yes | Behind the Meter | Pro Custom Solar dba Momentum Solar | JCP&L | Accepted | 2019-10-28 | 2019-10-30 | 2020-10-30 | Hanwha | Q.Peak DUO BLK-G5 315 | Solar Panels |  | 0.315 | 25 | 176 | 36 |  | Fixed | Roof
Solar Registration Program | NJSRRE1542684352 | Toms River | 8755 | 18 | 7.88 | Residential | Yes | Behind the Meter | Pro Custom Solar dba Momentum Solar | JCP&L | Accepted | 2019-10-28 | 2019-10-30 | 2020-10-30 | Enphase Energy | IQ6-60-2-US | Inverters | 240 |  | 25 |  |  | 0.97 |  | Outdoor | Roof
Solar Registration Program | NJSRRE1542685440 | Englewood | 7631 | 7 | 7.88 | Residential | Yes | Behind the Meter | Vivint Solar Developer, LLC | PSE&G | Accepted | 2019-10-28 | 2019-10-31 | 2020-10-31 | Hanwha Solar | Q.PEAK BLK-G5 315 | Solar Panels |  | 0.315 | 14 | 127 | 34 |  | Fixed | Roof
Solar Registration Program | NJSRRE1542685440 | Englewood | 7631 | 7 | 7.88 | Residential | Yes | Behind the Meter | Vivint Solar Developer, LLC | PSE&G | Accepted | 2019-10-28 | 2019-10-31 | 2020-10-31 | Hanwha Solar | Q.PEAK BLK-G5 315 | Solar Panels |  | 0.315 | 11 | 307 | 34 |  | Fixed | Roof
Solar Registration Program | NJSRRE1542685440 | Englewood | 7631 | 7 | 7.88 | Residential | Yes | Behind the Meter | Vivint Solar Developer, LLC | PSE&G | Accepted | 2019-10-28 | 2019-10-31 | 2020-10-31 | Solar Edge | SE7600H-US000BNC4 | Inverters | 7600 |  | 1 |  |  | 0.992 |  | Outdoor | Near the utility meter
Solar Registration Program | NJSRRE1542687408 | Willingboro | 8046 | 13 | 7.88 | Residential | Yes | Behind the Meter | Pro Custom Solar dba Momentum Solar | PSE&G | Accepted | 2019-10-29 | 2019-10-31 | 2020-10-31 | Hanwha | Q.Peak DUO BLK-G5 315 | Solar Panels |  | 0.315 | 12 | 214 | 19 |  | Fixed | Roof
Solar Registration Program | NJSRRE1542687408 | Willingboro | 8046 | 13 | 7.88 | Residential | Yes | Behind the Meter | Pro Custom Solar dba Momentum Solar | PSE&G | Accepted | 2019-10-29 | 2019-10-31 | 2020-10-31 | Hanwha | Q.Peak DUO BLK-G5 315 | Solar Panels |  | 0.315 | 13 | 124 | 28 |  | Fixed | Roof
Solar Registration Program | NJSRRE1542687408 | Willingboro | 8046 | 13 | 7.88 | Residential | Yes | Behind the Meter | Pro Custom Solar dba Momentum Solar | PSE&G | Accepted | 2019-10-29 | 2019-10-31 | 2020-10-31 | Enphase Energy | IQ6-60-2-US | Inverters | 240 |  | 25 |  |  | 0.97 |  | Outdoor | Roof
Solar Registration Program | NJSRRE1542790755 | Mantua | 8051 | 15 | 7.88 | Residential | Yes | Behind the Meter | Trinity Solar | AC Electric | Accepted | 2019-10-30 | 2019-11-01 | 2020-11-01 | HANWHA | Q.PEAK DUO BLK-G5 315 | Solar Panels |  | 0.315 | 17 | 138 | 34 |  | Fixed | Roof
Solar Registration Program | NJSRRE1542790755 | Mantua | 8051 | 15 | 7.88 | Residential | Yes | Behind the Meter | Trinity Solar | AC Electric | Accepted | 2019-10-30 | 2019-11-01 | 2020-11-01 | HANWHA | Q.PEAK DUO BLK-G5 315 | Solar Panels |  | 0.315 | 4 | 228 | 18 |  | Fixed | Roof
Solar Registration Program | NJSRRE1542790755 | Mantua | 8051 | 15 | 7.88 | Residential | Yes | Behind the Meter | Trinity Solar | AC Electric | Accepted | 2019-10-30 | 2019-11-01 | 2020-11-01 | HANWHA | Q.PEAK DUO BLK-G5 315 | Solar Panels |  | 0.315 | 4 | 48 | 18 |  | Fixed | Roof
Solar Registration Program | NJSRRE1542790755 | Mantua | 8051 | 15 | 7.88 | Residential | Yes | Behind the Meter | Trinity Solar | AC Electric | Accepted | 2019-10-30 | 2019-11-01 | 2020-11-01 | Solar Edge | SE6000H-US000BNC4 | Inverters | 6000 |  | 1 |  |  | 0.97 |  | Outdoor | side of home
Solar Registration Program | NJSRRE1542850465 | River Edge | 7661 | 7 | 7.88 | Residential | Yes | Behind the Meter | Pro Custom Solar dba Momentum Solar | PSE&G | Accepted | 2019-10-31 | 2019-11-04 | 2020-11-04 | HANWHA | Q.PEAK DUO BLK-G5 315 | Solar Panels |  | 0.315 | 8 | 178 | 20 |  | Fixed | Roof
Solar Registration Program | NJSRRE1542850465 | River Edge | 7661 | 7 | 7.88 | Residential | Yes | Behind the Meter | Pro Custom Solar dba Momentum Solar | PSE&G | Accepted | 2019-10-31 | 2019-11-04 | 2020-11-04 | HANWHA | Q.PEAK DUO BLK-G5 315 | Solar Panels |  | 0.315 | 3 | 268 | 21 |  | Fixed | Roof
Solar Registration Program | NJSRRE1542850465 | River Edge | 7661 | 7 | 7.88 | Residential | Yes | Behind the Meter | Pro Custom Solar dba Momentum Solar | PSE&G | Accepted | 2019-10-31 | 2019-11-04 | 2020-11-04 | HANWHA | Q.PEAK DUO BLK-G5 315 | Solar Panels |  | 0.315 | 6 | 268 | 21 |  | Fixed | Roof
Solar Registration Program | NJSRRE1542850465 | River Edge | 7661 | 7 | 7.88 | Residential | Yes | Behind the Meter | Pro Custom Solar dba Momentum Solar | PSE&G | Accepted | 2019-10-31 | 2019-11-04 | 2020-11-04 | HANWHA | Q.PEAK DUO BLK-G5 315 | Solar Panels |  | 0.315 | 3 | 358 | 21 |  | Fixed | Roof
Solar Registration Program | NJSRRE1542850465 | River Edge | 7661 | 7 | 7.88 | Residential | Yes | Behind the Meter | Pro Custom Solar dba Momentum Solar | PSE&G | Accepted | 2019-10-31 | 2019-11-04 | 2020-11-04 | HANWHA | Q.PEAK DUO BLK-G5 315 | Solar Panels |  | 0.315 | 5 | 358 | 20 |  | Fixed | Roof
Solar Registration Program | NJSRRE1542850465 | River Edge | 7661 | 7 | 7.88 | Residential | Yes | Behind the Meter | Pro Custom Solar dba Momentum Solar | PSE&G | Accepted | 2019-10-31 | 2019-11-04 | 2020-11-04 | Enphase Energy | IQ6-60-2-US | Inverters | 240 |  | 25 |  |  | 0.97 |  | Outdoor | Roof
Solar Registration Program | NJSRRE1542884170 | Sewell | 8080 | 15 | 7.88 | Residential | Yes | Behind the Meter | Trinity Solar | AC Electric | Accepted | 2019-11-01 | 2019-11-05 | 2020-11-05 | HANWHA | Q.PEAK DUO BLK-G5 315 | Solar Panels |  | 0.315 | 25 | 86 | 19 |  | Fixed | Roof
Solar Registration Program | NJSRRE1542884170 | Sewell | 8080 | 15 | 7.88 | Residential | Yes | Behind the Meter | Trinity Solar | AC Electric | Accepted | 2019-11-01 | 2019-11-05 | 2020-11-05 | Solar Edge | SE6000H-US000BNC4 | Inverters | 6000 |  | 1 |  |  | 0.97 |  | Outdoor | side of home
Solar Registration Program | NJSRRE1542911475 | Browns Mills | 8015 | 13 | 7.88 | Residential | Yes | Behind the Meter | Trinity Solar | JCP&L | Accepted | 2019-11-05 | 2019-11-06 | 2020-11-06 | Hanwha | Q.PEAK DUO BLK-G5 315 | Solar Panels |  | 0.315 | 25 | 116 | 23 |  | Fixed | Roof
Solar Registration Program | NJSRRE1542911475 | Browns Mills | 8015 | 13 | 7.88 | Residential | Yes | Behind the Meter | Trinity Solar | JCP&L | Accepted | 2019-11-05 | 2019-11-06 | 2020-11-06 | Solar Edge | SE6000 | Inverters | 6000 |  | 1 |  |  | 0.97 |  | Outside | side of home
Solar Registration Program | NJSRRE1542967060 | Piscataway | 8854 | 11 | 7.88 | Residential | Yes | Behind the Meter | Pro Custom Solar dba Momentum Solar | PSE&G | Accepted | 2019-11-05 | 2019-11-07 | 2020-11-07 | Hanwha | Q.Peak DUO BLK-G5 315 | Solar Panels |  | 0.315 | 12 | 131 | 40 |  | Fixed | Roof
Solar Registration Program | NJSRRE1542967060 | Piscataway | 8854 | 11 | 7.88 | Residential | Yes | Behind the Meter | Pro Custom Solar dba Momentum Solar | PSE&G | Accepted | 2019-11-05 | 2019-11-07 | 2020-11-07 | Hanwha | Q.Peak DUO BLK-G5 315 | Solar Panels |  | 0.315 | 13 | 311 | 20 |  | Fixed | Roof
Solar Registration Program | NJSRRE1542967060 | Piscataway | 8854 | 11 | 7.88 | Residential | Yes | Behind the Meter | Pro Custom Solar dba Momentum Solar | PSE&G | Accepted | 2019-11-05 | 2019-11-07 | 2020-11-07 | Enphase Energy | IQ6-60-2-US | Inverters | 240 |  | 25 |  |  | 0.97 |  | Outdoor | Roof
Solar Registration Program | NJSRRE1543017783 | CLEMENTON | 8021 | 14 | 7.88 | Residential | Yes | Behind the Meter | Vivint Solar Developer, LLC | PSE&G | Accepted | 2019-11-05 | 2019-11-07 | 2020-11-07 | HANWHA SOLAR | Q.PEAK BLK-G5 315 | Solar Panels |  | 0.315 | 13 | 108 | 36 |  | Fixed | Roof
Solar Registration Program | NJSRRE1543017783 | CLEMENTON | 8021 | 14 | 7.88 | Residential | Yes | Behind the Meter | Vivint Solar Developer, LLC | PSE&G | Accepted | 2019-11-05 | 2019-11-07 | 2020-11-07 | HANWHA SOLAR | Q.PEAK BLK-G5 315 | Solar Panels |  | 0.315 | 7 | 198 | 38 |  | Fixed | Roof
Solar Registration Program | NJSRRE1543017783 | CLEMENTON | 8021 | 14 | 7.88 | Residential | Yes | Behind the Meter | Vivint Solar Developer, LLC | PSE&G | Accepted | 2019-11-05 | 2019-11-07 | 2020-11-07 | HANWHA SOLAR | Q.PEAK BLK-G5 315 | Solar Panels |  | 0.315 | 5 | 108 | 36 |  | Fixed | Roof
Solar Registration Program | NJSRRE1543017783 | CLEMENTON | 8021 | 14 | 7.88 | Residential | Yes | Behind the Meter | Vivint Solar Developer, LLC | PSE&G | Accepted | 2019-11-05 | 2019-11-07 | 2020-11-07 | solar edge | SE7600H-US | Inverters | 7600 |  | 1 |  |  | 0.992 |  | Outdoor | near utility meter
Solar Registration Program | NJSRRE1543041555 | Dorothy | 8317 | 19 | 7.88 | Residential | No | Behind the Meter | Trinity Solar | AC Electric | Accepted | 2019-11-06 | 2019-11-11 | 2020-11-11 | Hanwha 315 | Q.PEAK DUO BLK-G5 315) | Solar Panels |  | 0.315 | 25 | 161 | 27 |  | Fixed | Roof
Solar Registration Program | NJSRRE1543041555 | Dorothy | 8317 | 19 | 7.88 | Residential | No | Behind the Meter | Trinity Solar | AC Electric | Accepted | 2019-11-06 | 2019-11-11 | 2020-11-11 | Solar Edge | SE6000H-US | Inverters | 6000 |  | 1 |  |  | 0.97 |  | Outside | garage
Solar Registration Program | NJSRRE1543041759 | North Brunswick Township | 8902 | 11 | 7.88 | Residential | Yes | Behind the Meter | Trinity Solar | PSE&G | Accepted | 2019-11-06 | 2019-11-11 | 2020-11-11 | Hanwha | Q.PEAK DUO BLK-G5 315 | Solar Panels |  | 0.315 | 12 | 129 | 27 |  | Fixed | Roof
Solar Registration Program | NJSRRE1543041759 | North Brunswick Township | 8902 | 11 | 7.88 | Residential | Yes | Behind the Meter | Trinity Solar | PSE&G | Accepted | 2019-11-06 | 2019-11-11 | 2020-11-11 | Hanwha | Q.PEAK DUO BLK-G5 315 | Solar Panels |  | 0.315 | 13 | 129 | 27 |  | Fixed | Roof
Solar Registration Program | NJSRRE1543041759 | North Brunswick Township | 8902 | 11 | 7.88 | Residential | Yes | Behind the Meter | Trinity Solar | PSE&G | Accepted | 2019-11-06 | 2019-11-11 | 2020-11-11 | Solar Edge | SE5000 | Inverters | 5000 |  | 1 |  |  | 0.97 |  | Outside | side of home
Solar Registration Program | NJSRRE1543058001 | GLASSBORO | 8028 | 15 | 7.88 | Residential | Yes | Behind the Meter | Vivint Solar Developer, LLC | AC Electric | Accepted | 2019-11-08 | 2019-11-12 | 2020-11-12 | Hanwha | Q.PEAK BLK-G5 315 | Solar Panels |  | 0.315 | 25 | 158 | 21 |  | Fixed | Roof
Solar Registration Program | NJSRRE1543058001 | GLASSBORO | 8028 | 15 | 7.88 | Residential | Yes | Behind the Meter | Vivint Solar Developer, LLC | AC Electric | Accepted | 2019-11-08 | 2019-11-12 | 2020-11-12 | Solar Edge | SE7600H-US000BNC4 | Inverters | 7600 |  | 1 |  |  | 0.992 |  | Outdoor | Near the utility meter
Solar Registration Program | NJSRRE1543058768 | Union Beach | 7735 | 17 | 7.88 | Residential | Yes | Behind the Meter | Trinity Solar | JCP&L | Accepted | 2019-11-08 | 2019-11-13 | 2020-11-13 | Hanwha | Q.PEAK DUO BLK-G5 315 | Solar Panels |  | 0.315 | 25 | 175 | 23 |  | Fixed | Roof
Solar Registration Program | NJSRRE1543058768 | Union Beach | 7735 | 17 | 7.88 | Residential | Yes | Behind the Meter | Trinity Solar | JCP&L | Accepted | 2019-11-08 | 2019-11-13 | 2020-11-13 | Solar Edge | SE6000 | Inverters | 6000 |  | 1 |  |  | 0.97 |  | Outside | side of home
Solar Registration Program | NJSRRE1543065223 | Bellmawr | 8031 | 14 | 7.88 | Residential | Yes | Behind the Meter | Trinity Solar | PSE&G | Accepted | 2019-11-11 | 2019-11-13 | 2020-11-13 | HANWHA | Q.PEAK DUO BLK-G5 315 | Solar Panels |  | 0.315 | 4 | 284 | 45 |  | Fixed | Roof
Solar Registration Program | NJSRRE1543065223 | Bellmawr | 8031 | 14 | 7.88 | Residential | Yes | Behind the Meter | Trinity Solar | PSE&G | Accepted | 2019-11-11 | 2019-11-13 | 2020-11-13 | HANWHA | Q.PEAK DUO BLK-G5 315 | Solar Panels |  | 0.315 | 11 | 104 | 45 |  | Fixed | Roof
Solar Registration Program | NJSRRE1543065223 | Bellmawr | 8031 | 14 | 7.88 | Residential | Yes | Behind the Meter | Trinity Solar | PSE&G | Accepted | 2019-11-11 | 2019-11-13 | 2020-11-13 | HANWHA | Q.PEAK DUO BLK-G5 315 | Solar Panels |  | 0.315 | 6 | 284 | 23 |  | Fixed | Roof
Solar Registration Program | NJSRRE1543065223 | Bellmawr | 8031 | 14 | 7.88 | Residential | Yes | Behind the Meter | Trinity Solar | PSE&G | Accepted | 2019-11-11 | 2019-11-13 | 2020-11-13 | HANWHA | Q.PEAK DUO BLK-G5 315 | Solar Panels |  | 0.315 | 4 | 104 | 34 |  | Fixed | Roof
Solar Registration Program | NJSRRE1543065223 | Bellmawr | 8031 | 14 | 7.88 | Residential | Yes | Behind the Meter | Trinity Solar | PSE&G | Accepted | 2019-11-11 | 2019-11-13 | 2020-11-13 | Solar Edge | SE6000H-US000BNC4 | Inverters | 6000 |  | 1 |  |  | 0.97 |  | Outdoor | side of home
Solar Registration Program | NJSRRE1543067323 | Clifton | 7011 | 6 | 7.88 | Residential | Yes | Behind the Meter | Suntuity Solar LLC | PSE&G | Accepted | 2019-11-12 | 2019-11-14 | 2020-11-14 | Yingli Green Energy | YL315D-30b | Solar Panels |  | 0.315 | 6 | 330 | 42 |  | Fixed | Roof
Solar Registration Program | NJSRRE1543067323 | Clifton | 7011 | 6 | 7.88 | Residential | Yes | Behind the Meter | Suntuity Solar LLC | PSE&G | Accepted | 2019-11-12 | 2019-11-14 | 2020-11-14 | Yingli Green Energy | YL315D-30b | Solar Panels |  | 0.315 | 19 | 150 | 42 |  | Fixed | Roof
Solar Registration Program | NJSRRE1543067323 | Clifton | 7011 | 6 | 7.88 | Residential | Yes | Behind the Meter | Suntuity Solar LLC | PSE&G | Accepted | 2019-11-12 | 2019-11-14 | 2020-11-14 | Enphase Energy | IQ7-60-2-US | Inverters | 240 |  | 25 |  |  | 0.97 |  | Outdoor | Behind the PV modules
Solar Registration Program | NJSRRE1543208035 | MATAWAN | 7747 | 17 | 7.88 | Residential | Yes | Behind the Meter | Vivint Solar Developer, LLC | JCP&L | Accepted | 2019-11-14 | 2019-11-18 | 2020-11-18 | Hanwha | Q.PEAK BLK-G5 315 | Solar Panels |  | 0.315 | 8 | 195 | 36 |  | Fixed | Roof
Solar Registration Program | NJSRRE1543208035 | MATAWAN | 7747 | 17 | 7.88 | Residential | Yes | Behind the Meter | Vivint Solar Developer, LLC | JCP&L | Accepted | 2019-11-14 | 2019-11-18 | 2020-11-18 | Hanwha | Q.PEAK BLK-G5 315 | Solar Panels |  | 0.315 | 17 | 195 | 6 |  | Fixed | Roof
Solar Registration Program | NJSRRE1543208035 | MATAWAN | 7747 | 17 | 7.88 | Residential | Yes | Behind the Meter | Vivint Solar Developer, LLC | JCP&L | Accepted | 2019-11-14 | 2019-11-18 | 2020-11-18 | Solar Edge | SE7600H-US000BNC4 | Inverters | 7600 |  | 1 |  |  | 0.992 |  | Outdoor | Near the utility meter
Solar Registration Program | NJSRRE1543241350 | HACKETTSTOWN | 7840 | 2 | 7.88 | Residential | Yes | Behind the Meter | Vivint Solar Developer, LLC | JCP&L | Accepted | 2019-11-14 | 2019-11-18 | 2020-11-18 | Hanwha | Q.PEAK BLK-G5 315 | Solar Panels |  | 0.315 | 6 | 98 | 27 |  | Fixed | Roof
Solar Registration Program | NJSRRE1543241350 | HACKETTSTOWN | 7840 | 2 | 7.88 | Residential | Yes | Behind the Meter | Vivint Solar Developer, LLC | JCP&L | Accepted | 2019-11-14 | 2019-11-18 | 2020-11-18 | Hanwha | Q.PEAK BLK-G5 315 | Solar Panels |  | 0.315 | 3 | 188 | 27 |  | Fixed | Roof
Solar Registration Program | NJSRRE1543241350 | HACKETTSTOWN | 7840 | 2 | 7.88 | Residential | Yes | Behind the Meter | Vivint Solar Developer, LLC | JCP&L | Accepted | 2019-11-14 | 2019-11-18 | 2020-11-18 | Hanwha | Q.PEAK BLK-G5 315 | Solar Panels |  | 0.315 | 8 | 188 | 28 |  | Fixed | Roof
Solar Registration Program | NJSRRE1543241350 | HACKETTSTOWN | 7840 | 2 | 7.88 | Residential | Yes | Behind the Meter | Vivint Solar Developer, LLC | JCP&L | Accepted | 2019-11-14 | 2019-11-18 | 2020-11-18 | Hanwha | Q.PEAK BLK-G5 315 | Solar Panels |  | 0.315 | 5 | 8 | 28 |  | Fixed | Roof
Solar Registration Program | NJSRRE1543241350 | HACKETTSTOWN | 7840 | 2 | 7.88 | Residential | Yes | Behind the Meter | Vivint Solar Developer, LLC | JCP&L | Accepted | 2019-11-14 | 2019-11-18 | 2020-11-18 | Hanwha | Q.PEAK BLK-G5 315 | Solar Panels |  | 0.315 | 3 | 8 | 27 |  | Fixed | Roof
Solar Registration Program | NJSRRE1543241350 | HACKETTSTOWN | 7840 | 2 | 7.88 | Residential | Yes | Behind the Meter | Vivint Solar Developer, LLC | JCP&L | Accepted | 2019-11-14 | 2019-11-18 | 2020-11-18 | Solar Edge | SE7600H-US000BNC4 | Inverters | 7600 |  | 1 |  |  | 0.992 |  | Outdoor | Near the utility meter
Solar Registration Program | NJSRRE1543248715 | West Wildwood | 8260 | 21 | 7.88 | Residential | Yes | Behind the Meter | Trinity Solar | AC Electric | Accepted | 2019-11-14 | 2019-11-18 | 2020-11-18 | HANWHA | Q.PEAK DUO BLK-G5 315) | Solar Panels |  | 0.315 | 25 | 133 | 23 |  | Fixed | Roof
Solar Registration Program | NJSRRE1543248715 | West Wildwood | 8260 | 21 | 7.88 | Residential | Yes | Behind the Meter | Trinity Solar | AC Electric | Accepted | 2019-11-14 | 2019-11-18 | 2020-11-18 | SOLAR EDGE | SE6000H-US | Inverters | 6000 |  | 1 |  |  | 0.97 |  | Outside | SIDE OF HOME
Solar Registration Program | NJSRRE1543248810 | SADDLE BROOK | 7663 | 7 | 7.88 | Residential | Yes | Behind the Meter | Vivint Solar Developer, LLC | PSE&G | Accepted | 2019-11-14 | 2019-11-19 | 2020-11-19 | HANWHA SOLAR | Q.PEAK BLK-G5 315 | Solar Panels |  | 0.315 | 19 | 250 | 40 |  | Fixed | Roof
Solar Registration Program | NJSRRE1543248810 | SADDLE BROOK | 7663 | 7 | 7.88 | Residential | Yes | Behind the Meter | Vivint Solar Developer, LLC | PSE&G | Accepted | 2019-11-14 | 2019-11-19 | 2020-11-19 | HANWHA SOLAR | Q.PEAK BLK-G5 315 | Solar Panels |  | 0.315 | 6 | 70 | 40 |  | Fixed | Roof
Solar Registration Program | NJSRRE1543248810 | SADDLE BROOK | 7663 | 7 | 7.88 | Residential | Yes | Behind the Meter | Vivint Solar Developer, LLC | PSE&G | Accepted | 2019-11-14 | 2019-11-19 | 2020-11-19 | SOLAREDGE | SE7600H-US000BNC4 | Inverters | 7600 |  | 1 |  |  | 0.992 |  | Outdoor | Near the Utility Meter
Solar Registration Program | NJSRRE1543417476 | Clifton | 7013 | 6 | 7.88 | Residential | Yes | Behind the Meter | Pro Custom Solar dba Momentum Solar | PSE&G | Accepted | 2019-11-18 | 2019-11-20 | 2020-11-20 | Hanwha | Q.Peak DUO BLK-G5 315 | Solar Panels |  | 0.315 | 15 | 201 | 38 |  | Fixed | Roof
Solar Registration Program | NJSRRE1543417476 | Clifton | 7013 | 6 | 7.88 | Residential | Yes | Behind the Meter | Pro Custom Solar dba Momentum Solar | PSE&G | Accepted | 2019-11-18 | 2019-11-20 | 2020-11-20 | Hanwha | Q.Peak DUO BLK-G5 315 | Solar Panels |  | 0.315 | 10 | 20 | 41 |  | Fixed | Roof
Solar Registration Program | NJSRRE1543417476 | Clifton | 7013 | 6 | 7.88 | Residential | Yes | Behind the Meter | Pro Custom Solar dba Momentum Solar | PSE&G | Accepted | 2019-11-18 | 2019-11-20 | 2020-11-20 | Enphase Energy | IQ6-60-2-US | Inverters | 240 |  | 25 |  |  | 0.97 |  | Outdoor | Roof
Solar Registration Program | NJSRRE1543421493 | Bloomfield | 7003 | 9 | 7.88 | Residential | Yes | Behind the Meter | Trinity Solar | PSE&G | Accepted | 2019-11-19 | 2019-11-21 | 2020-11-21 | Hanwha | Q.PEAK DUO BLK-G5 315 | Solar Panels |  | 0.315 | 25 | 115 | 43 |  | Fixed | Roof
Solar Registration Program | NJSRRE1543421493 | Bloomfield | 7003 | 9 | 7.88 | Residential | Yes | Behind the Meter | Trinity Solar | PSE&G | Accepted | 2019-11-19 | 2019-11-21 | 2020-11-21 | Solar Edge | SE6000 | Inverters | 6000 |  | 1 |  |  | 0.97 |  | Outside | side of home
Solar Registration Program | NJSRRE1543425561 | CAPE MAY COURT HOUSE | 8210 | 21 | 7.88 | Residential | Yes | Behind the Meter | Vivint Solar Developer, LLC | AC Electric | Accepted | 2019-11-20 | 2019-11-25 | 2020-11-25 | HANWHA SOLAR | Q.PEAK BLK-G5 315 | Solar Panels |  | 0.315 | 22 | 26 | 16 |  | Fixed | Roof
Solar Registration Program | NJSRRE1543425561 | CAPE MAY COURT HOUSE | 8210 | 21 | 7.88 | Residential | Yes | Behind the Meter | Vivint Solar Developer, LLC | AC Electric | Accepted | 2019-11-20 | 2019-11-25 | 2020-11-25 | HANWHA SOLAR | Q.PEAK BLK-G5 315 | Solar Panels |  | 0.315 | 3 | 296 | 16 |  | Fixed | Roof
Solar Registration Program | NJSRRE1543425561 | CAPE MAY COURT HOUSE | 8210 | 21 | 7.88 | Residential | Yes | Behind the Meter | Vivint Solar Developer, LLC | AC Electric | Accepted | 2019-11-20 | 2019-11-25 | 2020-11-25 | SOLAREDGE | SE7600H-US | Inverters | 7600 |  | 1 |  |  | 0.992 |  | Outdoor | Near the Utility Meter
Solar Registration Program | NJSRRE1543426670 | Chester | 7930 | 3 | 7.88 | Residential | Yes | Behind the Meter | Vivint Solar Developer, LLC | JCP&L | Accepted | 2019-11-20 | 2019-11-25 | 2020-11-25 | Hanwha Solar | Q.PEAK BLK-G5 315 | Solar Panels |  | 0.315 | 25 | 208 | 19 |  | Fixed | Roof
Solar Registration Program | NJSRRE1543426670 | Chester | 7930 | 3 | 7.88 | Residential | Yes | Behind the Meter | Vivint Solar Developer, LLC | JCP&L | Accepted | 2019-11-20 | 2019-11-25 | 2020-11-25 | Solar Edge | SE7600H-US000BNC4 | Inverters | 7600 |  | 1 |  |  | 0.992 |  | Outdoor | Near the utility meter
Solar Registration Program | NJSRRE1543426847 | Woodbury Heights | 8097 | 15 | 7.88 | Residential | Yes | Behind the Meter | Pro Custom Solar dba Momentum Solar | PSE&G | Accepted | 2019-11-20 | 2019-11-25 | 2020-11-25 | Hanwha | Q.Peak DUO BLK-G5 315 | Solar Panels |  | 0.315 | 25 | 107 | 18 |  | Fixed | Roof
Solar Registration Program | NJSRRE1543426847 | Woodbury Heights | 8097 | 15 | 7.88 | Residential | Yes | Behind the Meter | Pro Custom Solar dba Momentum Solar | PSE&G | Accepted | 2019-11-20 | 2019-11-25 | 2020-11-25 | Enphase Energy | IQ6-60-2-US | Inverters | 240 |  | 25 |  |  | 0.97 |  | Outdoor | Roof
Solar Registration Program | NJSRRE1543434411 | BERGENFIELD | 7621 | 7 | 7.88 | Residential | Yes | Behind the Meter | Vivint Solar Developer, LLC | PSE&G | Accepted | 2019-11-29 | 2019-12-02 | 2020-12-02 | Hanwha | Q.PEAK BLK-G5 315 | Solar Panels |  | 0.315 | 11 | 266 | 28 |  | Fixed | Roof
Solar Registration Program | NJSRRE1543434411 | BERGENFIELD | 7621 | 7 | 7.88 | Residential | Yes | Behind the Meter | Vivint Solar Developer, LLC | PSE&G | Accepted | 2019-11-29 | 2019-12-02 | 2020-12-02 | Hanwha | Q.PEAK BLK-G5 315 | Solar Panels |  | 0.315 | 14 | 86 | 5 |  | Fixed | Roof
Solar Registration Program | NJSRRE1543434411 | BERGENFIELD | 7621 | 7 | 7.88 | Residential | Yes | Behind the Meter | Vivint Solar Developer, LLC | PSE&G | Accepted | 2019-11-29 | 2019-12-02 | 2020-12-02 | Solar Edge | SE7600H-US | Inverters | 7600 |  | 1 |  |  | 0.992 |  | Outdoor | Near the utility meter
Solar Registration Program | NJSRRE1543436719 | Toms River | 8753 | 18 | 7.88 | Residential | Yes | Behind the Meter | Pro Custom Solar dba Momentum Solar | JCP&L | Accepted | 2019-11-22 | 2019-11-26 | 2020-11-26 | Hanwha | Q.Peak DUO BLK-G5 315 | Solar Panels |  | 0.315 | 25 | 184 | 21 |  | Fixed | Roof
Solar Registration Program | NJSRRE1543436719 | Toms River | 8753 | 18 | 7.88 | Residential | Yes | Behind the Meter | Pro Custom Solar dba Momentum Solar | JCP&L | Accepted | 2019-11-22 | 2019-11-26 | 2020-11-26 | Enphase Energy | IQ6-60-2-US | Inverters | 240 |  | 25 |  |  | 0.97 |  | Outdoor | Roof
Solar Registration Program | NJSRRE1543436840 | Elmer | 8318 | 16 | 7.88 | Residential | Yes | Behind the Meter | RCL Enterprises Inc. | AC Electric | Accepted | 2019-11-22 | 2019-11-26 | 2020-11-26 | hanwha solarone | HSL72P6-PC-3-315Q | Solar Panels |  | 0.315 | 25 | 180 | 25 |  | Fixed | Ground
Solar Registration Program | NJSRRE1543436840 | Elmer | 8318 | 16 | 7.88 | Residential | Yes | Behind the Meter | RCL Enterprises Inc. | AC Electric | Accepted | 2019-11-22 | 2019-11-26 | 2020-11-26 | enphase | iq7 plus | Inverters | 7250 |  | 25 |  |  | 0.96 |  | Outside | under panels
Solar Registration Program | NJSRRE1543442890 | Aberdeen | 7747 | 17 | 7.88 | Residential | Yes | Behind the Meter | Trinity Solar | JCP&L | Accepted | 2019-11-25 | 2019-11-27 | 2020-11-27 | Hanwha | Q.PEAK DUO BLK-G5 315 | Solar Panels |  | 0.315 | 6 | 101 | 16 |  | Fixed | Roof
Solar Registration Program | NJSRRE1543442890 | Aberdeen | 7747 | 17 | 7.88 | Residential | Yes | Behind the Meter | Trinity Solar | JCP&L | Accepted | 2019-11-25 | 2019-11-27 | 2020-11-27 | Hanwha | Q.PEAK DUO BLK-G5 315 | Solar Panels |  | 0.315 | 4 | 101 | 14 |  | Fixed | Roof
Solar Registration Program | NJSRRE1543442890 | Aberdeen | 7747 | 17 | 7.88 | Residential | Yes | Behind the Meter | Trinity Solar | JCP&L | Accepted | 2019-11-25 | 2019-11-27 | 2020-11-27 | Hanwha | Q.PEAK DUO BLK-G5 315 | Solar Panels |  | 0.315 | 15 | 281 | 13 |  | Fixed | Roof
Solar Registration Program | NJSRRE1543442890 | Aberdeen | 7747 | 17 | 7.88 | Residential | Yes | Behind the Meter | Trinity Solar | JCP&L | Accepted | 2019-11-25 | 2019-11-27 | 2020-11-27 | Solar Edge | SE6000 | Inverters | 6000 |  | 1 |  |  | 0.97 |  | Outside | side of home
Solar Registration Program | NJSRRE1543442997 | Long Branch | 7740 | 17 | 7.88 | Residential | Yes | Behind the Meter | Pro Custom Solar dba Momentum Solar | JCP&L | Accepted | 2019-11-25 | 2019-11-27 | 2020-11-27 | Hanwha | Q.Peak DUO BLK-G5 315 | Solar Panels |  | 0.315 | 14 | 146 | 23 |  | Fixed | Roof
Solar Registration Program | NJSRRE1543442997 | Long Branch | 7740 | 17 | 7.88 | Residential | Yes | Behind the Meter | Pro Custom Solar dba Momentum Solar | JCP&L | Accepted | 2019-11-25 | 2019-11-27 | 2020-11-27 | Hanwha | Q.Peak DUO BLK-G5 315 | Solar Panels |  | 0.315 | 11 | 146 | 23 |  | Fixed | Roof
Solar Registration Program | NJSRRE1543442997 | Long Branch | 7740 | 17 | 7.88 | Residential | Yes | Behind the Meter | Pro Custom Solar dba Momentum Solar | JCP&L | Accepted | 2019-11-25 | 2019-11-27 | 2020-11-27 | Enphase Energy | IQ6-60-2-US | Inverters | 240 |  | 25 |  |  | 0.97 |  | Outdoor | Roof
Solar Registration Program | NJSRRE1543446721 | Wildwood | 8260 | 21 | 7.88 | Residential | Yes | Behind the Meter | Trinity Solar | AC Electric | Accepted | 2019-11-26 | 2019-12-02 | 2020-12-02 | Hanwha | Q.PEAK DUO BLK-G5 315 | Solar Panels |  | 0.315 | 25 | 137 | 45 |  | Fixed | Roof
Solar Registration Program | NJSRRE1543446721 | Wildwood | 8260 | 21 | 7.88 | Residential | Yes | Behind the Meter | Trinity Solar | AC Electric | Accepted | 2019-11-26 | 2019-12-02 | 2020-12-02 | Solar Edge | SE6000 | Inverters | 6000 |  | 1 |  |  | 0.97 |  | Outside | side of home
Solar Registration Program | NJSRRE1543447112 | Englewood | 7631 | 7 | 7.88 | Residential | Yes | Behind the Meter | Trinity Solar | PSE&G | Accepted | 2019-11-26 | 2019-12-02 | 2020-12-02 | Hanwha | Q.PEAK DUO BLK-G5 315 | Solar Panels |  | 0.315 | 4 | 174 | 18 |  | Fixed | Roof
Solar Registration Program | NJSRRE1543447112 | Englewood | 7631 | 7 | 7.88 | Residential | Yes | Behind the Meter | Trinity Solar | PSE&G | Accepted | 2019-11-26 | 2019-12-02 | 2020-12-02 | Hanwha | Q.PEAK DUO BLK-G5 315 | Solar Panels |  | 0.315 | 21 | 84 | 30 |  | Fixed | Roof
Solar Registration Program | NJSRRE1543447112 | Englewood | 7631 | 7 | 7.88 | Residential | Yes | Behind the Meter | Trinity Solar | PSE&G | Accepted | 2019-11-26 | 2019-12-02 | 2020-12-02 | Solar Edge | SE6000 | Inverters | 6000 |  | 1 |  |  | 0.97 |  | Outdoor | side of home
Solar Registration Program | NJSRRE1543452910 | Paramus | 7652 | 7 | 7.88 | Residential | Yes | Behind the Meter | Vivint Solar Developer, LLC | PSE&G | Accepted | 2019-11-29 | 2019-12-03 | 2020-12-03 | Hanwha | Q.PEAK BLK-G5 315 | Solar Panels |  | 0.315 | 25 | 127 | 23 |  | Fixed | Roof
Solar Registration Program | NJSRRE1543452910 | Paramus | 7652 | 7 | 7.88 | Residential | Yes | Behind the Meter | Vivint Solar Developer, LLC | PSE&G | Accepted | 2019-11-29 | 2019-12-03 | 2020-12-03 | Solar Edge | SE7600H-US | Inverters | 7600 |  | 1 |  |  | 0.992 |  | Outdoor | Near the utility meter
Solar Registration Program | NJSRRE1543477465 | Kendall Park | 8824 | 11 | 7.88 | Residential | Yes | Behind the Meter | Pro Custom Solar dba Momentum Solar | PSE&G | Accepted | 2019-12-04 | 2019-12-06 | 2020-12-06 | Hanwha | Q.Peak DUO BLK-G5 315 | Solar Panels |  | 0.315 | 4 | 237 | 25 |  | Fixed | Roof
Solar Registration Program | NJSRRE1543477465 | Kendall Park | 8824 | 11 | 7.88 | Residential | Yes | Behind the Meter | Pro Custom Solar dba Momentum Solar | PSE&G | Accepted | 2019-12-04 | 2019-12-06 | 2020-12-06 | Hanwha | Q.Peak DUO BLK-G5 315 | Solar Panels |  | 0.315 | 21 | 237 | 25 |  | Fixed | Roof
Solar Registration Program | NJSRRE1543477465 | Kendall Park | 8824 | 11 | 7.88 | Residential | Yes | Behind the Meter | Pro Custom Solar dba Momentum Solar | PSE&G | Accepted | 2019-12-04 | 2019-12-06 | 2020-12-06 | Enphase Energy | IQ6-60-2-US | Inverters | 240 |  | 25 |  |  | 0.97 |  | Outdoor | Roof
Solar Registration Program | NJSRRE1543478502 | ENGLEWOOD | 7631 | 7 | 7.88 | Residential | Yes | Behind the Meter | Vivint Solar Developer, LLC | PSE&G | Accepted | 2019-12-05 | 2019-12-09 | 2020-12-09 | HANWHA SOLAR | Q.PEAK BLK-G5 315 | Solar Panels |  | 0.315 | 9 | 85 | 28 |  | Fixed | Roof
Solar Registration Program | NJSRRE1543478502 | ENGLEWOOD | 7631 | 7 | 7.88 | Residential | Yes | Behind the Meter | Vivint Solar Developer, LLC | PSE&G | Accepted | 2019-12-05 | 2019-12-09 | 2020-12-09 | HANWHA SOLAR | Q.PEAK BLK-G5 315 | Solar Panels |  | 0.315 | 5 | 265 | 28 |  | Fixed | Roof
Solar Registration Program | NJSRRE1543478502 | ENGLEWOOD | 7631 | 7 | 7.88 | Residential | Yes | Behind the Meter | Vivint Solar Developer, LLC | PSE&G | Accepted | 2019-12-05 | 2019-12-09 | 2020-12-09 | HANWHA SOLAR | Q.PEAK BLK-G5 315 | Solar Panels |  | 0.315 | 11 | 175 | 27 |  | Fixed | Roof
Solar Registration Program | NJSRRE1543478502 | ENGLEWOOD | 7631 | 7 | 7.88 | Residential | Yes | Behind the Meter | Vivint Solar Developer, LLC | PSE&G | Accepted | 2019-12-05 | 2019-12-09 | 2020-12-09 | SOLAREDGE | SE7600H-US | Inverters | 7600 |  | 1 |  |  | 0.992 |  | Outdoor | Near the Utility Meter
Solar Registration Program | NJSRRE1543497835 | Scotch Plains | 7076 | 10 | 7.88 | Residential | No | Behind the Meter | Pro Custom Solar dba Momentum Solar | PSE&G | Accepted | 2019-12-06 | 2019-12-18 | 2020-12-18 | HANWHA | Q.PEAK DUO BLK-G5 315 | Solar Panels |  | 0.315 | 12 | 130 | 12 |  | Fixed | Roof
Solar Registration Program | NJSRRE1543497835 | Scotch Plains | 7076 | 10 | 7.88 | Residential | No | Behind the Meter | Pro Custom Solar dba Momentum Solar | PSE&G | Accepted | 2019-12-06 | 2019-12-18 | 2020-12-18 | HANWHA | Q.PEAK DUO BLK-G5 315 | Solar Panels |  | 0.315 | 9 | 130 | 11 |  | Fixed | Roof
Solar Registration Program | NJSRRE1543497835 | Scotch Plains | 7076 | 10 | 7.88 | Residential | No | Behind the Meter | Pro Custom Solar dba Momentum Solar | PSE&G | Accepted | 2019-12-06 | 2019-12-18 | 2020-12-18 | HANWHA | Q.PEAK DUO BLK-G5 315 | Solar Panels |  | 0.315 | 4 | 309 | 41 |  | Fixed | Roof
Solar Registration Program | NJSRRE1543497835 | Scotch Plains | 7076 | 10 | 7.88 | Residential | No | Behind the Meter | Pro Custom Solar dba Momentum Solar | PSE&G | Accepted | 2019-12-06 | 2019-12-18 | 2020-12-18 | Enphase Energy | IQ6-60-2-US | Inverters | 240 |  | 25 |  |  | 0.97 |  | Outdoor | Roof
Solar Registration Program | NJSRRE1543501545 | Totowa | 7512 | 6 | 7.88 | Residential | Yes | Behind the Meter | Vivint Solar Developer, LLC | PSE&G | Accepted | 2019-12-09 | 2019-12-11 | 2020-12-11 | HANWHA SOLAR | Q.PEAK BLK-G5 315 | Solar Panels |  | 0.315 | 11 | 222 | 31 |  | Fixed | Roof
Solar Registration Program | NJSRRE1543501545 | Totowa | 7512 | 6 | 7.88 | Residential | Yes | Behind the Meter | Vivint Solar Developer, LLC | PSE&G | Accepted | 2019-12-09 | 2019-12-11 | 2020-12-11 | HANWHA SOLAR | Q.PEAK BLK-G5 315 | Solar Panels |  | 0.315 | 9 | 42 | 31 |  | Fixed | Roof
Solar Registration Program | NJSRRE1543501545 | Totowa | 7512 | 6 | 7.88 | Residential | Yes | Behind the Meter | Vivint Solar Developer, LLC | PSE&G | Accepted | 2019-12-09 | 2019-12-11 | 2020-12-11 | HANWHA SOLAR | Q.PEAK BLK-G5 315 | Solar Panels |  | 0.315 | 5 | 312 | 31 |  | Fixed | Roof
Solar Registration Program | NJSRRE1543501545 | Totowa | 7512 | 6 | 7.88 | Residential | Yes | Behind the Meter | Vivint Solar Developer, LLC | PSE&G | Accepted | 2019-12-09 | 2019-12-11 | 2020-12-11 | SOLAREDGE | SE7600H-US | Inverters | 7600 |  | 1 |  |  | 0.992 |  | Outdoor | Near the Utility Meter
Solar Registration Program | NJSRRE1543501771 | Marlton | 8053 | 13 | 7.88 | Residential | Yes | Behind the Meter | Trinity Solar | PSE&G | Accepted | 2019-12-09 | 2019-12-11 | 2020-12-11 | Hanwha | Q.PEAK DUO BLK-G5 315 | Solar Panels |  | 0.315 | 16 | 120 | 23 |  | Fixed | Roof
Solar Registration Program | NJSRRE1543501771 | Marlton | 8053 | 13 | 7.88 | Residential | Yes | Behind the Meter | Trinity Solar | PSE&G | Accepted | 2019-12-09 | 2019-12-11 | 2020-12-11 | Hanwha | Q.PEAK DUO BLK-G5 315 | Solar Panels |  | 0.315 | 9 | 300 | 23 |  | Fixed | Roof
Solar Registration Program | NJSRRE1543501771 | Marlton | 8053 | 13 | 7.88 | Residential | Yes | Behind the Meter | Trinity Solar | PSE&G | Accepted | 2019-12-09 | 2019-12-11 | 2020-12-11 | Solar Edge | SE6000 | Inverters | 6000 |  | 1 |  |  | 0.97 |  | Outside | side of home
Solar Registration Program | NJSRRE1543502185 | Kearny | 7032 | 8 | 7.88 | Residential | Yes | Behind the Meter | Pro Custom Solar dba Momentum Solar | PSE&G | Accepted | 2019-12-09 | 2019-12-12 | 2020-12-12 | HANWHA | Q.PEAK DUO BLK-G5 315 | Solar Panels |  | 0.315 | 3 | 200 | 22 |  | Fixed | Roof
Solar Registration Program | NJSRRE1543502185 | Kearny | 7032 | 8 | 7.88 | Residential | Yes | Behind the Meter | Pro Custom Solar dba Momentum Solar | PSE&G | Accepted | 2019-12-09 | 2019-12-12 | 2020-12-12 | HANWHA | Q.PEAK DUO BLK-G5 315 | Solar Panels |  | 0.315 | 11 | 110 | 19 |  | Fixed | Roof
Solar Registration Program | NJSRRE1543502185 | Kearny | 7032 | 8 | 7.88 | Residential | Yes | Behind the Meter | Pro Custom Solar dba Momentum Solar | PSE&G | Accepted | 2019-12-09 | 2019-12-12 | 2020-12-12 | HANWHA | Q.PEAK DUO BLK-G5 315 | Solar Panels |  | 0.315 | 6 | 198 | 7 |  | Fixed | Roof
Solar Registration Program | NJSRRE1543502185 | Kearny | 7032 | 8 | 7.88 | Residential | Yes | Behind the Meter | Pro Custom Solar dba Momentum Solar | PSE&G | Accepted | 2019-12-09 | 2019-12-12 | 2020-12-12 | HANWHA | Q.PEAK DUO BLK-G5 315 | Solar Panels |  | 0.315 | 5 | 290 | 19 |  | Fixed | Roof
Solar Registration Program | NJSRRE1543502185 | Kearny | 7032 | 8 | 7.88 | Residential | Yes | Behind the Meter | Pro Custom Solar dba Momentum Solar | PSE&G | Accepted | 2019-12-09 | 2019-12-12 | 2020-12-12 | Enphase Energy | IQ6-60-2-US | Inverters | 240 |  | 25 |  |  | 0.97 |  | Outdoor | Roof
Solar Registration Program | NJSRRE1543505560 | Egg Harbor City | 8215 | 19 | 7.88 | Residential | Yes | Behind the Meter | Suntuity Solar LLC | AC Electric | Accepted | 2019-12-10 | 2019-12-12 | 2020-12-12 | Yingli Green Energy | YL315D-30b | Solar Panels |  | 0.315 | 25 | 132 | 31 |  | Fixed | Roof
Solar Registration Program | NJSRRE1543505560 | Egg Harbor City | 8215 | 19 | 7.88 | Residential | Yes | Behind the Meter | Suntuity Solar LLC | AC Electric | Accepted | 2019-12-10 | 2019-12-12 | 2020-12-12 | Enphase Energy | IQ7-60-2-US | Inverters | 240 |  | 25 |  |  | 0.97 |  | Outdoor | Behind the PV Modules
Solar Registration Program | NJSRRE1543505638 | Willingboro | 8046 | 13 | 7.88 | Residential | Yes | Behind the Meter | Pro Custom Solar dba Momentum Solar | PSE&G | Accepted | 2019-12-10 | 2019-12-12 | 2020-12-12 | HANWHA | Q.PEAK DUO BLK-G5 315 | Solar Panels |  | 0.315 | 16 | 104 | 18 |  | Fixed | Roof
Solar Registration Program | NJSRRE1543505638 | Willingboro | 8046 | 13 | 7.88 | Residential | Yes | Behind the Meter | Pro Custom Solar dba Momentum Solar | PSE&G | Accepted | 2019-12-10 | 2019-12-12 | 2020-12-12 | HANWHA | Q.PEAK DUO BLK-G5 315 | Solar Panels |  | 0.315 | 9 | 196 | 18 |  | Fixed | Roof
Solar Registration Program | NJSRRE1543505638 | Willingboro | 8046 | 13 | 7.88 | Residential | Yes | Behind the Meter | Pro Custom Solar dba Momentum Solar | PSE&G | Accepted | 2019-12-10 | 2019-12-12 | 2020-12-12 | Enphase Energy | IQ6-60-2-US | Inverters | 240 |  | 25 |  |  | 0.97 |  | Outdoor | Roof
Solar Registration Program | NJSRRE1543532373 | TOMS RIVER | 8753 | 18 | 7.88 | Residential | Yes | Behind the Meter | Vivint Solar Developer, LLC | JCP&L | Accepted | 2019-12-12 | 2019-12-16 | 2020-12-16 | HANWHA SOLAR | Q.PEAK BLK-G5 315 | Solar Panels |  | 0.315 | 8 | 94 | 22 |  | Fixed | Roof
Solar Registration Program | NJSRRE1543532373 | TOMS RIVER | 8753 | 18 | 7.88 | Residential | Yes | Behind the Meter | Vivint Solar Developer, LLC | JCP&L | Accepted | 2019-12-12 | 2019-12-16 | 2020-12-16 | HANWHA SOLAR | Q.PEAK BLK-G5 315 | Solar Panels |  | 0.315 | 7 | 184 | 22 |  | Fixed | Roof
Solar Registration Program | NJSRRE1543532373 | TOMS RIVER | 8753 | 18 | 7.88 | Residential | Yes | Behind the Meter | Vivint Solar Developer, LLC | JCP&L | Accepted | 2019-12-12 | 2019-12-16 | 2020-12-16 | HANWHA SOLAR | Q.PEAK BLK-G5 315 | Solar Panels |  | 0.315 | 10 | 274 | 22 |  | Fixed | Roof
Solar Registration Program | NJSRRE1543532373 | TOMS RIVER | 8753 | 18 | 7.88 | Residential | Yes | Behind the Meter | Vivint Solar Developer, LLC | JCP&L | Accepted | 2019-12-12 | 2019-12-16 | 2020-12-16 | SOLAREDGE | SE7600H-US | Inverters | 7600 |  | 1 |  |  | 0.992 |  | Outdoor | Near the Utility Meter
Solar Registration Program | NJSRRE1543533219 | Turnersville | 8012 | 14 | 7.88 | Residential | Yes | Behind the Meter | Trinity Solar | AC Electric | Accepted | 2019-12-12 | 2019-12-17 | 2020-12-17 | HANWHA | Q.PEAK DUO BLK-G5 315 | Solar Panels |  | 0.315 | 6 | 39 | 9 |  | Fixed | Roof
Solar Registration Program | NJSRRE1543533219 | Turnersville | 8012 | 14 | 7.88 | Residential | Yes | Behind the Meter | Trinity Solar | AC Electric | Accepted | 2019-12-12 | 2019-12-17 | 2020-12-17 | HANWHA | Q.PEAK DUO BLK-G5 315 | Solar Panels |  | 0.315 | 4 | 39 | 18 |  | Double Axis | Roof
Solar Registration Program | NJSRRE1543533219 | Turnersville | 8012 | 14 | 7.88 | Residential | Yes | Behind the Meter | Trinity Solar | AC Electric | Accepted | 2019-12-12 | 2019-12-17 | 2020-12-17 | HANWHA | Q.PEAK DUO BLK-G5 315 | Solar Panels |  | 0.315 | 15 | 219 | 18 |  | Fixed | Roof
Solar Registration Program | NJSRRE1543533219 | Turnersville | 8012 | 14 | 7.88 | Residential | Yes | Behind the Meter | Trinity Solar | AC Electric | Accepted | 2019-12-12 | 2019-12-17 | 2020-12-17 | Solar Edge | SE6000H-US000BNC4 | Inverters | 6000 |  | 1 |  |  | 0.97 |  | Outdoor | side of home
Solar Registration Program | NJSRRE1543547390 | SEWELL | 8080 | 15 | 7.88 | Residential | No | Behind the Meter | Vivint Solar Developer, LLC | AC Electric | Accepted | 2019-12-13 | 2019-12-18 | 2020-12-18 | Hanwha | Q.PEAK BLK-G5 315 | Solar Panels |  | 0.315 | 3 | 16 | 19 |  | Fixed | Roof
Solar Registration Program | NJSRRE1543547390 | SEWELL | 8080 | 15 | 7.88 | Residential | No | Behind the Meter | Vivint Solar Developer, LLC | AC Electric | Accepted | 2019-12-13 | 2019-12-18 | 2020-12-18 | Hanwha | Q.PEAK BLK-G5 315 | Solar Panels |  | 0.315 | 9 | 196 | 20 |  | Fixed | Roof
Solar Registration Program | NJSRRE1543547390 | SEWELL | 8080 | 15 | 7.88 | Residential | No | Behind the Meter | Vivint Solar Developer, LLC | AC Electric | Accepted | 2019-12-13 | 2019-12-18 | 2020-12-18 | Hanwha | Q.PEAK BLK-G5 315 | Solar Panels |  | 0.315 | 13 | 196 | 19 |  | Fixed | Roof
Solar Registration Program | NJSRRE1543547390 | SEWELL | 8080 | 15 | 7.88 | Residential | No | Behind the Meter | Vivint Solar Developer, LLC | AC Electric | Accepted | 2019-12-13 | 2019-12-18 | 2020-12-18 | Solar Edge | SE7600H-US | Inverters | 7600 |  | 1 |  |  | 0.992 |  | Outdoor | Near the utility meter
Solar Registration Program | NJSRRE1543547764 | Somerset | 8873 | 5 | 7.88 | Residential | Yes | Behind the Meter | Pro Custom Solar dba Momentum Solar | PSE&G | Accepted | 2019-12-13 | 2019-12-18 | 2020-12-18 | HANWHA | Q.PEAK DUO BLK-G5 315 | Solar Panels |  | 0.315 | 9 | 197 | 30 |  | Fixed | Roof
Solar Registration Program | NJSRRE1543547764 | Somerset | 8873 | 5 | 7.88 | Residential | Yes | Behind the Meter | Pro Custom Solar dba Momentum Solar | PSE&G | Accepted | 2019-12-13 | 2019-12-18 | 2020-12-18 | HANWHA | Q.PEAK DUO BLK-G5 315 | Solar Panels |  | 0.315 | 8 | 197 | 31 |  | Fixed | Roof
Solar Registration Program | NJSRRE1543547764 | Somerset | 8873 | 5 | 7.88 | Residential | Yes | Behind the Meter | Pro Custom Solar dba Momentum Solar | PSE&G | Accepted | 2019-12-13 | 2019-12-18 | 2020-12-18 | HANWHA | Q.PEAK DUO BLK-G5 315 | Solar Panels |  | 0.315 | 8 | 107 | 32 |  | Fixed | Roof
Solar Registration Program | NJSRRE1543547764 | Somerset | 8873 | 5 | 7.88 | Residential | Yes | Behind the Meter | Pro Custom Solar dba Momentum Solar | PSE&G | Accepted | 2019-12-13 | 2019-12-18 | 2020-12-18 | Enphase Energy | IQ6-60-2-US | Inverters | 230 |  | 25 |  |  | 0.97 |  | Outdoor | Roof
Solar Registration Program | NJSRRE1543555642 | Millville | 8332 | 20 | 7.88 | Residential | Yes | Behind the Meter | Trinity Solar | AC Electric | Accepted | 2019-12-17 | 2019-12-20 | 2020-12-20 | HANWHA | Q.PEAK DUO BLK-G5 315 | Solar Panels |  | 0.315 | 10 | 295 | 18 |  | Fixed | Roof
Solar Registration Program | NJSRRE1543555642 | Millville | 8332 | 20 | 7.88 | Residential | Yes | Behind the Meter | Trinity Solar | AC Electric | Accepted | 2019-12-17 | 2019-12-20 | 2020-12-20 | HANWHA | Q.PEAK DUO BLK-G5 315 | Solar Panels |  | 0.315 | 15 | 115 | 18 |  | Fixed | Roof
Solar Registration Program | NJSRRE1543555642 | Millville | 8332 | 20 | 7.88 | Residential | Yes | Behind the Meter | Trinity Solar | AC Electric | Accepted | 2019-12-17 | 2019-12-20 | 2020-12-20 | SOLAR EDGE | SE6000H-US | Inverters | 6000 |  | 1 |  |  | 0.97 |  | Outside | SIDE OF HOME
Solar Registration Program | NJSRRE1543557363 | Middletown | 7748 | 17 | 7.88 | Residential | Yes | Behind the Meter | Vivint Solar Developer, LLC | JCP&L | Accepted | 2019-12-20 | 2019-12-20 | 2020-12-20 | Hanwha Solar | Q.PEAK BLK-G5 315 | Solar Panels |  | 0.315 | 25 | 163 | 24 |  | Fixed | Roof
Solar Registration Program | NJSRRE1543557363 | Middletown | 7748 | 17 | 7.88 | Residential | Yes | Behind the Meter | Vivint Solar Developer, LLC | JCP&L | Accepted | 2019-12-20 | 2019-12-20 | 2020-12-20 | Solar Edge | SE7600H-US | Inverters | 7600 |  | 1 |  |  | 0.992 |  | Outdoor | Near the utility meter
Solar Registration Program | NJSRRE1543651656 | Maplewood | 7040 | 9 | 7.88 | Residential | Yes | Behind the Meter | Trinity Solar | PSE&G | Accepted | 2019-12-23 | 2019-12-30 | 2020-12-30 | HANWHA | Q.PEAK DUO BLK-G5 315 | Solar Panels |  | 0.315 | 25 | 218 | 34 |  | Fixed | Roof
Solar Registration Program | NJSRRE1543651656 | Maplewood | 7040 | 9 | 7.88 | Residential | Yes | Behind the Meter | Trinity Solar | PSE&G | Accepted | 2019-12-23 | 2019-12-30 | 2020-12-30 | SOLAR EDGE | SE6000H-US | Inverters | 6000 |  | 1 |  |  | 0.97 |  | Outside | SIDE OF HOME
Solar Registration Program | NJSRRE1540203049 | Califon | 7830 | 4 | 7.92 | Residential | No | Behind the Meter | Green Power Energy | JCP&L | Accepted | 2019-01-03 | 2019-01-07 | 2020-07-07 | Panasonic | VBHN330SA16 | Solar Panels |  | 0.33 | 24 | 179 | 37 |  | Fixed | Roof
Solar Registration Program | NJSRRE1540203049 | Califon | 7830 | 4 | 7.92 | Residential | No | Behind the Meter | Green Power Energy | JCP&L | Accepted | 2019-01-03 | 2019-01-07 | 2020-07-07 | Solar Edge | SE10000H-US | Inverters | 10000 |  | 1 |  |  | 0.97 |  | Outside | next to meter
Solar Registration Program | NJSRRE1540205306 | Branchville | 7826 | 1 | 7.92 | Residential | Yes | Behind the Meter | Sunrun Installation Services, Inc. | JCP&L | Accepted | 2019-01-04 | 2019-01-08 | 2020-01-08 | LG Electronics | LG360Q1C-A5 | Solar Panels |  | 0.36 | 7 | 23 | 160 |  | Fixed | Roof
Solar Registration Program | NJSRRE1540205306 | Branchville | 7826 | 1 | 7.92 | Residential | Yes | Behind the Meter | Sunrun Installation Services, Inc. | JCP&L | Accepted | 2019-01-04 | 2019-01-08 | 2020-01-08 | LG Electronics | LG360Q1C-A5 | Solar Panels |  | 0.36 | 2 | 251 | 23 |  | Fixed | Roof
Solar Registration Program | NJSRRE1540205306 | Branchville | 7826 | 1 | 7.92 | Residential | Yes | Behind the Meter | Sunrun Installation Services, Inc. | JCP&L | Accepted | 2019-01-04 | 2019-01-08 | 2020-01-08 | LG Electronics | LG360Q1C-A5 | Solar Panels |  | 0.36 | 5 | 72 | 23 |  | Fixed | Roof
Solar Registration Program | NJSRRE1540205306 | Branchville | 7826 | 1 | 7.92 | Residential | Yes | Behind the Meter | Sunrun Installation Services, Inc. | JCP&L | Accepted | 2019-01-04 | 2019-01-08 | 2020-01-08 | LG Electronics | LG360Q1C-A5 | Solar Panels |  | 0.36 | 5 | 340 | 23 |  | Fixed | Roof
Solar Registration Program | NJSRRE1540205306 | Branchville | 7826 | 1 | 7.92 | Residential | Yes | Behind the Meter | Sunrun Installation Services, Inc. | JCP&L | Accepted | 2019-01-04 | 2019-01-08 | 2020-01-08 | LG Electronics | LG360Q1C-A5 | Solar Panels |  | 0.36 | 3 | 252 | 18 |  | Fixed | Roof
Solar Registration Program | NJSRRE1540205306 | Branchville | 7826 | 1 | 7.92 | Residential | Yes | Behind the Meter | Sunrun Installation Services, Inc. | JCP&L | Accepted | 2019-01-04 | 2019-01-08 | 2020-01-08 | SolarEdge Technologies | SE7600H-USRGM | Inverters | 7600 |  | 1 |  |  | 0.96 |  | Outdoor | Next To Meter
Solar Registration Program | NJSRRE1540304847 | Mount Holly | 8060 | 13 | 7.92 | Residential | Yes | Behind the Meter | SunPower Corporation, Systems | PSE&G | Accepted | 2019-01-31 | 2019-02-01 | 2020-02-01 | SunPower | SPR-X22-360-E-AC | Solar Panels |  | 0.36 | 9 | 193 | 18 |  | Fixed | Roof
Solar Registration Program | NJSRRE1540304847 | Mount Holly | 8060 | 13 | 7.92 | Residential | Yes | Behind the Meter | SunPower Corporation, Systems | PSE&G | Accepted | 2019-01-31 | 2019-02-01 | 2020-02-01 | SunPower | SPR-X22-360-E-AC | Solar Panels |  | 0.36 | 13 | 103 | 18 |  | Fixed | Roof
Solar Registration Program | NJSRRE1540304847 | Mount Holly | 8060 | 13 | 7.92 | Residential | Yes | Behind the Meter | SunPower Corporation, Systems | PSE&G | Accepted | 2019-01-31 | 2019-02-01 | 2020-02-01 | SunPower | SPR-X22-360-E-AC | Inverters | 320 |  | 22 |  |  | 0.96 |  | Other | Under each panel
Solar Registration Program | NJSRRE1540870961 | Hillsborough | 8844 | 5 | 7.92 | Residential | No | Behind the Meter | Panatec Corporation | PSE&G | Accepted | 2019-04-22 | 2019-04-23 | 2020-04-23 | PANASONIC | VBHN330SA17E | Solar Panels |  | 0.33 | 24 | 155 | 25 |  | Fixed | Roof
Solar Registration Program | NJSRRE1540870961 | Hillsborough | 8844 | 5 | 7.92 | Residential | No | Behind the Meter | Panatec Corporation | PSE&G | Accepted | 2019-04-22 | 2019-04-23 | 2020-04-23 | ENPHASE | IQ 7X | Inverters | 700 |  | 24 |  |  | 0.975 |  | Outdoor | UNDER PANEL
Solar Registration Program | NJSRRE1540896867 | Hillsborough | 8844 | 5 | 7.92 | Residential | No | Behind the Meter | Panatec Corporation | PSE&G | Accepted | 2019-04-26 | 2019-04-30 | 2020-04-30 | Panasonic | VBHN330SA17E | Solar Panels |  | 0.33 | 24 | 100 | 25 |  | Fixed | Roof
Solar Registration Program | NJSRRE1540896867 | Hillsborough | 8844 | 5 | 7.92 | Residential | No | Behind the Meter | Panatec Corporation | PSE&G | Accepted | 2019-04-26 | 2019-04-30 | 2020-04-30 | Enphase | IQ7X | Inverters | 330 |  | 24 |  |  | 0.975 |  | Outdoor | Outdoor
Solar Registration Program | NJSRRE1540964597 | Seaville | 8230 | 21 | 7.92 | Residential | Yes | Behind the Meter | Sunrun Installation Services, Inc. | AC Electric | Accepted | 2019-05-07 | 2019-05-10 | 2020-05-10 | LG Electronics | LG330N1C-A5 | Solar Panels |  | 0.33 | 24 | 149 | 18 |  | Fixed | Roof
Solar Registration Program | NJSRRE1540964597 | Seaville | 8230 | 21 | 7.92 | Residential | Yes | Behind the Meter | Sunrun Installation Services, Inc. | AC Electric | Accepted | 2019-05-07 | 2019-05-10 | 2020-05-10 | SMA America | SB7.0-1SP-US-40 | Inverters | 7000 |  | 1 |  |  | 0.96 |  | Outdoor | Next To Meter
Solar Registration Program | NJSRRE1540971283 | Monroe Township | 8831 | 11 | 7.92 | Residential | No | Behind the Meter | Sunrun Installation Services, Inc. | JCP&L | Accepted | 2019-05-08 | 2019-05-13 | 2020-05-13 | LG Electronics | LG330N1C-A5 | Solar Panels |  | 0.33 | 24 | 179 | 30 |  | Fixed | Roof
Solar Registration Program | NJSRRE1540971283 | Monroe Township | 8831 | 11 | 7.92 | Residential | No | Behind the Meter | Sunrun Installation Services, Inc. | JCP&L | Accepted | 2019-05-08 | 2019-05-13 | 2020-05-13 | SMA America | SB7.0-1SP-US-40 | Inverters | 7000 |  | 1 |  |  | 0.96 |  | Outdoor | Next To Meter
Solar Registration Program | NJSRRE1541017043 | BURLINGTON | 8016 | 13 | 7.92 | Residential | Yes | Behind the Meter | Amped On Solar LLC | PSE&G | Accepted | 2019-05-17 | 2019-05-21 | 2020-05-21 | PANASONIC | VBHN330SA17E | Solar Panels |  | 0.33 | 2 | 203 | 31 |  | Fixed | Roof
Solar Registration Program | NJSRRE1541017043 | BURLINGTON | 8016 | 13 | 7.92 | Residential | Yes | Behind the Meter | Amped On Solar LLC | PSE&G | Accepted | 2019-05-17 | 2019-05-21 | 2020-05-21 | PANASONIC | VBHN330SA17E | Solar Panels |  | 0.33 | 22 | 203 | 22 |  | Fixed | Roof
Solar Registration Program | NJSRRE1541017043 | BURLINGTON | 8016 | 13 | 7.92 | Residential | Yes | Behind the Meter | Amped On Solar LLC | PSE&G | Accepted | 2019-05-17 | 2019-05-21 | 2020-05-21 | ENPHASE | IQ7X | Inverters | 320 |  | 24 |  |  | 0.975 |  | Outdoor | ON RACKING
Solar Registration Program | NJSRRE1541032549 | East Brunswick | 8816 | 11 | 7.92 | Residential | No | Behind the Meter | Sunrun Installation Services, Inc. | PSE&G | Accepted | 2019-05-22 | 2019-05-28 | 2020-05-28 | LG Electronics | LG330N1C-A5 | Solar Panels |  | 0.33 | 12 | 97 | 30 |  | Fixed | Roof
Solar Registration Program | NJSRRE1541032549 | East Brunswick | 8816 | 11 | 7.92 | Residential | No | Behind the Meter | Sunrun Installation Services, Inc. | PSE&G | Accepted | 2019-05-22 | 2019-05-28 | 2020-05-28 | LG Electronics | LG330N1C-A5 | Solar Panels |  | 0.33 | 2 | 278 | 14 |  | Fixed | Roof
Solar Registration Program | NJSRRE1541032549 | East Brunswick | 8816 | 11 | 7.92 | Residential | No | Behind the Meter | Sunrun Installation Services, Inc. | PSE&G | Accepted | 2019-05-22 | 2019-05-28 | 2020-05-28 | LG Electronics | LG330N1C-A5 | Solar Panels |  | 0.33 | 10 | 277 | 30 |  | Fixed | Roof
Solar Registration Program | NJSRRE1541032549 | East Brunswick | 8816 | 11 | 7.92 | Residential | No | Behind the Meter | Sunrun Installation Services, Inc. | PSE&G | Accepted | 2019-05-22 | 2019-05-28 | 2020-05-28 | SolarEdge Technologies | SE7600H-USRGM | Inverters | 7600 |  | 1 |  |  | 0.96 |  | Outdoor | Next To Meter
Solar Registration Program | NJSRRE1541413701 | Clayton | 8312 | 15 | 7.92 | Residential | No | Behind the Meter | Green Cities Energy, LLC | AC Electric | Accepted | 2019-06-16 | 2019-06-19 | 2020-06-19 | Jinko | JKM330P | Solar Panels |  | 0.33 | 12 | 257 | 23 |  | Fixed | Roof
Solar Registration Program | NJSRRE1541413701 | Clayton | 8312 | 15 | 7.92 | Residential | No | Behind the Meter | Green Cities Energy, LLC | AC Electric | Accepted | 2019-06-16 | 2019-06-19 | 2020-06-19 | Jinko | JKM330P | Solar Panels |  | 0.33 | 12 | 77 | 23 |  | Fixed | Roof
Solar Registration Program | NJSRRE1541413701 | Clayton | 8312 | 15 | 7.92 | Residential | No | Behind the Meter | Green Cities Energy, LLC | AC Electric | Accepted | 2019-06-16 | 2019-06-19 | 2020-06-19 | Enphase Energy | IQ6Plus | Inverters | 0.28 |  | 24 |  |  | 0.97 |  | Outdoor | under modules
Solar Registration Program | NJSRRE1541413702 | Wenonah | 8090 | 15 | 7.92 | Residential | No | Behind the Meter | Green Cities Energy, LLC | PSE&G | Accepted | 2019-06-16 | 2019-06-19 | 2020-06-19 | Jinko | JKM330P | Solar Panels |  | 0.33 | 24 | 296 | 23 |  | Fixed | Roof
Solar Registration Program | NJSRRE1541413702 | Wenonah | 8090 | 15 | 7.92 | Residential | No | Behind the Meter | Green Cities Energy, LLC | PSE&G | Accepted | 2019-06-16 | 2019-06-19 | 2020-06-19 | Enphase Energy | IQ6Plus | Inverters | 0.29 |  | 24 |  |  | 0.97 |  | Outdoor | under modules
Solar Registration Program | NJSRRE1541453749 | RIDGEFIELD PARK | 7660 | 7 | 7.92 | Residential | Yes | Behind the Meter | Pro Custom Solar dba Momentum Solar | PSE&G | Accepted | 2019-06-24 | 2019-07-15 | 2020-07-15 | HANWHA | Q.PEAK DUO-G5 330 | Solar Panels |  | 0.33 | 24 | 139 | 21 |  | Fixed | Roof
Solar Registration Program | NJSRRE1541453749 | RIDGEFIELD PARK | 7660 | 7 | 7.92 | Residential | Yes | Behind the Meter | Pro Custom Solar dba Momentum Solar | PSE&G | Accepted | 2019-06-24 | 2019-07-15 | 2020-07-15 | ENPHASE | IQ7-60-2-US | Inverters | 250 |  | 24 |  |  | 0.97 |  | Outdoor | Roof
Solar Registration Program | NJSRRE1541494961 | PATERSON | 7503 | 6 | 7.92 | Residential | Yes | Behind the Meter | Pro Custom Solar dba Momentum Solar | PSE&G | Accepted | 2019-06-26 | 2019-06-28 | 2020-06-28 | HANWHA | Q.PEAK DUO-G5 330 | Solar Panels |  | 0.33 | 20 | 128 | 13 |  | Fixed | Roof
Solar Registration Program | NJSRRE1541494961 | PATERSON | 7503 | 6 | 7.92 | Residential | Yes | Behind the Meter | Pro Custom Solar dba Momentum Solar | PSE&G | Accepted | 2019-06-26 | 2019-06-28 | 2020-06-28 | HANWHA | IQ7-60-2-US | Solar Panels |  | 0.33 | 4 | 308 | 15 |  | Fixed | Roof
Solar Registration Program | NJSRRE1541494961 | PATERSON | 7503 | 6 | 7.92 | Residential | Yes | Behind the Meter | Pro Custom Solar dba Momentum Solar | PSE&G | Accepted | 2019-06-26 | 2019-06-28 | 2020-06-28 | ENPHASE | IQ7-60-2-US | Inverters | 250 |  | 1 |  |  | 0.97 |  | Outdoor | Roof
Solar Registration Program | NJSRRE1541609153 | Montclair | 7042 | 9 | 7.92 | Residential | Yes | Behind the Meter | Sunrun Installation Services, Inc. | PSE&G | Accepted | 2019-07-03 | 2019-07-09 | 2020-07-09 | LG Electronics | LG360Q1C-A5 | Solar Panels |  | 0.36 | 12 | 194 | 34 |  | Fixed | Roof
Solar Registration Program | NJSRRE1541609153 | Montclair | 7042 | 9 | 7.92 | Residential | Yes | Behind the Meter | Sunrun Installation Services, Inc. | PSE&G | Accepted | 2019-07-03 | 2019-07-09 | 2020-07-09 | LG Electronics | LG360Q1C-A5 | Solar Panels |  | 0.36 | 10 | 14 | 34 |  | Fixed | Roof
Solar Registration Program | NJSRRE1541609153 | Montclair | 7042 | 9 | 7.92 | Residential | Yes | Behind the Meter | Sunrun Installation Services, Inc. | PSE&G | Accepted | 2019-07-03 | 2019-07-09 | 2020-07-09 | Ningbo Ginlong Technologies | Solis-1P7.6K-4G-US | Inverters | 7600 |  | 1 |  |  | 0.96 |  | Outdoor | Next To Meter
Solar Registration Program | NJSRRE1541614506 | Monroeville | 8343 | 16 | 7.92 | Residential | No | Behind the Meter | Green Power Energy | AC Electric | Accepted | 2019-07-05 | 2019-07-09 | 2020-07-09 | S-Energy | SN360M-10 | Solar Panels |  | 0.36 | 22 | 203 | 14 |  | Fixed | Roof
Solar Registration Program | NJSRRE1541614506 | Monroeville | 8343 | 16 | 7.92 | Residential | No | Behind the Meter | Green Power Energy | AC Electric | Accepted | 2019-07-05 | 2019-07-09 | 2020-07-09 | Solar Edge | SE7600H-US | Inverters | 7600 |  | 1 |  |  | 0.97 |  | Outside | next to meter
Solar Registration Program | NJSRRE1541815375 | Pleasantville | 8232 | 19 | 7.92 | Residential | Yes | Behind the Meter | Castle Energy, LLC | AC Electric | Accepted | 2019-08-12 | 2019-08-23 | 2020-08-23 | SunPower | SPR-X22-360-E-AC | Solar Panels |  | 0.36 | 10 | 204 | 40 |  | Fixed | Roof
Solar Registration Program | NJSRRE1541815375 | Pleasantville | 8232 | 19 | 7.92 | Residential | Yes | Behind the Meter | Castle Energy, LLC | AC Electric | Accepted | 2019-08-12 | 2019-08-23 | 2020-08-23 | SunPower | SPR-X22-360-E-AC | Solar Panels |  | 0.36 | 10 | 24 | 40 |  | Fixed | Roof
Solar Registration Program | NJSRRE1541815375 | Pleasantville | 8232 | 19 | 7.92 | Residential | Yes | Behind the Meter | Castle Energy, LLC | AC Electric | Accepted | 2019-08-12 | 2019-08-23 | 2020-08-23 | SunPower | SPR-X22-360-E-AC | Solar Panels |  | 0.36 | 2 | 24 | 15 |  | Fixed | Roof
Solar Registration Program | NJSRRE1541815375 | Pleasantville | 8232 | 19 | 7.92 | Residential | Yes | Behind the Meter | Castle Energy, LLC | AC Electric | Accepted | 2019-08-12 | 2019-08-23 | 2020-08-23 | SunPower | Type E | Inverters | 240 |  | 22 |  |  | 0.967 |  | Outside | on the rooftop under each solar panel
Solar Registration Program | NJSRRE1541821196 | Union Twp Uni | 7083 | 10 | 7.92 | Residential | No | Behind the Meter | Sunrun Installation Services, Inc. | PSE&G | Accepted | 2019-08-13 | 2019-08-23 | 2020-08-23 | LG Electronics | LG330N1C-A5 | Solar Panels |  | 0.33 | 12 | 126 | 37 |  | Fixed | Roof
Solar Registration Program | NJSRRE1541821196 | Union Twp Uni | 7083 | 10 | 7.92 | Residential | No | Behind the Meter | Sunrun Installation Services, Inc. | PSE&G | Accepted | 2019-08-13 | 2019-08-23 | 2020-08-23 | LG Electronics | LG330N1C-A5 | Solar Panels |  | 0.33 | 12 | 126 | 14 |  | Fixed | Roof
Solar Registration Program | NJSRRE1541821196 | Union Twp Uni | 7083 | 10 | 7.92 | Residential | No | Behind the Meter | Sunrun Installation Services, Inc. | PSE&G | Accepted | 2019-08-13 | 2019-08-23 | 2020-08-23 | Ningbo Ginlong Technologies | Solis-1P6K-4G-US | Inverters | 6000 |  | 1 |  |  | 0.96 |  | Outdoor | Next To Meter
Solar Registration Program | NJSRRE1542372620 | Plainfield City | 7060 | 10 | 7.92 | Residential | Yes | Behind the Meter | Sunrun Installation Services, Inc. | PSE&G | Accepted | 2019-09-09 | 2019-09-11 | 2020-09-11 | LG Electronics | LG360Q1C-A5 | Solar Panels |  | 0.36 | 22 | 173 | 23 |  | Fixed | Roof
Solar Registration Program | NJSRRE1542372620 | Plainfield City | 7060 | 10 | 7.92 | Residential | Yes | Behind the Meter | Sunrun Installation Services, Inc. | PSE&G | Accepted | 2019-09-09 | 2019-09-11 | 2020-09-11 | Ningbo Ginlong Technologies | Solis-1P7.6K-4G-US | Inverters | 7600 |  | 1 |  |  | 0.96 |  | Outdoor | Next To Meter
Solar Registration Program | NJSRRE1542372638 | Metuchen | 8840 | 11 | 7.92 | Residential | No | Behind the Meter | Sundial Solar Innovations | PSE&G | Final As-Built Received | 2019-09-09 | 2019-09-11 | 2020-09-11 | Panasonic | vbhn330sa17 | Solar Panels |  | 0.33 | 16 | 185 | 12 |  | Fixed | Roof
Solar Registration Program | NJSRRE1542372638 | Metuchen | 8840 | 11 | 7.92 | Residential | No | Behind the Meter | Sundial Solar Innovations | PSE&G | Final As-Built Received | 2019-09-09 | 2019-09-11 | 2020-09-11 | Panasonic | VBHN330SA17 | Solar Panels |  | 0.33 | 8 | 95 | 20 |  | Fixed | Roof
Solar Registration Program | NJSRRE1542372638 | Metuchen | 8840 | 11 | 7.92 | Residential | No | Behind the Meter | Sundial Solar Innovations | PSE&G | Final As-Built Received | 2019-09-09 | 2019-09-11 | 2020-09-11 | Enphase | Envoy S | Meters |  |  | 1 |  |  |  | Yes | Outdoor
Solar Registration Program | NJSRRE1542372638 | Metuchen | 8840 | 11 | 7.92 | Residential | No | Behind the Meter | Sundial Solar Innovations | PSE&G | Final As-Built Received | 2019-09-09 | 2019-09-11 | 2020-09-11 | Enphase | iq7x | Inverters | 320 |  | 24 |  |  | 0.97 |  | Outdoor | roof
Solar Registration Program | NJSRRE1542428314 | South Brunswick Twp | 8852 | 11 | 7.92 | Residential | No | Behind the Meter | SunnyMac LLC | PSE&G | Accepted | 2019-09-23 | 2019-09-24 | 2020-09-24 | SunPower | SPR-X22-360 | Solar Panels |  | 0.36 | 22 | 181 | 27 |  | Fixed | Roof
Solar Registration Program | NJSRRE1542428314 | South Brunswick Twp | 8852 | 11 | 7.92 | Residential | No | Behind the Meter | SunnyMac LLC | PSE&G | Accepted | 2019-09-23 | 2019-09-24 | 2020-09-24 | Enphase | IQ7XS-96-ACM-US | Inverters | 0.315 |  | 22 |  |  | 0.99 |  | Outdoor | roof
Solar Registration Program | NJSRRE1542478676 | Dunellen | 8812 | 11 | 7.92 | Residential | No | Behind the Meter | Sunrun Installation Services, Inc. | PSE&G | Accepted | 2019-10-01 | 2019-10-03 | 2020-10-03 | LG Electronics | LG330N1C-A5 | Solar Panels |  | 0.33 | 5 | 16 | 23 |  | Fixed | Roof
Solar Registration Program | NJSRRE1542478676 | Dunellen | 8812 | 11 | 7.92 | Residential | No | Behind the Meter | Sunrun Installation Services, Inc. | PSE&G | Accepted | 2019-10-01 | 2019-10-03 | 2020-10-03 | LG Electronics | LG330N1C-A5 | Solar Panels |  | 0.33 | 11 | 196 | 40 |  | Fixed | Roof
Solar Registration Program | NJSRRE1542478676 | Dunellen | 8812 | 11 | 7.92 | Residential | No | Behind the Meter | Sunrun Installation Services, Inc. | PSE&G | Accepted | 2019-10-01 | 2019-10-03 | 2020-10-03 | LG Electronics | LG330N1C-A5 | Solar Panels |  | 0.33 | 8 | 196 | 23 |  | Fixed | Roof
Solar Registration Program | NJSRRE1542478676 | Dunellen | 8812 | 11 | 7.92 | Residential | No | Behind the Meter | Sunrun Installation Services, Inc. | PSE&G | Accepted | 2019-10-01 | 2019-10-03 | 2020-10-03 | Ningbo Ginlong Technologies | Solis-1P6K-4G-US | Inverters | 6000 |  | 1 |  |  | 0.96 |  | Outdoor | Next To Meter
Solar Registration Program | NJSRRE1542505641 | Galloway | 8205 | 19 | 7.92 | Residential | No | Behind the Meter | Green Power Energy | AC Electric | Accepted | 2019-10-04 | 2019-10-09 | 2020-10-09 | S-Energy | SN360M-10 | Solar Panels |  | 0.36 | 22 | 186 | 25 |  | Fixed | Ground
Solar Registration Program | NJSRRE1542505641 | Galloway | 8205 | 19 | 7.92 | Residential | No | Behind the Meter | Green Power Energy | AC Electric | Accepted | 2019-10-04 | 2019-10-09 | 2020-10-09 | Solar Edge | SE10000H-US | Inverters | 10000 |  | 1 |  |  | 0.97 |  | Outside | next to meter
Solar Registration Program | NJSRRE1542526485 | Livingston | 7039 | 9 | 7.92 | Residential | No | Behind the Meter | Panatec Corporation | PSE&G | Accepted | 2019-10-10 | 2019-10-14 | 2020-10-14 | Panasonic | VBHN330SA17E | Solar Panels |  | 0.33 | 24 | 200 | 25 |  | Fixed | Roof
Solar Registration Program | NJSRRE1542526485 | Livingston | 7039 | 9 | 7.92 | Residential | No | Behind the Meter | Panatec Corporation | PSE&G | Accepted | 2019-10-10 | 2019-10-14 | 2020-10-14 | Enphase | IQ 7X | Inverters | 330 |  | 24 |  |  | 0.975 |  | Outdoor | outdoor
Solar Registration Program | NJSRRE1542528727 | Franklin Township | 8823 | 5 | 7.92 | Residential | No | Behind the Meter | Sunrun Installation Services, Inc. | PSE&G | Accepted | 2019-10-11 | 2019-10-15 | 2020-10-15 | LG Electronics | LG330N1C-A5 | Solar Panels |  | 0.33 | 24 | 209 | 27 |  | Fixed | Roof
Solar Registration Program | NJSRRE1542528727 | Franklin Township | 8823 | 5 | 7.92 | Residential | No | Behind the Meter | Sunrun Installation Services, Inc. | PSE&G | Accepted | 2019-10-11 | 2019-10-15 | 2020-10-15 | Ningbo Ginlong Technologies | Solis-1P6K-4G-US | Inverters | 6000 |  | 1 |  |  | 0.96 |  | Outdoor | Next To Meter
Solar Registration Program | NJSRRE1542528766 | Franklin Park, | 8823 | 5 | 7.92 | Residential | No | Behind the Meter | NJ Solar Power, LLC | PSE&G | Accepted | 2019-10-11 | 2019-10-22 | 2020-10-22 | Panasonic | VBHN330SA17 | Solar Panels |  | 0.33 | 24 | 222 | 34 |  | Fixed | Roof
Solar Registration Program | NJSRRE1542528766 | Franklin Park, | 8823 | 5 | 7.92 | Residential | No | Behind the Meter | NJ Solar Power, LLC | PSE&G | Accepted | 2019-10-11 | 2019-10-22 | 2020-10-22 | solaredge | SE7600H-US | Inverters | 7600 |  | 1 |  |  | 0.99 |  | Indoor | garage
Solar Registration Program | NJSRRE1542547499 | Linden | 7036 | 10 | 7.92 | Residential | No | Behind the Meter | Green Power Energy | PSE&G | Accepted | 2019-10-16 | 2019-10-18 | 2020-10-18 | S-Energy | SN360M-10 | Solar Panels |  | 0.36 | 6 | 127 | 23 |  | Fixed | Roof
Solar Registration Program | NJSRRE1542547499 | Linden | 7036 | 10 | 7.92 | Residential | No | Behind the Meter | Green Power Energy | PSE&G | Accepted | 2019-10-16 | 2019-10-18 | 2020-10-18 | S-Energy | SN360M-10 | Solar Panels |  | 0.36 | 16 | 218 | 23 |  | Fixed | Roof
Solar Registration Program | NJSRRE1542547499 | Linden | 7036 | 10 | 7.92 | Residential | No | Behind the Meter | Green Power Energy | PSE&G | Accepted | 2019-10-16 | 2019-10-18 | 2020-10-18 | Solaredge | SE7600H-US | Inverters | 7600 |  | 1 |  |  | 0.97 |  | Outside | Next to meter
Solar Registration Program | NJSRRE1542837387 | Fair Lawn | 7410 | 7 | 7.92 | Residential | No | Behind the Meter | Solar Living, Inc. | PSE&G | Accepted | 2019-10-30 | 2019-11-01 | 2020-11-01 | Enphase | IQ7+ | Inverters | 290 |  | 24 |  |  | 0.975 |  | Outdoor | below modules
Solar Registration Program | NJSRRE1542837387 | Fair Lawn | 7410 | 7 | 7.92 | Residential | No | Behind the Meter | Solar Living, Inc. | PSE&G | Accepted | 2019-10-30 | 2019-11-01 | 2020-11-01 | LG | 330 Neon R | Solar Panels |  | 0.33 | 24 | 170 | 30 |  | Fixed | Roof
Solar Registration Program | NJSRRE1543046168 | East Brunswick | 8816 | 11 | 7.92 | Residential | No | Behind the Meter | Maier Solar Engineering dba Solar Me | PSE&G | Accepted | 2019-11-07 | 2019-11-11 | 2020-11-11 | Panasonic | VBHN330SA17 | Solar Panels |  | 0.33 | 24 | 223 | 40 |  | Fixed | Roof
Solar Registration Program | NJSRRE1543046168 | East Brunswick | 8816 | 11 | 7.92 | Residential | No | Behind the Meter | Maier Solar Engineering dba Solar Me | PSE&G | Accepted | 2019-11-07 | 2019-11-11 | 2020-11-11 | Enphase | IQ7X | Inverters | 315 |  | 24 |  |  | 0.96 |  | Outdoor | Next to meter
Solar Registration Program | NJSRRE1543047579 | Mullica Hill | 8062 | 15 | 7.92 | Residential | No | Behind the Meter | Kaitanna Solar, LLC | AC Electric | Accepted | 2019-11-07 | 2019-11-12 | 2020-11-12 | Canadian Solar | 330 | Solar Panels |  | 0.33 | 14 | 231 | 23 |  | Fixed | Roof
Solar Registration Program | NJSRRE1543047579 | Mullica Hill | 8062 | 15 | 7.92 | Residential | No | Behind the Meter | Kaitanna Solar, LLC | AC Electric | Accepted | 2019-11-07 | 2019-11-12 | 2020-11-12 | Canadian Solar | 330 | Solar Panels |  | 0.33 | 10 | 51 | 23 |  | Fixed | Roof
Solar Registration Program | NJSRRE1543047579 | Mullica Hill | 8062 | 15 | 7.92 | Residential | No | Behind the Meter | Kaitanna Solar, LLC | AC Electric | Accepted | 2019-11-07 | 2019-11-12 | 2020-11-12 | Enphase | IQ7 | Inverters | 240 |  | 24 |  |  | 0.97 |  | Outside | Under Module
Solar Registration Program | NJSRRE1543047579 | Mullica Hill | 8062 | 15 | 7.92 | Residential | No | Behind the Meter | Kaitanna Solar, LLC | AC Electric | Accepted | 2019-11-07 | 2019-11-12 | 2020-11-12 | Enphase | EnVoy S | Meters |  |  | 1 |  |  |  | Yes
Solar Registration Program | NJSRRE1543079919 | Chesterfield | 8515 | 13 | 7.92 | Residential | No | Behind the Meter | Panatec Corporation | PSE&G | Accepted | 2019-12-14 | 2019-12-16 | 2020-12-16 | Panasonic | VBHN330SA17E | Solar Panels |  | 0.33 | 24 | 272 | 25 |  | Fixed | Roof
Solar Registration Program | NJSRRE1543079919 | Chesterfield | 8515 | 13 | 7.92 | Residential | No | Behind the Meter | Panatec Corporation | PSE&G | Accepted | 2019-12-14 | 2019-12-16 | 2020-12-16 | Enphase | IQ-7X | Inverters | 330 |  | 24 |  |  | 0.975 |  | Outdoor | Outdoor
Solar Registration Program | NJSRRE1543087985 | Chesterfield | 8515 | 13 | 7.92 | Residential | No | Behind the Meter | Panatec Corporation | PSE&G | Accepted | 2019-12-14 | 2019-12-16 | 2020-12-16 | Panasonic | VBHN330SA17E | Solar Panels |  | 0.33 | 24 | 270 | 25 |  | Fixed | Roof
Solar Registration Program | NJSRRE1543087985 | Chesterfield | 8515 | 13 | 7.92 | Residential | No | Behind the Meter | Panatec Corporation | PSE&G | Accepted | 2019-12-14 | 2019-12-16 | 2020-12-16 | Enphase | IQ-7X | Inverters | 330 |  | 24 |  |  | 0.975 |  | Outdoor | Outdoor
Solar Registration Program | NJSRRE1543421794 | Collingswood | 8108 | 14 | 7.92 | Residential | No | Behind the Meter | A Clear Alternative, Inc | PSE&G | Accepted | 2019-11-19 | 2019-11-22 | 2020-11-22 | Candian Solar | CS1H | Solar Panels |  | 0.33 | 24 | 189 | 32 |  | Fixed | Roof
Solar Registration Program | NJSRRE1543421794 | Collingswood | 8108 | 14 | 7.92 | Residential | No | Behind the Meter | A Clear Alternative, Inc | PSE&G | Accepted | 2019-11-19 | 2019-11-22 | 2020-11-22 | Enphase Energy | IQ-7Plus US | Inverters | 290 |  | 24 |  |  | 0.975 |  | Outdoor | under each module
Solar Registration Program | NJSRRE1543425751 | Paramus | 7652 | 7 | 7.92 | Residential | No | Behind the Meter | Panatec Corporation | PSE&G | Accepted | 2019-12-14 | 2019-12-16 | 2020-12-16 | Panasonic | VBHN330SA17E | Solar Panels |  | 0.33 | 24 | 217 | 25 |  | Fixed | Roof
Solar Registration Program | NJSRRE1543425751 | Paramus | 7652 | 7 | 7.92 | Residential | No | Behind the Meter | Panatec Corporation | PSE&G | Accepted | 2019-12-14 | 2019-12-16 | 2020-12-16 | Enphase | IQ-7X | Inverters | 330 |  | 24 |  |  | 0.975 |  | Outdoor | outdoor
Solar Registration Program | NJSRRE1543436547 | FLORENCE | 8518 | 13 | 7.92 | Residential | No | Behind the Meter | Amped On Solar LLC | PSE&G | Accepted | 2019-11-22 | 2019-11-26 | 2020-11-26 | PANASONIC | VBHN330SA17E | Solar Panels |  | 0.33 | 10 | 108 | 40 |  | Fixed | Roof
Solar Registration Program | NJSRRE1543436547 | FLORENCE | 8518 | 13 | 7.92 | Residential | No | Behind the Meter | Amped On Solar LLC | PSE&G | Accepted | 2019-11-22 | 2019-11-26 | 2020-11-26 | PANASONIC | VBHN330SA17E | Solar Panels |  | 0.33 | 11 | 198 | 11 |  | Fixed | Roof
Solar Registration Program | NJSRRE1543436547 | FLORENCE | 8518 | 13 | 7.92 | Residential | No | Behind the Meter | Amped On Solar LLC | PSE&G | Accepted | 2019-11-22 | 2019-11-26 | 2020-11-26 | PANASONIC | VBHN330SA17E | Solar Panels |  | 0.33 | 3 | 288 | 40 |  | Fixed | Roof
Solar Registration Program | NJSRRE1543436547 | FLORENCE | 8518 | 13 | 7.92 | Residential | No | Behind the Meter | Amped On Solar LLC | PSE&G | Accepted | 2019-11-22 | 2019-11-26 | 2020-11-26 | ENPHASE | IQ7X | Inverters | 7560 |  | 24 |  |  | 0.975 |  | Outdoor | ON RACKING
Solar Registration Program | NJSRRE1543441665 | Little Egg Harbor Township | 8087 | 18 | 7.92 | Residential | No | Behind the Meter | Green Power Energy | AC Electric | Accepted | 2019-11-25 | 2019-11-27 | 2020-11-27 | Panasonic | VBHN330SA17 | Solar Panels |  | 0.33 | 24 | 121 | 27 |  | Fixed | Roof
Solar Registration Program | NJSRRE1543441665 | Little Egg Harbor Township | 8087 | 18 | 7.92 | Residential | No | Behind the Meter | Green Power Energy | AC Electric | Accepted | 2019-11-25 | 2019-11-27 | 2020-11-27 | SolarEdge | SE7600H-US | Inverters | 7600 |  | 1 |  |  | 0.97 |  | Outside | Next to meter
Solar Registration Program | NJSRRE1543586342 | Paterson City | 7502 | 6 | 7.92 | Residential | Yes | Behind the Meter | Sunrun Installation Services, Inc. | PSE&G | Accepted | 2019-12-20 | 2019-12-26 | 2020-12-26 | LG Electronics | LG330N1C-A5 | Solar Panels |  | 0.33 | 12 | 319 | 30 |  | Fixed | Roof
Solar Registration Program | NJSRRE1543586342 | Paterson City | 7502 | 6 | 7.92 | Residential | Yes | Behind the Meter | Sunrun Installation Services, Inc. | PSE&G | Accepted | 2019-12-20 | 2019-12-26 | 2020-12-26 | LG Electronics | LG330N1C-A5 | Solar Panels |  | 0.33 | 12 | 139 | 30 |  | Fixed | Roof
Solar Registration Program | NJSRRE1543586342 | Paterson City | 7502 | 6 | 7.92 | Residential | Yes | Behind the Meter | Sunrun Installation Services, Inc. | PSE&G | Accepted | 2019-12-20 | 2019-12-26 | 2020-12-26 | Delta Electronics | M8-TL-US | Inverters | 7680 |  | 1 |  |  | 0.96 |  | Outdoor | Next To Meter
Solar Registration Program | NJSRRE1540177422 | Paterson | 7504 | 6 | 7.93 | Residential | No | Behind the Meter | Envirosolar | PSE&G | Accepted | 2019-01-02 | 2019-01-08 | 2020-01-08 | Hanwha Q Cells 305W | Q.Peak-G4.1 | Solar Panels |  | 0.305 | 5 | 279 | 31 |  | Fixed | Roof
Solar Registration Program | NJSRRE1540177422 | Paterson | 7504 | 6 | 7.93 | Residential | No | Behind the Meter | Envirosolar | PSE&G | Accepted | 2019-01-02 | 2019-01-08 | 2020-01-08 | Hanwha Q Cells 305W | Q.Peak-G4.1 | Solar Panels |  | 0.305 | 3 | 189 | 31 |  | Fixed | Roof
Solar Registration Program | NJSRRE1540177422 | Paterson | 7504 | 6 | 7.93 | Residential | No | Behind the Meter | Envirosolar | PSE&G | Accepted | 2019-01-02 | 2019-01-08 | 2020-01-08 | Hanwha Q Cells 305W | Q.PEAK-G4.1 | Solar Panels |  | 0.305 | 10 | 99 | 31 |  | Fixed | Roof
Solar Registration Program | NJSRRE1540177422 | Paterson | 7504 | 6 | 7.93 | Residential | No | Behind the Meter | Envirosolar | PSE&G | Accepted | 2019-01-02 | 2019-01-08 | 2020-01-08 | Hanwha Q Cells 305W | Q.Peak-G4.1 | Solar Panels |  | 0.305 | 3 | 279 | 31 |  | Fixed | Roof
Solar Registration Program | NJSRRE1540177422 | Paterson | 7504 | 6 | 7.93 | Residential | No | Behind the Meter | Envirosolar | PSE&G | Accepted | 2019-01-02 | 2019-01-08 | 2020-01-08 | Hanwha Q Cells 305W | Q.Peak-G4.1 | Solar Panels |  | 0.305 | 5 | 189 | 18 |  | Fixed | Roof
Solar Registration Program | NJSRRE1540177422 | Paterson | 7504 | 6 | 7.93 | Residential | No | Behind the Meter | Envirosolar | PSE&G | Accepted | 2019-01-02 | 2019-01-08 | 2020-01-08 | Solar Edge | SE10000A-US | Inverters | 10000 |  | 1 |  |  | 0.98 |  | Outdoor | Roof Mount
Solar Registration Program | NJSRRE1540177422 | Paterson | 7504 | 6 | 7.93 | Residential | No | Behind the Meter | Envirosolar | PSE&G | Accepted | 2019-01-02 | 2019-01-08 | 2020-01-08 | Sangamo | S-02S-20023E | Meters | 3W |  | 1 |  |  |  |  | Outdoor
Solar Registration Program | NJSRRE1540896708 | Elizabeth | 7206 | 10 | 7.93 | Residential | No | Behind the Meter | Whitman Construction, LLC | PSE&G | Accepted | 2019-04-26 | 2019-04-29 | 2020-04-29 | Trina Solar | TSM-305DD05A | Solar Panels |  | 0.305 | 26 | 144 | 45 |  | Fixed | Roof
Solar Registration Program | NJSRRE1540896708 | Elizabeth | 7206 | 10 | 7.93 | Residential | No | Behind the Meter | Whitman Construction, LLC | PSE&G | Accepted | 2019-04-26 | 2019-04-29 | 2020-04-29 | Solar Edge | SE6000H-US | Inverters | 0.24 |  | 1 |  |  | 0.992 |  | Outside | roof
Solar Registration Program | NJSRRE1541038157 | Irvington | 7111 | 9 | 7.93 | Residential | No | Behind the Meter | Rennergy LLC | PSE&G | Accepted | 2019-05-23 | 2019-05-29 | 2020-05-29 | Trina Solar | TSM305DD05.5(ii) | Solar Panels |  | 0.305 | 26 | 136 | 20 |  | Fixed | Roof
Solar Registration Program | NJSRRE1541038157 | Irvington | 7111 | 9 | 7.93 | Residential | No | Behind the Meter | Rennergy LLC | PSE&G | Accepted | 2019-05-23 | 2019-05-29 | 2020-05-29 | SMA America | Sunny Boy 7.7-US (240V) | Inverters | 7700 |  | 1 |  |  | 0.97 |  | Outdoor | Outside wall
Solar Registration Program | NJSRRE1541049909 | North Cape May | 8204 | 21 | 7.93 | Residential | Yes | Behind the Meter | RCL Enterprises Inc. | AC Electric | Accepted | 2019-05-29 | 2019-06-03 | 2020-06-03 | Trina Solar | TSM-305DD05A | Solar Panels |  | 0.305 | 18 | 180 | 18 |  | Fixed | Roof
Solar Registration Program | NJSRRE1541049909 | North Cape May | 8204 | 21 | 7.93 | Residential | Yes | Behind the Meter | RCL Enterprises Inc. | AC Electric | Accepted | 2019-05-29 | 2019-06-03 | 2020-06-03 | Trina Solar | TSM-305DD05A | Solar Panels |  | 0.305 | 4 | 180 | 22 |  | Fixed | Roof
Solar Registration Program | NJSRRE1541049909 | North Cape May | 8204 | 21 | 7.93 | Residential | Yes | Behind the Meter | RCL Enterprises Inc. | AC Electric | Accepted | 2019-05-29 | 2019-06-03 | 2020-06-03 | Trina Solar | TSM-305DD05A | Solar Panels |  | 0.305 | 4 | 270 | 22 |  | Fixed | Roof
Solar Registration Program | NJSRRE1541049909 | North Cape May | 8204 | 21 | 7.93 | Residential | Yes | Behind the Meter | RCL Enterprises Inc. | AC Electric | Accepted | 2019-05-29 | 2019-06-03 | 2020-06-03 | Enphase | IQ7 | Inverters | 6240 |  | 26 |  |  | 0.96 |  | Outdoor | under panels
Solar Registration Program | NJSRRE1541672143 | Ventnor City | 8406 | 19 | 7.93 | Residential | No | Behind the Meter | Advanced Renewable Solutions LLC | AC Electric | Accepted | 2019-07-16 | 2019-07-17 | 2020-07-17 | TRINA SOLAR | TSM-DDO5A-05 305 | Solar Panels |  | 0.305 | 26 | 240 | 25 |  | Fixed | Roof
Solar Registration Program | NJSRRE1541672143 | Ventnor City | 8406 | 19 | 7.93 | Residential | No | Behind the Meter | Advanced Renewable Solutions LLC | AC Electric | Accepted | 2019-07-16 | 2019-07-17 | 2020-07-17 | SOLAR EDGE | SE6000H-US000N-NC2 | Inverters | 6000 |  | 1 |  |  | 0.992 |  | Outdoor | Wall mounted, adjacent to Utility Meter and Disconnect
Solar Registration Program | NJSRRE1541680520 | HARRISON | 7029 | 8 | 7.93 | Residential | No | Behind the Meter | Infinity Solar Systems | PSE&G | Accepted | 2019-07-18 | 2019-07-22 | 2020-07-22 | TRINA | TSM-305DD05A.05 | Solar Panels |  | 0.305 | 3 | 170 | 17 |  | Fixed | Roof
Solar Registration Program | NJSRRE1541680520 | HARRISON | 7029 | 8 | 7.93 | Residential | No | Behind the Meter | Infinity Solar Systems | PSE&G | Accepted | 2019-07-18 | 2019-07-22 | 2020-07-22 | TRINA | TSM-305DD05A.05 | Solar Panels |  | 0.305 | 6 | 260 | 17 |  | Fixed | Roof
Solar Registration Program | NJSRRE1541680520 | HARRISON | 7029 | 8 | 7.93 | Residential | No | Behind the Meter | Infinity Solar Systems | PSE&G | Accepted | 2019-07-18 | 2019-07-22 | 2020-07-22 | TRINA | TSM-305DD05A.05 | Solar Panels |  | 0.305 | 17 | 80 | 17 |  | Fixed | Roof
Solar Registration Program | NJSRRE1541680520 | HARRISON | 7029 | 8 | 7.93 | Residential | No | Behind the Meter | Infinity Solar Systems | PSE&G | Accepted | 2019-07-18 | 2019-07-22 | 2020-07-22 | ENPHASE | IQ7-60-X-US | Inverters | 240 |  | 26 |  |  | 0.97 |  | Other | MICROINVERTERS
Solar Registration Program | NJSRRE1542444958 | Keasbey | 8832 | 11 | 7.93 | Residential | No | Behind the Meter | Whitman Construction, LLC | PSE&G | Accepted | 2019-09-26 | 2019-09-30 | 2020-09-30 | Trina Solar | TSM-305DD05A | Solar Panels |  | 0.305 | 14 | 195 | 20 |  | Fixed | Roof
Solar Registration Program | NJSRRE1542444958 | Keasbey | 8832 | 11 | 7.93 | Residential | No | Behind the Meter | Whitman Construction, LLC | PSE&G | Accepted | 2019-09-26 | 2019-09-30 | 2020-09-30 | Trina Solar | TSM-305DD05A | Solar Panels |  | 0.305 | 12 | 15 | 20 |  | Fixed | Roof
Solar Registration Program | NJSRRE1542444958 | Keasbey | 8832 | 11 | 7.93 | Residential | No | Behind the Meter | Whitman Construction, LLC | PSE&G | Accepted | 2019-09-26 | 2019-09-30 | 2020-09-30 | Enphase Energy | IQ7-60-2-US | Inverters | 0.24 |  | 26 |  |  | 0.976 |  | Outside | roof
Solar Registration Program | NJSRRE1542515759 | Rio Grande | 8242 | 21 | 7.93 | Residential | No | Behind the Meter | Bright Planet Solar | AC Electric | Accepted | 2019-10-08 | 2019-10-11 | 2020-10-11 | LONGI | LR6-60PB-305M | Solar Panels |  | 0.305 | 21 | 210 | 34 |  | Fixed | Roof
Solar Registration Program | NJSRRE1542515759 | Rio Grande | 8242 | 21 | 7.93 | Residential | No | Behind the Meter | Bright Planet Solar | AC Electric | Accepted | 2019-10-08 | 2019-10-11 | 2020-10-11 | LONGI | LR6-60PB-305M | Solar Panels |  | 0.305 | 5 | 30 | 34 |  | Fixed | Roof
Solar Registration Program | NJSRRE1542515759 | Rio Grande | 8242 | 21 | 7.93 | Residential | No | Behind the Meter | Bright Planet Solar | AC Electric | Accepted | 2019-10-08 | 2019-10-11 | 2020-10-11 | SOLAR EDGE | SE6000H-USRGM | Inverters | 6000 |  | 1 |  |  | 0.98 |  | Outdoor | NEXT TO METER
Solar Registration Program | NJSRRE1542553549 | Cape May | 8204 | 21 | 7.93 | Residential | No | Behind the Meter | Whitman Construction, LLC | AC Electric | Accepted | 2019-10-17 | 2019-10-21 | 2020-10-21 | Trina Solar | TSM-305DD05A | Solar Panels |  | 0.305 | 22 | 159 | 21 |  | Fixed | Roof
Solar Registration Program | NJSRRE1542553549 | Cape May | 8204 | 21 | 7.93 | Residential | No | Behind the Meter | Whitman Construction, LLC | AC Electric | Accepted | 2019-10-17 | 2019-10-21 | 2020-10-21 | Trina Solar | TSM-305DD05A | Solar Panels |  | 0.305 | 2 | 69 | 17 |  | Fixed | Roof
Solar Registration Program | NJSRRE1542553549 | Cape May | 8204 | 21 | 7.93 | Residential | No | Behind the Meter | Whitman Construction, LLC | AC Electric | Accepted | 2019-10-17 | 2019-10-21 | 2020-10-21 | Trina Solar | TSM-305DD05A | Solar Panels |  | 0.305 | 2 | 249 | 17 |  | Fixed | Roof
Solar Registration Program | NJSRRE1542553549 | Cape May | 8204 | 21 | 7.93 | Residential | No | Behind the Meter | Whitman Construction, LLC | AC Electric | Accepted | 2019-10-17 | 2019-10-21 | 2020-10-21 | Enphase Energy | IQ7-60-2-US | Inverters | 0.24 |  | 26 |  |  | 0.976 |  | Outside | roof
Solar Registration Program | NJSRRE1543426285 | Clifton | 7012 | 6 | 7.93 | Residential | Yes | Behind the Meter | Complete Solar | PSE&G | Accepted | 2019-12-05 | 2019-12-06 | 2020-12-06 | LONGI | LR6-60PB-305M | Solar Panels |  | 0.305 | 26 | 242.5 | 30 |  | Fixed | Roof
Solar Registration Program | NJSRRE1543426285 | Clifton | 7012 | 6 | 7.93 | Residential | Yes | Behind the Meter | Complete Solar | PSE&G | Accepted | 2019-12-05 | 2019-12-06 | 2020-12-06 | SOLAREDGE | SE6000H- US | Inverters | 600 |  | 1 |  |  | 0.97 |  | Other | BY MSP
Solar Registration Program | NJSRRE1540287698 | Millville | 8332 | 20 | 7.94 | Residential | Yes | Behind the Meter | Kamtech Solar | AC Electric | Accepted | 2019-01-25 | 2019-01-29 | 2020-01-29 | Sunpower | SPR-X21-345-D-AC | Solar Panels |  | 0.345 | 23 | 180 | 20 |  | Fixed | Ground
Solar Registration Program | NJSRRE1540287698 | Millville | 8332 | 20 | 7.94 | Residential | Yes | Behind the Meter | Kamtech Solar | AC Electric | Accepted | 2019-01-25 | 2019-01-29 | 2020-01-29 | Sunpower | SPR-X21-345-D-AC | Inverters | 345 |  | 23 |  |  | 0.97 |  | Outdoor | Behind array
Solar Registration Program | NJSRRE1542431152 | LINCOLN PARK | 7035 | 3 | 7.94 | Residential | Yes | Behind the Meter | Pro Custom Solar dba Momentum Solar | JCP&L | Accepted | 2019-09-24 | 2019-09-26 | 2020-09-26 | LG ELECTRONICS | LG 345N1C-V5 | Solar Panels |  | 0.345 | 11 | 263 | 30 |  | Fixed | Roof
Solar Registration Program | NJSRRE1542431152 | LINCOLN PARK | 7035 | 3 | 7.94 | Residential | Yes | Behind the Meter | Pro Custom Solar dba Momentum Solar | JCP&L | Accepted | 2019-09-24 | 2019-09-26 | 2020-09-26 | LG ELECTRONICS | LG 345N1C-V5 | Solar Panels |  | 0.345 | 12 | 83 | 30 |  | Fixed | Roof
Solar Registration Program | NJSRRE1542431152 | LINCOLN PARK | 7035 | 3 | 7.94 | Residential | Yes | Behind the Meter | Pro Custom Solar dba Momentum Solar | JCP&L | Accepted | 2019-09-24 | 2019-09-26 | 2020-09-26 | Enphase Energy | IQ7-60-2-US | Inverters | 250 |  | 23 |  |  | 0.97 |  | Outdoor | Roof
Solar Registration Program | NJSRRE1542431353 | South Orange | 7079 | 9 | 7.94 | Residential | Yes | Behind the Meter | Pro Custom Solar dba Momentum Solar | PSE&G | Accepted | 2019-09-24 | 2019-09-26 | 2020-09-26 | LG ELECTRONICS | LG 345N1C-V5 | Solar Panels |  | 0.345 | 6 | 210 | 23 |  | Fixed | Roof
Solar Registration Program | NJSRRE1542431353 | South Orange | 7079 | 9 | 7.94 | Residential | Yes | Behind the Meter | Pro Custom Solar dba Momentum Solar | PSE&G | Accepted | 2019-09-24 | 2019-09-26 | 2020-09-26 | LG ELECTRONICS | LG 345N1C-V5 | Solar Panels |  | 0.345 | 17 | 120 | 23 |  | Fixed | Roof
Solar Registration Program | NJSRRE1542431353 | South Orange | 7079 | 9 | 7.94 | Residential | Yes | Behind the Meter | Pro Custom Solar dba Momentum Solar | PSE&G | Accepted | 2019-09-24 | 2019-09-26 | 2020-09-26 | Enphase Energy | IQ7-60-2-US | Inverters | 250 |  | 23 |  |  | 0.97 |  | Outdoor | Roof
Solar Registration Program | NJSRRE1542476006 | Dover | 7801 | 3 | 7.94 | Residential | Yes | Behind the Meter | Pro Custom Solar dba Momentum Solar | JCP&L | Accepted | 2019-10-01 | 2019-10-03 | 2020-10-03 | LG ELECTRONICS | LG 345N1C-V5 | Solar Panels |  | 0.345 | 14 | 234 | 30 |  | Fixed | Roof
Solar Registration Program | NJSRRE1542476006 | Dover | 7801 | 3 | 7.94 | Residential | Yes | Behind the Meter | Pro Custom Solar dba Momentum Solar | JCP&L | Accepted | 2019-10-01 | 2019-10-03 | 2020-10-03 | LG ELECTRONICS | LG 345N1C-V5 | Solar Panels |  | 0.345 | 9 | 144 | 17 |  | Fixed | Roof
Solar Registration Program | NJSRRE1542476006 | Dover | 7801 | 3 | 7.94 | Residential | Yes | Behind the Meter | Pro Custom Solar dba Momentum Solar | JCP&L | Accepted | 2019-10-01 | 2019-10-03 | 2020-10-03 | Enphase Energy | IQ7-60-2-US | Inverters | 250 |  | 23 |  |  | 0.97 |  | Outdoor | Roof
Solar Registration Program | NJSRRE1542476055 | Perth Amboy | 8861 | 11 | 7.94 | Residential | Yes | Behind the Meter | Pro Custom Solar dba Momentum Solar | PSE&G | Accepted | 2019-10-01 | 2019-10-03 | 2020-10-03 | LG ELECTRONICS | LG 345N1C-V5 | Solar Panels |  | 0.345 | 6 | 230 | 30 |  | Fixed | Roof
Solar Registration Program | NJSRRE1542476055 | Perth Amboy | 8861 | 11 | 7.94 | Residential | Yes | Behind the Meter | Pro Custom Solar dba Momentum Solar | PSE&G | Accepted | 2019-10-01 | 2019-10-03 | 2020-10-03 | LG ELECTRONICS | LG 345N1C-V5 | Solar Panels |  | 0.345 | 17 | 50 | 15 |  | Fixed | Roof
Solar Registration Program | NJSRRE1542476055 | Perth Amboy | 8861 | 11 | 7.94 | Residential | Yes | Behind the Meter | Pro Custom Solar dba Momentum Solar | PSE&G | Accepted | 2019-10-01 | 2019-10-03 | 2020-10-03 | Enphase Energy | IQ7-60-2-US | Inverters | 250 |  | 23 |  |  | 0.97 |  | Outdoor | Roof
Solar Registration Program | NJSRRE1542584463 | Tuckerton | 8087 | 18 | 7.94 | Residential | Yes | Behind the Meter | Pro Custom Solar dba Momentum Solar | AC Electric | Accepted | 2019-10-25 | 2019-10-29 | 2020-10-29 | LG Electronics | LG 345N1C-V5 | Solar Panels |  | 0.345 | 14 | 50 | 18 |  | Fixed | Roof
Solar Registration Program | NJSRRE1542584463 | Tuckerton | 8087 | 18 | 7.94 | Residential | Yes | Behind the Meter | Pro Custom Solar dba Momentum Solar | AC Electric | Accepted | 2019-10-25 | 2019-10-29 | 2020-10-29 | LG Electronics | LG 345N1C-V5 | Solar Panels |  | 0.345 | 9 | 230 | 17 |  | Fixed | Roof
Solar Registration Program | NJSRRE1542584463 | Tuckerton | 8087 | 18 | 7.94 | Residential | Yes | Behind the Meter | Pro Custom Solar dba Momentum Solar | AC Electric | Accepted | 2019-10-25 | 2019-10-29 | 2020-10-29 | Enphase Energy | IQ7PLUS-72-2-US | Inverters | 295 |  | 23 |  |  | 0.97 |  | Outdoor | Roof
Solar Registration Program | NJSRRE1542909141 | Hackensack | 7601 | 7 | 7.94 | Residential | Yes | Behind the Meter | Pro Custom Solar dba Momentum Solar | PSE&G | Accepted | 2019-11-04 | 2019-11-06 | 2020-11-06 | LG Electronics | LG 345N1C-V5 | Solar Panels |  | 0.345 | 7 | 128 | 28 |  | Fixed | Roof
Solar Registration Program | NJSRRE1542909141 | Hackensack | 7601 | 7 | 7.94 | Residential | Yes | Behind the Meter | Pro Custom Solar dba Momentum Solar | PSE&G | Accepted | 2019-11-04 | 2019-11-06 | 2020-11-06 | LG Electronics | LG 345N1C-V5 | Solar Panels |  | 0.345 | 4 | 128 | 17 |  | Fixed | Roof
Solar Registration Program | NJSRRE1542909141 | Hackensack | 7601 | 7 | 7.94 | Residential | Yes | Behind the Meter | Pro Custom Solar dba Momentum Solar | PSE&G | Accepted | 2019-11-04 | 2019-11-06 | 2020-11-06 | LG Electronics | LG 345N1C-V5 | Solar Panels |  | 0.345 | 8 | 308 | 28 |  | Fixed | Roof
Solar Registration Program | NJSRRE1542909141 | Hackensack | 7601 | 7 | 7.94 | Residential | Yes | Behind the Meter | Pro Custom Solar dba Momentum Solar | PSE&G | Accepted | 2019-11-04 | 2019-11-06 | 2020-11-06 | LG Electronics | LG 345N1C-V5 | Solar Panels |  | 0.345 | 4 | 308 | 20 |  | Fixed | Roof
Solar Registration Program | NJSRRE1542909141 | Hackensack | 7601 | 7 | 7.94 | Residential | Yes | Behind the Meter | Pro Custom Solar dba Momentum Solar | PSE&G | Accepted | 2019-11-04 | 2019-11-06 | 2020-11-06 | Enphase Energy | IQ7PLUS-72-2-US | Inverters | 295 |  | 23 |  |  | 0.97 |  | Outdoor | Roof
Solar Registration Program | NJSRRE1543060788 | Trenton | 8629 | 12 | 7.94 | Residential | Yes | Behind the Meter | Pro Custom Solar dba Momentum Solar | PSE&G | Accepted | 2019-11-08 | 2019-11-13 | 2020-11-13 | LG Electronics | LG 345N1C-V5 | Solar Panels |  | 0.345 | 6 | 241 | 12 |  | Fixed | Roof
Solar Registration Program | NJSRRE1543060788 | Trenton | 8629 | 12 | 7.94 | Residential | Yes | Behind the Meter | Pro Custom Solar dba Momentum Solar | PSE&G | Accepted | 2019-11-08 | 2019-11-13 | 2020-11-13 | LG Electronics | LG 345N1C-V5 | Solar Panels |  | 0.345 | 10 | 240 | 36 |  | Fixed | Roof
Solar Registration Program | NJSRRE1543060788 | Trenton | 8629 | 12 | 7.94 | Residential | Yes | Behind the Meter | Pro Custom Solar dba Momentum Solar | PSE&G | Accepted | 2019-11-08 | 2019-11-13 | 2020-11-13 | LG Electronics | LG 345N1C-V5 | Solar Panels |  | 0.345 | 2 | 241 | 9 |  | Fixed | Roof
Solar Registration Program | NJSRRE1543060788 | Trenton | 8629 | 12 | 7.94 | Residential | Yes | Behind the Meter | Pro Custom Solar dba Momentum Solar | PSE&G | Accepted | 2019-11-08 | 2019-11-13 | 2020-11-13 | LG Electronics | LG 345N1C-V5 | Solar Panels |  | 0.345 | 5 | 60 | 39 |  | Fixed | Roof
Solar Registration Program | NJSRRE1543060788 | Trenton | 8629 | 12 | 7.94 | Residential | Yes | Behind the Meter | Pro Custom Solar dba Momentum Solar | PSE&G | Accepted | 2019-11-08 | 2019-11-13 | 2020-11-13 | Enphase Energy | IQ7PLUS-72-2-US | Inverters | 295 |  | 23 |  |  | 0.97 |  | Outdoor | Roof
Solar Registration Program | NJSRRE1543426154 | Budd Lake | 7828 | 3 | 7.94 | Residential | Yes | Behind the Meter | Sunrun Installation Services, Inc. | JCP&L | Accepted | 2019-11-20 | 2019-11-25 | 2020-11-25 | LG Electronics | LG345N1C-V5 | Solar Panels |  | 0.345 | 16 | 276 | 40 |  | Fixed | Roof
Solar Registration Program | NJSRRE1543426154 | Budd Lake | 7828 | 3 | 7.94 | Residential | Yes | Behind the Meter | Sunrun Installation Services, Inc. | JCP&L | Accepted | 2019-11-20 | 2019-11-25 | 2020-11-25 | LG Electronics | LG345N1C-V5 | Solar Panels |  | 0.345 | 3 | 96 | 40 |  | Fixed | Roof
Solar Registration Program | NJSRRE1543426154 | Budd Lake | 7828 | 3 | 7.94 | Residential | Yes | Behind the Meter | Sunrun Installation Services, Inc. | JCP&L | Accepted | 2019-11-20 | 2019-11-25 | 2020-11-25 | LG Electronics | LG345N1C-V5 | Solar Panels |  | 0.345 | 4 | 96 | 23 |  | Fixed | Roof
Solar Registration Program | NJSRRE1543426154 | Budd Lake | 7828 | 3 | 7.94 | Residential | Yes | Behind the Meter | Sunrun Installation Services, Inc. | JCP&L | Accepted | 2019-11-20 | 2019-11-25 | 2020-11-25 | Enphase Energy | IQ7PLUS-72-x-US (240V) | Inverters | 290 |  | 23 |  |  | 0.96 |  | Outdoor | Rooftop
Solar Registration Program | NJSRRE1543426274 | Marlboro Township | 7751 | 17 | 7.94 | Residential | No | Behind the Meter | Pro Custom Solar dba Momentum Solar | JCP&L | Accepted | 2019-11-20 | 2019-11-25 | 2020-11-25 | LG Electronics | LG 345N1C-V5 | Solar Panels |  | 0.345 | 23 | 151 | 19 |  | Fixed | Roof
Solar Registration Program | NJSRRE1543426274 | Marlboro Township | 7751 | 17 | 7.94 | Residential | No | Behind the Meter | Pro Custom Solar dba Momentum Solar | JCP&L | Accepted | 2019-11-20 | 2019-11-25 | 2020-11-25 | Enphase Energy | IQ7PLUS-72-2-US | Inverters | 295 |  | 23 |  |  | 0.97 |  | Outdoor | Roof
Solar Registration Program | NJSRRE1543502368 | Monroe | 8831 | 11 | 7.94 | Residential | No | Behind the Meter | Pro Custom Solar dba Momentum Solar | JCP&L | Accepted | 2019-12-09 | 2019-12-12 | 2020-12-12 | LG ELECTRONICS | LG 345N1C-V5 | Solar Panels |  | 0.345 | 18 | 178 | 32 |  | Fixed | Roof
Solar Registration Program | NJSRRE1543502368 | Monroe | 8831 | 11 | 7.94 | Residential | No | Behind the Meter | Pro Custom Solar dba Momentum Solar | JCP&L | Accepted | 2019-12-09 | 2019-12-12 | 2020-12-12 | LG ELECTRONICS | LG 345N1C-V5 | Solar Panels |  | 0.345 | 5 | 178 | 20 |  | Fixed | Roof
Solar Registration Program | NJSRRE1543502368 | Monroe | 8831 | 11 | 7.94 | Residential | No | Behind the Meter | Pro Custom Solar dba Momentum Solar | JCP&L | Accepted | 2019-12-09 | 2019-12-12 | 2020-12-12 | Enphase Energy | IQ7Plus-72-2-US | Inverters | 295 |  | 23 |  |  | 0.97 |  | Outdoor | Roof
Solar Registration Program | NJSRRE1543651738 | West Orange | 7052 | 9 | 7.94 | Residential | Yes | Behind the Meter | Pro Custom Solar dba Momentum Solar | PSE&G | Accepted | 2019-12-23 | 2019-12-27 | 2020-12-27 | LG Electronics | LG 345N1C-V5 | Solar Panels |  | 0.345 | 23 | 107 | 30 |  | Fixed | Roof
Solar Registration Program | NJSRRE1543651738 | West Orange | 7052 | 9 | 7.94 | Residential | Yes | Behind the Meter | Pro Custom Solar dba Momentum Solar | PSE&G | Accepted | 2019-12-23 | 2019-12-27 | 2020-12-27 | Enphase Energy | IQ7PLUS-72-2-US | Inverters | 295 |  | 23 |  |  | 0.97 |  | Outdoor | Roof
Solar Registration Program | NJSRRE1540499395 | Clark | 7066 | 10 | 7.97 | Residential | Yes | Behind the Meter | Pro Custom Solar dba Momentum Solar | PSE&G | Accepted | 2019-03-19 | 2019-03-19 | 2020-03-19 | HANHWA Q-CELLS | Q.PEAK BLK-G4.1 295 | Solar Panels |  | 0.295 | 12 | 55 | 20 |  | Fixed | Roof
Solar Registration Program | NJSRRE1540499395 | Clark | 7066 | 10 | 7.97 | Residential | Yes | Behind the Meter | Pro Custom Solar dba Momentum Solar | PSE&G | Accepted | 2019-03-19 | 2019-03-19 | 2020-03-19 | HANWHA Q-CELLS | Q.PEAK BLK-G4.1 295 | Solar Panels |  | 0.295 | 12 | 235 | 22 |  | Fixed | Roof
Solar Registration Program | NJSRRE1540499395 | Clark | 7066 | 10 | 7.97 | Residential | Yes | Behind the Meter | Pro Custom Solar dba Momentum Solar | PSE&G | Accepted | 2019-03-19 | 2019-03-19 | 2020-03-19 | HANWHA Q-CELLS | Q.PEAK BLK-G4.1 295 | Solar Panels |  | 0.295 | 3 | 235 | 22 |  | Fixed | Roof
Solar Registration Program | NJSRRE1540499395 | Clark | 7066 | 10 | 7.97 | Residential | Yes | Behind the Meter | Pro Custom Solar dba Momentum Solar | PSE&G | Accepted | 2019-03-19 | 2019-03-19 | 2020-03-19 | ENPHASE | IQ6-60-2-US | Inverters | 240 |  | 27 |  |  | 0.97 |  | Outdoor | ROOF
Solar Registration Program | NJSRRE1540740211 | South Plainfield | 7080 | 11 | 7.97 | Residential | Yes | Behind the Meter | Pro Custom Solar dba Momentum Solar | PSE&G | Accepted | 2019-03-27 | 2019-03-28 | 2020-03-28 | HANWHA Q-CELLS | Q.PEAK BLK-G4.1 295 | Solar Panels |  | 0.295 | 15 | 261 | 34 |  | Fixed | Roof
Solar Registration Program | NJSRRE1540740211 | South Plainfield | 7080 | 11 | 7.97 | Residential | Yes | Behind the Meter | Pro Custom Solar dba Momentum Solar | PSE&G | Accepted | 2019-03-27 | 2019-03-28 | 2020-03-28 | HANWHA Q-CELLS | Q.PEAK BLK-G4.1 295 | Solar Panels |  | 0.295 | 12 | 82 | 30 |  | Fixed | Roof
Solar Registration Program | NJSRRE1540740211 | South Plainfield | 7080 | 11 | 7.97 | Residential | Yes | Behind the Meter | Pro Custom Solar dba Momentum Solar | PSE&G | Accepted | 2019-03-27 | 2019-03-28 | 2020-03-28 | ENPHASE | IQ7-60-2-US | Inverters | 250 |  | 27 |  |  | 0.97 |  | Outdoor | ROOF
Solar Registration Program | NJSRRE1540829059 | Hawthorne | 7506 | 6 | 7.97 | Residential | Yes | Behind the Meter | Pro Custom Solar dba Momentum Solar | PSE&G | Accepted | 2019-04-08 | 2019-04-09 | 2020-04-09 | HANWHA Q-CELLS | Q.PEAK BLK-G4.1 295 | Solar Panels |  | 0.295 | 15 | 173 | 19 |  | Fixed | Roof
Solar Registration Program | NJSRRE1540829059 | Hawthorne | 7506 | 6 | 7.97 | Residential | Yes | Behind the Meter | Pro Custom Solar dba Momentum Solar | PSE&G | Accepted | 2019-04-08 | 2019-04-09 | 2020-04-09 | HANWHA Q-CELLS | Q.PEAK BLK-G4.1 295 | Solar Panels |  | 0.295 | 6 | 83 | 26 |  | Fixed | Roof
Solar Registration Program | NJSRRE1540829059 | Hawthorne | 7506 | 6 | 7.97 | Residential | Yes | Behind the Meter | Pro Custom Solar dba Momentum Solar | PSE&G | Accepted | 2019-04-08 | 2019-04-09 | 2020-04-09 | HANHWA Q-CELLS | Q.PEAK BLK-G4.1 295 | Solar Panels |  | 0.295 | 6 | 353 | 16 |  | Fixed | Roof
Solar Registration Program | NJSRRE1540829059 | Hawthorne | 7506 | 6 | 7.97 | Residential | Yes | Behind the Meter | Pro Custom Solar dba Momentum Solar | PSE&G | Accepted | 2019-04-08 | 2019-04-09 | 2020-04-09 | ENPHASE | IQ6-60-2-US | Inverters | 240 |  | 27 |  |  | 0.97 |  | Outdoor | ROOF
Solar Registration Program | NJSRRE1543427043 | Deptford Township | 8096 | 15 | 7.97 | Residential | Yes | Behind the Meter | Sunrun Installation Services, Inc. | PSE&G | Accepted | 2019-11-20 | 2019-11-25 | 2020-11-25 | LONGi Green Energy Technology Co Ltd | LR6-60PB-295M | Solar Panels |  | 0.295 | 27 | 150 | 34 |  | Fixed | Roof
Solar Registration Program | NJSRRE1543427043 | Deptford Township | 8096 | 15 | 7.97 | Residential | Yes | Behind the Meter | Sunrun Installation Services, Inc. | PSE&G | Accepted | 2019-11-20 | 2019-11-25 | 2020-11-25 | SolarEdge Technologies | SE7600H-USRGM | Inverters | 7600 |  | 1 |  |  | 0.96 |  | Outdoor | Next To Meter
Solar Registration Program | NJSRRE1541624530 | Martinville | 8836 | 5 | 8 | Residential | No | Behind the Meter | Posigen NJ LLC | PSE&G | Accepted | 2019-07-09 | 2019-07-11 | 2020-07-11 | Hanwha Q-cells | Q.PEAK DUO-G5 320 | Solar Panels |  | 0.32 | 25 | 107 | 20 |  | Fixed | Roof
Solar Registration Program | NJSRRE1541624530 | Martinville | 8836 | 5 | 8 | Residential | No | Behind the Meter | Posigen NJ LLC | PSE&G | Accepted | 2019-07-09 | 2019-07-11 | 2020-07-11 | SolarEdge | SE5000H-US000NNC2 | Inverters | 5000 |  | 1 |  |  | 0.99 |  | Outside | within ten feet of meter
Solar Registration Program | NJSRRE1541630014 | Little Egg Harbor Township | 8087 | 18 | 8 | Residential | Yes | Behind the Meter | Castle Energy, LLC | AC Electric | Final As-Built Received | 2019-07-10 | 2019-07-15 | 2020-07-15 | LG Electronics | LG 320N1K-A5 | Solar Panels |  | 0.32 | 25 | 128 | 33 |  | Fixed | Roof
Solar Registration Program | NJSRRE1541630014 | Little Egg Harbor Township | 8087 | 18 | 8 | Residential | Yes | Behind the Meter | Castle Energy, LLC | AC Electric | Final As-Built Received | 2019-07-10 | 2019-07-15 | 2020-07-15 | Enphase Energy | IQ7-60-2-US | Inverters | 240 |  | 25 |  |  | 0.976 |  | Outdoor | On rooftop underneath each solar module
Solar Registration Program | NJSRRE1541630014 | Little Egg Harbor Township | 8087 | 18 | 8 | Residential | Yes | Behind the Meter | Castle Energy, LLC | AC Electric | Final As-Built Received | 2019-07-10 | 2019-07-15 | 2020-07-15 | Enphase Energy | X-IQ-AM1-240-3 | Meters |  |  | 1 |  |  |  | Yes | Outdoor
Solar Registration Program | NJSRRE1541850954 | Belleville | 7109 | 9 | 8 | Residential | No | Behind the Meter | SunPower Corporation, Systems | PSE&G | Accepted | 2019-08-16 | 2019-08-23 | 2020-08-23 | SUNPOWER | SPR-A400-G-AC | Solar Panels |  | 0.4 | 20 | 105 | 23 |  | Fixed | Roof
Solar Registration Program | NJSRRE1541850954 | Belleville | 7109 | 9 | 8 | Residential | No | Behind the Meter | SunPower Corporation, Systems | PSE&G | Accepted | 2019-08-16 | 2019-08-23 | 2020-08-23 | SUNPOWER | SPR-A400-G-AC | Inverters | 320 |  | 20 |  |  | 0.97 |  | Other | under each panel
Solar Registration Program | NJSRRE1541861748 | Canreys Point | 8069 | 16 | 8 | Residential | No | Behind the Meter | SunPower Capital LLC | AC Electric | Accepted | 2019-08-20 | 2019-08-23 | 2020-08-23 | sunpower | e20-327-e-ac | Solar Panels |  | 0.32 | 23 | 215 | 23 |  | Fixed | Roof
Solar Registration Program | NJSRRE1541861748 | Canreys Point | 8069 | 16 | 8 | Residential | No | Behind the Meter | SunPower Capital LLC | AC Electric | Accepted | 2019-08-20 | 2019-08-23 | 2020-08-23 | sunpower | e20-327-e-ac | Solar Panels |  | 0.32 | 2 | 125 | 18 |  | Fixed | Roof
Solar Registration Program | NJSRRE1541861748 | Canreys Point | 8069 | 16 | 8 | Residential | No | Behind the Meter | SunPower Capital LLC | AC Electric | Accepted | 2019-08-20 | 2019-08-23 | 2020-08-23 | sunpower | e20-327-e-ac | Inverters | 0.32 |  | 25 |  |  | 0.96 |  | Other | behind panels
Solar Registration Program | NJSRRE1542687568 | Egg Harbor Twp | 8234 | 19 | 8 | Residential | No | Behind the Meter | Castle Energy, LLC | AC Electric | Accepted | 2019-10-29 | 2019-10-31 | 2020-10-31 | Hanwha Q-Cells | Q.Peak DUO-G5 320 | Solar Panels |  | 0.32 | 25 | 136 | 18 |  | Fixed | Ground
Solar Registration Program | NJSRRE1542687568 | Egg Harbor Twp | 8234 | 19 | 8 | Residential | No | Behind the Meter | Castle Energy, LLC | AC Electric | Accepted | 2019-10-29 | 2019-10-31 | 2020-10-31 | Enphase Energy | IQ7-60-2-US | Inverters | 240 |  | 25 |  |  | 0.967 |  | Outside | on the rooftop under each solar panel
Solar Registration Program | NJSRRE1543422009 | Union | 7083 | 10 | 8 | Residential | No | Behind the Meter | SunPower Corporation, Systems | PSE&G | Accepted | 2019-11-19 | 2019-11-22 | 2020-11-22 | SUNPOWER | SPR-A400-G-AC | Solar Panels |  | 0.4 | 4 | 288 | 30 |  | Fixed | Roof
Solar Registration Program | NJSRRE1543422009 | Union | 7083 | 10 | 8 | Residential | No | Behind the Meter | SunPower Corporation, Systems | PSE&G | Accepted | 2019-11-19 | 2019-11-22 | 2020-11-22 | SUNPOWER | SPR-A400-G-AC | Solar Panels |  | 0.4 | 12 | 108 | 30 |  | Fixed | Roof
Solar Registration Program | NJSRRE1543422009 | Union | 7083 | 10 | 8 | Residential | No | Behind the Meter | SunPower Corporation, Systems | PSE&G | Accepted | 2019-11-19 | 2019-11-22 | 2020-11-22 | SUNPOWER | SPR-A400-G-AC | Solar Panels |  | 0.4 | 4 | 198 | 30 |  | Fixed | Roof
Solar Registration Program | NJSRRE1543422009 | Union | 7083 | 10 | 8 | Residential | No | Behind the Meter | SunPower Corporation, Systems | PSE&G | Accepted | 2019-11-19 | 2019-11-22 | 2020-11-22 | SUNPOWER | SPR-A400-G-AC | Inverters | 320 |  | 20 |  |  | 0.97 |  | Other | under each panel
Solar Registration Program | NJSRRE1543433689 | Mystic Islands | 8087 | 18 | 8 | Residential | No | Behind the Meter | SunPower Corporation, Systems | AC Electric | Accepted | 2019-11-21 | 2019-11-25 | 2020-11-25 | SUNPOWER | SPR-A400-G-AC | Solar Panels |  | 0.4 | 8 | 176 | 25 |  | Fixed | Roof
Solar Registration Program | NJSRRE1543433689 | Mystic Islands | 8087 | 18 | 8 | Residential | No | Behind the Meter | SunPower Corporation, Systems | AC Electric | Accepted | 2019-11-21 | 2019-11-25 | 2020-11-25 | SUNPOWER | SPR-A400-G-AC | Solar Panels |  | 0.4 | 12 | 176 | 25 |  | Fixed | Roof
Solar Registration Program | NJSRRE1543433689 | Mystic Islands | 8087 | 18 | 8 | Residential | No | Behind the Meter | SunPower Corporation, Systems | AC Electric | Accepted | 2019-11-21 | 2019-11-25 | 2020-11-25 | SUNPOWER | SPR-A400-G-AC | Inverters | 320 |  | 20 |  |  | 0.97 |  | Other | under each panel
Solar Registration Program | NJSRRE1543436910 | Ventnor City | 8406 | 19 | 8 | Residential | Yes | Behind the Meter | Castle Energy, LLC | AC Electric | Accepted | 2019-11-22 | 2019-11-26 | 2020-11-26 | Hanwha Q-Cells | Q.Peak Duo-G5 320 | Solar Panels |  | 0.32 | 21 | 233 | 25 |  | Fixed | Roof
Solar Registration Program | NJSRRE1543436910 | Ventnor City | 8406 | 19 | 8 | Residential | Yes | Behind the Meter | Castle Energy, LLC | AC Electric | Accepted | 2019-11-22 | 2019-11-26 | 2020-11-26 | Hanwha Q-Cells | Q.Peak Duo-G5 320 | Solar Panels |  | 0.32 | 4 | 143 | 25 |  | Fixed | Roof
Solar Registration Program | NJSRRE1543436910 | Ventnor City | 8406 | 19 | 8 | Residential | Yes | Behind the Meter | Castle Energy, LLC | AC Electric | Accepted | 2019-11-22 | 2019-11-26 | 2020-11-26 | Enphase Energy | IQ7-60-2-US | Inverters | 240 |  | 25 |  |  | 0.967 |  | Outside | on the rooftop under each solar panel
Solar Registration Program | NJSRRE1543501973 | Quinton | 8072 | 16 | 8 | Residential | No | Behind the Meter | EMT Renewables | AC Electric | Accepted | 2019-12-09 | 2019-12-11 | 2020-12-11 | Jinko | 320-BLK | Solar Panels |  | 0.32 | 25 | 147 | 20 |  | Fixed | Roof
Solar Registration Program | NJSRRE1543501973 | Quinton | 8072 | 16 | 8 | Residential | No | Behind the Meter | EMT Renewables | AC Electric | Accepted | 2019-12-09 | 2019-12-11 | 2020-12-11 | SolarEdge | SE7600H-US | Inverters | 7600 |  | 1 |  |  | 0.95 |  | Outside | next to meter
Solar Registration Program | NJSRRE1540870964 | Port Norris | 8349 | 20 | 8.03 | Non Profit | Yes | Behind the Meter | Infiniti Energy Services | AC Electric | Accepted | 2019-04-22 | 2019-04-23 | 2020-04-23 | C-SUN | CSUN365-144M | Solar Panels |  | 0.365 | 22 | 174.408 | 40 |  | Fixed | Roof
Solar Registration Program | NJSRRE1540870964 | Port Norris | 8349 | 20 | 8.03 | Non Profit | Yes | Behind the Meter | Infiniti Energy Services | AC Electric | Accepted | 2019-04-22 | 2019-04-23 | 2020-04-23 | SOLAREDGE | SE6000(240 v) | Inverters | 5990 |  | 1 |  |  | 0.97 |  | Outside | ADJACENT TO UTILITY METER
Solar Registration Program | NJSRRE1541629681 | Warren | 7059 | 5 | 8.03 | Residential | No | Behind the Meter | Sunrun Installation Services, Inc. | JCP&L | Accepted | 2019-07-10 | 2019-07-15 | 2020-07-15 | LG Electronics | LG365Q1C-V5 | Solar Panels |  | 0.365 | 3 | 158 | 45 |  | Fixed | Roof
Solar Registration Program | NJSRRE1541629681 | Warren | 7059 | 5 | 8.03 | Residential | No | Behind the Meter | Sunrun Installation Services, Inc. | JCP&L | Accepted | 2019-07-10 | 2019-07-15 | 2020-07-15 | LG Electronics | LG365Q1C-V5 | Solar Panels |  | 0.365 | 7 | 159 | 40 |  | Fixed | Roof
Solar Registration Program | NJSRRE1541629681 | Warren | 7059 | 5 | 8.03 | Residential | No | Behind the Meter | Sunrun Installation Services, Inc. | JCP&L | Accepted | 2019-07-10 | 2019-07-15 | 2020-07-15 | LG Electronics | LG365Q1C-V5 | Solar Panels |  | 0.365 | 12 | 249 | 34 |  | Fixed | Roof
Solar Registration Program | NJSRRE1541629681 | Warren | 7059 | 5 | 8.03 | Residential | No | Behind the Meter | Sunrun Installation Services, Inc. | JCP&L | Accepted | 2019-07-10 | 2019-07-15 | 2020-07-15 | SolarEdge Technologies | SE7600H-USRGM | Inverters | 7600 |  | 1 |  |  | 0.96 |  | Outdoor | Next To Meter
Solar Registration Program | NJSRRE1541726665 | Loveladies | 8008 | 18 | 8.03 | Residential | No | Behind the Meter | Sunrun Installation Services, Inc. | AC Electric | Accepted | 2019-08-01 | 2019-08-06 | 2020-08-06 | LG Electronics | LG365Q1C-V5 | Solar Panels |  | 0.365 | 17 | 201 | 27 |  | Fixed | Roof
Solar Registration Program | NJSRRE1541726665 | Loveladies | 8008 | 18 | 8.03 | Residential | No | Behind the Meter | Sunrun Installation Services, Inc. | AC Electric | Accepted | 2019-08-01 | 2019-08-06 | 2020-08-06 | LG Electronics | LG365Q1C-V5 | Solar Panels |  | 0.365 | 5 | 21 | 27 |  | Fixed | Roof
Solar Registration Program | NJSRRE1541726665 | Loveladies | 8008 | 18 | 8.03 | Residential | No | Behind the Meter | Sunrun Installation Services, Inc. | AC Electric | Accepted | 2019-08-01 | 2019-08-06 | 2020-08-06 | Ningbo Ginlong Technologies | Solis-1P7.6K-4G-US | Inverters | 7600 |  | 1 |  |  | 0.96 |  | Outdoor | Next To Meter
Solar Registration Program | NJSRRE1542429177 | Livingston | 7039 | 9 | 8.03 | Residential | Yes | Behind the Meter | Sunrun Installation Services, Inc. | PSE&G | Accepted | 2019-09-23 | 2019-09-25 | 2020-09-25 | LG Electronics | LG365Q1C-V5 | Solar Panels |  | 0.365 | 7 | 294 | 14 |  | Fixed | Roof
Solar Registration Program | NJSRRE1542429177 | Livingston | 7039 | 9 | 8.03 | Residential | Yes | Behind the Meter | Sunrun Installation Services, Inc. | PSE&G | Accepted | 2019-09-23 | 2019-09-25 | 2020-09-25 | LG Electronics | LG365Q1C-V5 | Solar Panels |  | 0.365 | 6 | 294 | 23 |  | Fixed | Roof
Solar Registration Program | NJSRRE1542429177 | Livingston | 7039 | 9 | 8.03 | Residential | Yes | Behind the Meter | Sunrun Installation Services, Inc. | PSE&G | Accepted | 2019-09-23 | 2019-09-25 | 2020-09-25 | LG Electronics | LG365Q1C-V5 | Solar Panels |  | 0.365 | 3 | 114 | 27 |  | Fixed | Roof
Solar Registration Program | NJSRRE1542429177 | Livingston | 7039 | 9 | 8.03 | Residential | Yes | Behind the Meter | Sunrun Installation Services, Inc. | PSE&G | Accepted | 2019-09-23 | 2019-09-25 | 2020-09-25 | LG Electronics | LG365Q1C-V5 | Solar Panels |  | 0.365 | 6 | 294 | 18 |  | Fixed | Roof
Solar Registration Program | NJSRRE1542429177 | Livingston | 7039 | 9 | 8.03 | Residential | Yes | Behind the Meter | Sunrun Installation Services, Inc. | PSE&G | Accepted | 2019-09-23 | 2019-09-25 | 2020-09-25 | SolarEdge Technologies | SE7600H-USRGM | Inverters | 7600 |  | 1 |  |  | 0.96 |  | Outdoor | Next To Meter
Solar Registration Program | NJSRRE1542498426 | Springfield Township | 7081 | 10 | 8.03 | Residential | No | Behind the Meter | Sunrun Installation Services, Inc. | JCP&L | Accepted | 2019-10-02 | 2019-10-08 | 2020-10-08 | LG Electronics | LG365Q1C-V5 | Solar Panels |  | 0.365 | 22 | 122 | 23 |  | Fixed | Roof
Solar Registration Program | NJSRRE1542498426 | Springfield Township | 7081 | 10 | 8.03 | Residential | No | Behind the Meter | Sunrun Installation Services, Inc. | JCP&L | Accepted | 2019-10-02 | 2019-10-08 | 2020-10-08 | Ningbo Ginlong Technologies | Solis-1P7.6K-4G-US | Inverters | 7600 |  | 1 |  |  | 0.96 |  | Outdoor | Next To Meter
Solar Registration Program | NJSRRE1541580193 | SPRINGFIELD | 7081 | 10 | 8.04 | Residential | Yes | Behind the Meter | Pro Custom Solar dba Momentum Solar | JCP&L | Accepted | 2019-07-03 | 2019-07-08 | 2020-07-08 | LG ELECTRONICS | LG 335N1C-A5 | Solar Panels |  | 0.335 | 20 | 193 | 20 |  | Fixed | Roof
Solar Registration Program | NJSRRE1541580193 | SPRINGFIELD | 7081 | 10 | 8.04 | Residential | Yes | Behind the Meter | Pro Custom Solar dba Momentum Solar | JCP&L | Accepted | 2019-07-03 | 2019-07-08 | 2020-07-08 | LG ELECTRONICS | LG 335N1C-A5 | Solar Panels |  | 0.335 | 4 | 13 | 20 |  | Fixed | Roof
Solar Registration Program | NJSRRE1541580193 | SPRINGFIELD | 7081 | 10 | 8.04 | Residential | Yes | Behind the Meter | Pro Custom Solar dba Momentum Solar | JCP&L | Accepted | 2019-07-03 | 2019-07-08 | 2020-07-08 | ENPHASE | IQ7-60-2-US | Inverters | 250 |  | 24 |  |  | 0.97 |  | Outdoor | Roof
Solar Registration Program | NJSRRE1541621559 | Hackettstown | 7840 | 2 | 8.04 | Residential | Yes | Behind the Meter | Pro Custom Solar dba Momentum Solar | JCP&L | Accepted | 2019-07-08 | 2019-07-10 | 2020-07-10 | LG | LG 335N1C-A5 | Solar Panels |  | 0.335 | 24 | 118 | 22 |  | Fixed | Roof
Solar Registration Program | NJSRRE1541621559 | Hackettstown | 7840 | 2 | 8.04 | Residential | Yes | Behind the Meter | Pro Custom Solar dba Momentum Solar | JCP&L | Accepted | 2019-07-08 | 2019-07-10 | 2020-07-10 | ENPHASE | IQ7-60-2-US | Inverters | 250 |  | 24 |  |  | 0.97 |  | Outdoor | ROOF
Solar Registration Program | NJSRRE1541638298 | PARLIN | 8859 | 11 | 8.04 | Residential | Yes | Behind the Meter | Pro Custom Solar dba Momentum Solar | JCP&L | Accepted | 2019-07-12 | 2019-07-16 | 2020-07-16 | LG ELECTRONICS | LG 335N1C-A5 | Solar Panels |  | 0.335 | 24 | 194 | 14 |  | Fixed | Roof
Solar Registration Program | NJSRRE1541638298 | PARLIN | 8859 | 11 | 8.04 | Residential | Yes | Behind the Meter | Pro Custom Solar dba Momentum Solar | JCP&L | Accepted | 2019-07-12 | 2019-07-16 | 2020-07-16 | ENPHASE | IQ7-60-2-US | Inverters | 250 |  | 24 |  |  | 0.97 |  | Outdoor | Roof
Solar Registration Program | NJSRRE1541644022 | Camden | 8105 | 14 | 8.04 | Residential | No | Behind the Meter | Castle Energy, LLC | PSE&G | Final As-Built Received | 2019-07-14 | 2019-07-16 | 2020-07-16 | LG Electronics | LG 335N1C-A5 | Solar Panels |  | 0.335 | 12 | 55 | 13 |  | Fixed | Roof
Solar Registration Program | NJSRRE1541644022 | Camden | 8105 | 14 | 8.04 | Residential | No | Behind the Meter | Castle Energy, LLC | PSE&G | Final As-Built Received | 2019-07-14 | 2019-07-16 | 2020-07-16 | LG Electronics | LG 335N1C-A5 | Solar Panels |  | 0.335 | 12 | 235 | 7 |  | Fixed | Roof
Solar Registration Program | NJSRRE1541644022 | Camden | 8105 | 14 | 8.04 | Residential | No | Behind the Meter | Castle Energy, LLC | PSE&G | Final As-Built Received | 2019-07-14 | 2019-07-16 | 2020-07-16 | Enphase Energy | X-IQ-AM1-240-3 | Meters |  |  | 1 |  |  |  | Yes | Outdoor
Solar Registration Program | NJSRRE1541644022 | Camden | 8105 | 14 | 8.04 | Residential | No | Behind the Meter | Castle Energy, LLC | PSE&G | Final As-Built Received | 2019-07-14 | 2019-07-16 | 2020-07-16 | Enphase Energy | IQ7-60-2-US | Inverters | 240 |  | 24 |  |  | 0.976 |  | Outdoor | On rooftop underneath each solar module
Solar Registration Program | NJSRRE1541695893 | Princeton Junction | 8550 | 12 | 8.04 | Residential | No | Behind the Meter | Pro Custom Solar dba Momentum Solar | PSE&G | Accepted | 2019-07-23 | 2019-07-25 | 2020-07-25 | LG ELECTRONICS | LG 335N1C-A5 | Solar Panels |  | 0.335 | 24 | 131 | 24 |  | Fixed | Roof
Solar Registration Program | NJSRRE1541695893 | Princeton Junction | 8550 | 12 | 8.04 | Residential | No | Behind the Meter | Pro Custom Solar dba Momentum Solar | PSE&G | Accepted | 2019-07-23 | 2019-07-25 | 2020-07-25 | ENPHASE ENERGY | IQ7-60-2-US | Inverters | 250 |  | 24 |  |  | 0.97 |  | Outdoor | Roof
Solar Registration Program | NJSRRE1541695940 | WILLINGBORO | 8046 | 13 | 8.04 | Residential | Yes | Behind the Meter | Pro Custom Solar dba Momentum Solar | PSE&G | Accepted | 2019-07-23 | 2019-07-25 | 2020-07-25 | LG ELECTRONICS | LG 335N1C-A5 | Solar Panels |  | 0.335 | 20 | 152 | 19 |  | Fixed | Roof
Solar Registration Program | NJSRRE1541695940 | WILLINGBORO | 8046 | 13 | 8.04 | Residential | Yes | Behind the Meter | Pro Custom Solar dba Momentum Solar | PSE&G | Accepted | 2019-07-23 | 2019-07-25 | 2020-07-25 | LG ELECTRONICS | LG 335N1C-A5 | Solar Panels |  | 0.335 | 4 | 242 | 19 |  | Fixed | Roof
Solar Registration Program | NJSRRE1541695940 | WILLINGBORO | 8046 | 13 | 8.04 | Residential | Yes | Behind the Meter | Pro Custom Solar dba Momentum Solar | PSE&G | Accepted | 2019-07-23 | 2019-07-25 | 2020-07-25 | ENPHASE ENERGY | IQ7-60-2-US | Inverters | 250 |  | 24 |  |  | 0.97 |  | Outdoor | Roof
Solar Registration Program | NJSRRE1541699257 | BELLEVILLE | 7109 | 9 | 8.04 | Residential | Yes | Behind the Meter | Pro Custom Solar dba Momentum Solar | PSE&G | Accepted | 2019-07-24 | 2019-07-29 | 2020-07-29 | LG ELECTRONICS | LG 335N1C-A5 | Solar Panels |  | 0.335 | 12 | 112 | 30 |  | Fixed | Roof
Solar Registration Program | NJSRRE1541699257 | BELLEVILLE | 7109 | 9 | 8.04 | Residential | Yes | Behind the Meter | Pro Custom Solar dba Momentum Solar | PSE&G | Accepted | 2019-07-24 | 2019-07-29 | 2020-07-29 | LG ELECTRONICS | LG 335N1C-A5 | Solar Panels |  | 0.335 | 6 | 292 | 30 |  | Fixed | Roof
Solar Registration Program | NJSRRE1541699257 | BELLEVILLE | 7109 | 9 | 8.04 | Residential | Yes | Behind the Meter | Pro Custom Solar dba Momentum Solar | PSE&G | Accepted | 2019-07-24 | 2019-07-29 | 2020-07-29 | LG ELECTRONICS | LG 335N1C-A5 | Solar Panels |  | 0.335 | 6 | 112 | 7 |  | Fixed | Roof
Solar Registration Program | NJSRRE1541699257 | BELLEVILLE | 7109 | 9 | 8.04 | Residential | Yes | Behind the Meter | Pro Custom Solar dba Momentum Solar | PSE&G | Accepted | 2019-07-24 | 2019-07-29 | 2020-07-29 | ENPHASE ENERGY | IQ7-60-2-US | Inverters | 250 |  | 24 |  |  | 0.97 |  | Outdoor | Roof
Solar Registration Program | NJSRRE1541699743 | FLANDERS | 7836 | 3 | 8.04 | Residential | Yes | Behind the Meter | Pro Custom Solar dba Momentum Solar | JCP&L | Accepted | 2019-07-24 | 2019-07-29 | 2020-07-29 | LG ELECTRONICS | LG 335N1C-A5 | Solar Panels |  | 0.335 | 3 | 169 | 20 |  | Fixed | Roof
Solar Registration Program | NJSRRE1541699743 | FLANDERS | 7836 | 3 | 8.04 | Residential | Yes | Behind the Meter | Pro Custom Solar dba Momentum Solar | JCP&L | Accepted | 2019-07-24 | 2019-07-29 | 2020-07-29 | LG ELECTRONICS | LG 335N1C-A5 | Solar Panels |  | 0.335 | 16 | 169 | 20 |  | Fixed | Roof
Solar Registration Program | NJSRRE1541699743 | FLANDERS | 7836 | 3 | 8.04 | Residential | Yes | Behind the Meter | Pro Custom Solar dba Momentum Solar | JCP&L | Accepted | 2019-07-24 | 2019-07-29 | 2020-07-29 | LG ELECTRONICS | LG 335N1C-A5 | Solar Panels |  | 0.335 | 5 | 168 | 20 |  | Fixed | Roof
Solar Registration Program | NJSRRE1541699743 | FLANDERS | 7836 | 3 | 8.04 | Residential | Yes | Behind the Meter | Pro Custom Solar dba Momentum Solar | JCP&L | Accepted | 2019-07-24 | 2019-07-29 | 2020-07-29 | ENPHASE ENERGY | IQ7-60-2-US | Inverters | 250 |  | 24 |  |  | 0.97 |  | Outdoor | Roof
Solar Registration Program | NJSRRE1541725657 | BAYONNE | 7002 | 8 | 8.04 | Residential | Yes | Behind the Meter | Pro Custom Solar dba Momentum Solar | PSE&G | Accepted | 2019-08-01 | 2019-08-05 | 2020-08-05 | LG ELECTRONICS | LG 335N1C-V5 | Solar Panels |  | 0.335 | 24 | 124 | 45 |  | Fixed | Roof
Solar Registration Program | NJSRRE1541725657 | BAYONNE | 7002 | 8 | 8.04 | Residential | Yes | Behind the Meter | Pro Custom Solar dba Momentum Solar | PSE&G | Accepted | 2019-08-01 | 2019-08-05 | 2020-08-05 | ENPHASE ENERGY | IQ7-60-2-US | Inverters | 250 |  | 24 |  |  | 0.97 |  | Outdoor | Roof
Solar Registration Program | NJSRRE1541809819 | PERTH AMBOY | 8861 | 11 | 8.04 | Residential | Yes | Behind the Meter | Pro Custom Solar dba Momentum Solar | PSE&G | Accepted | 2019-08-09 | 2019-08-23 | 2020-08-23 | LG ELECTRONICS | LG 335N1C-V5 | Solar Panels |  | 0.335 | 24 | 20 | 5 |  | Fixed | Roof
Solar Registration Program | NJSRRE1541809819 | PERTH AMBOY | 8861 | 11 | 8.04 | Residential | Yes | Behind the Meter | Pro Custom Solar dba Momentum Solar | PSE&G | Accepted | 2019-08-09 | 2019-08-23 | 2020-08-23 | Enphase Energy | IQ7-60-2-US | Inverters | 250 |  | 24 |  |  | 0.97 |  | Outdoor | Roof
Solar Registration Program | NJSRRE1541815195 | Wood Ridge | 7075 | 7 | 8.04 | Residential | Yes | Behind the Meter | Pro Custom Solar dba Momentum Solar | PSE&G | Accepted | 2019-08-12 | 2019-08-23 | 2020-08-23 | LG ELECTRONICS | LG 335N1C-V5 | Solar Panels |  | 0.335 | 8 | 307 | 24 |  | Fixed | Roof
Solar Registration Program | NJSRRE1541815195 | Wood Ridge | 7075 | 7 | 8.04 | Residential | Yes | Behind the Meter | Pro Custom Solar dba Momentum Solar | PSE&G | Accepted | 2019-08-12 | 2019-08-23 | 2020-08-23 | LG ELECTRONICS | LG 335N1C-V5 | Solar Panels |  | 0.335 | 16 | 127 | 23 |  | Fixed | Roof
Solar Registration Program | NJSRRE1541815195 | Wood Ridge | 7075 | 7 | 8.04 | Residential | Yes | Behind the Meter | Pro Custom Solar dba Momentum Solar | PSE&G | Accepted | 2019-08-12 | 2019-08-23 | 2020-08-23 | Enphase Energy | IQ7-60-2-US | Inverters | 250 |  | 24 |  |  | 0.97 |  | Outdoor | Roof
Solar Registration Program | NJSRRE1541884681 | Fort Lee | 7024 | 7 | 8.04 | Residential | No | Behind the Meter | Integrity Solar Solutions | PSE&G | Accepted | 2019-08-26 | 2019-08-29 | 2020-08-29 | LG | LG335N1C-V5 | Solar Panels |  | 0.335 | 24 | Portrait | 30 |  | Fixed | Roof
Solar Registration Program | NJSRRE1541884681 | Fort Lee | 7024 | 7 | 8.04 | Residential | No | Behind the Meter | Integrity Solar Solutions | PSE&G | Accepted | 2019-08-26 | 2019-08-29 | 2020-08-29 | Solar Edge | SE6000H-US | Inverters | 6000 |  | 1 |  |  | 0.98 |  | Outside | Outside next to meter
Solar Registration Program | NJSRRE1541907853 | Pleasantville | 8232 | 19 | 8.04 | Residential | Yes | Behind the Meter | Pro Custom Solar dba Momentum Solar | AC Electric | Accepted | 2019-08-29 | 2019-09-03 | 2020-09-03 | LG ELECTRONICS | LG 335N1C-V5 | Solar Panels |  | 0.335 | 14 | 299 | 23 |  | Fixed | Roof
Solar Registration Program | NJSRRE1541907853 | Pleasantville | 8232 | 19 | 8.04 | Residential | Yes | Behind the Meter | Pro Custom Solar dba Momentum Solar | AC Electric | Accepted | 2019-08-29 | 2019-09-03 | 2020-09-03 | LG ELECTRONICS | LG 335N1C-V5 | Solar Panels |  | 0.335 | 10 | 119 | 22 |  | Fixed | Roof
Solar Registration Program | NJSRRE1541907853 | Pleasantville | 8232 | 19 | 8.04 | Residential | Yes | Behind the Meter | Pro Custom Solar dba Momentum Solar | AC Electric | Accepted | 2019-08-29 | 2019-09-03 | 2020-09-03 | Enphase Energy | IQ7-60-2-US | Inverters | 250 |  | 24 |  |  | 0.97 |  | Outdoor | Roof
Solar Registration Program | NJSRRE1541976929 | Union | 7083 | 10 | 8.04 | Residential | Yes | Behind the Meter | Pro Custom Solar dba Momentum Solar | PSE&G | Accepted | 2019-08-30 | 2019-09-04 | 2020-09-04 | LG ELECTRONICS | LG 335N1C-V5 | Solar Panels |  | 0.335 | 21 | 173 | 30 |  | Fixed | Roof
Solar Registration Program | NJSRRE1541976929 | Union | 7083 | 10 | 8.04 | Residential | Yes | Behind the Meter | Pro Custom Solar dba Momentum Solar | PSE&G | Accepted | 2019-08-30 | 2019-09-04 | 2020-09-04 | LG ELECTRONICS | LG 335N1C-V5 | Solar Panels |  | 0.335 | 3 | 263 | 24 |  | Fixed | Roof
Solar Registration Program | NJSRRE1541976929 | Union | 7083 | 10 | 8.04 | Residential | Yes | Behind the Meter | Pro Custom Solar dba Momentum Solar | PSE&G | Accepted | 2019-08-30 | 2019-09-04 | 2020-09-04 | Enphase Energy | IQ7-60-2-US | Inverters | 250 |  | 24 |  |  | 0.97 |  | Outdoor | Roof
Solar Registration Program | NJSRRE1542376769 | Middlesex | 8846 | 11 | 8.04 | Residential | Yes | Behind the Meter | Pro Custom Solar dba Momentum Solar | PSE&G | Accepted | 2019-09-10 | 2019-10-08 | 2020-10-08 | LG ELECTRONICS | LG 335N1C-V5 | Solar Panels |  | 0.335 | 24 | 174 | 6 |  | Fixed | Roof
Solar Registration Program | NJSRRE1542376769 | Middlesex | 8846 | 11 | 8.04 | Residential | Yes | Behind the Meter | Pro Custom Solar dba Momentum Solar | PSE&G | Accepted | 2019-09-10 | 2019-10-08 | 2020-10-08 | Enphase Energy | IQ7-60-2-US | Inverters | 250 |  | 24 |  |  | 0.97 |  | Outdoor | Roof
Solar Registration Program | NJSRRE1542390540 | Moonachie | 7074 | 7 | 8.04 | Residential | Yes | Behind the Meter | Pro Custom Solar dba Momentum Solar | PSE&G | Accepted | 2019-09-11 | 2019-09-13 | 2020-09-13 | LG | LG 335N1C-V5 | Solar Panels |  | 0.335 | 24 | 128 | 26 |  | Fixed | Roof
Solar Registration Program | NJSRRE1542390540 | Moonachie | 7074 | 7 | 8.04 | Residential | Yes | Behind the Meter | Pro Custom Solar dba Momentum Solar | PSE&G | Accepted | 2019-09-11 | 2019-09-13 | 2020-09-13 | ENPHASE | IQ7-60-2-US | Inverters | 250 |  | 24 |  |  | 0.97 |  | Outdoor | ROOF
Solar Registration Program | NJSRRE1542393798 | Wrightstown | 8562 | 13 | 8.04 | Residential | Yes | Behind the Meter | Pro Custom Solar dba Momentum Solar | JCP&L | Accepted | 2019-09-12 | 2019-09-16 | 2020-09-16 | LG ELECTRONICS | LG 335N1C-V5 | Solar Panels |  | 0.335 | 24 | 177 | 16 |  | Fixed | Roof
Solar Registration Program | NJSRRE1542393798 | Wrightstown | 8562 | 13 | 8.04 | Residential | Yes | Behind the Meter | Pro Custom Solar dba Momentum Solar | JCP&L | Accepted | 2019-09-12 | 2019-09-16 | 2020-09-16 | Enphase Energy | IQ7-60-2-US | Inverters | 250 |  | 24 |  |  | 0.97 |  | Outdoor | Roof
Solar Registration Program | NJSRRE1542422755 | Monroe Township | 8831 | 11 | 8.04 | Residential | Yes | Behind the Meter | Pro Custom Solar dba Momentum Solar | JCP&L | Accepted | 2019-09-19 | 2019-09-23 | 2020-09-23 | LG ELECTRONICS | LG 335N1C-V5 | Solar Panels |  | 0.335 | 14 | 198 | 36 |  | Fixed | Roof
Solar Registration Program | NJSRRE1542422755 | Monroe Township | 8831 | 11 | 8.04 | Residential | Yes | Behind the Meter | Pro Custom Solar dba Momentum Solar | JCP&L | Accepted | 2019-09-19 | 2019-09-23 | 2020-09-23 | LG ELECTRONICS | LG 335N1C-V5 | Solar Panels |  | 0.335 | 10 | 199 | 37 |  | Fixed | Roof
Solar Registration Program | NJSRRE1542422755 | Monroe Township | 8831 | 11 | 8.04 | Residential | Yes | Behind the Meter | Pro Custom Solar dba Momentum Solar | JCP&L | Accepted | 2019-09-19 | 2019-09-23 | 2020-09-23 | Enphase Energy | IQ7-60-2-US | Inverters | 250 |  | 24 |  |  | 0.97 |  | Outdoor | Roof
Solar Registration Program | NJSRRE1542429012 | Paulsboro | 8066 | 15 | 8.04 | Residential | Yes | Behind the Meter | Pro Custom Solar dba Momentum Solar | AC Electric | Accepted | 2019-09-23 | 2019-09-25 | 2020-09-25 | LG ELECTRONICS | LG 335N1C-V5 | Solar Panels |  | 0.335 | 15 | 252 | 40 |  | Fixed | Roof
Solar Registration Program | NJSRRE1542429012 | Paulsboro | 8066 | 15 | 8.04 | Residential | Yes | Behind the Meter | Pro Custom Solar dba Momentum Solar | AC Electric | Accepted | 2019-09-23 | 2019-09-25 | 2020-09-25 | LG ELECTRONICS | LG 335N1C-V5 | Solar Panels |  | 0.335 | 9 | 72 | 41 |  | Fixed | Roof
Solar Registration Program | NJSRRE1542429012 | Paulsboro | 8066 | 15 | 8.04 | Residential | Yes | Behind the Meter | Pro Custom Solar dba Momentum Solar | AC Electric | Accepted | 2019-09-23 | 2019-09-25 | 2020-09-25 | Enphase Energy | IQ7-60-2-US | Inverters | 250 |  | 24 |  |  | 0.97 |  | Outdoor | Roof
Solar Registration Program | NJSRRE1542512356 | Englishtown | 7726 | 17 | 8.04 | Residential | No | Behind the Meter | Pro Custom Solar dba Momentum Solar | JCP&L | Accepted | 2019-10-07 | 2019-10-09 | 2020-10-09 | LG ELECTRONICS | LG 335N1C-V5 | Solar Panels |  | 0.335 | 24 | 250 | 0.97 |  | Fixed | Roof
Solar Registration Program | NJSRRE1542512356 | Englishtown | 7726 | 17 | 8.04 | Residential | No | Behind the Meter | Pro Custom Solar dba Momentum Solar | JCP&L | Accepted | 2019-10-07 | 2019-10-09 | 2020-10-09 | Enphase Energy | IQ7-60-2-US | Inverters | 250 |  | 24 |  |  | 0.97 |  | Outdoor | Roof
Solar Registration Program | NJSRRE1542548492 | Marlboro | 7751 | 17 | 8.04 | Residential | No | Behind the Meter | Public Service Solar | JCP&L | Accepted | 2019-10-16 | 2019-10-21 | 2020-10-21 | LG | LG335N1K-V5 | Solar Panels |  | 0.335 | 24 | 145 | 18 |  | Fixed | Roof
Solar Registration Program | NJSRRE1542548492 | Marlboro | 7751 | 17 | 8.04 | Residential | No | Behind the Meter | Public Service Solar | JCP&L | Accepted | 2019-10-16 | 2019-10-21 | 2020-10-21 | Enphase | IQ7+ | Inverters | 0.335 |  | 24 |  |  | 0.96 |  | Outside | Under panels
Solar Registration Program | NJSRRE1542560958 | Marlboro | 7746 | 17 | 8.04 | Residential | No | Behind the Meter | Morgan Associates and Consulting LLC | JCP&L | Accepted | 2019-10-19 | 2019-10-22 | 2020-10-22 | LG | 335 | Solar Panels |  | 0.335 | 24 | 164 | 14 |  | Fixed | Roof
Solar Registration Program | NJSRRE1542560958 | Marlboro | 7746 | 17 | 8.04 | Residential | No | Behind the Meter | Morgan Associates and Consulting LLC | JCP&L | Accepted | 2019-10-19 | 2019-10-22 | 2020-10-22 | Enphase | IQ1 | Inverters | 0.3 |  | 24 |  |  | 0.98 |  | Outside | Roof
Solar Registration Program | NJSRRE1542684227 | Hillsborough | 8844 | 5 | 8.04 | Residential | No | Behind the Meter | Green House Solar | PSE&G | Accepted | 2019-10-28 | 2019-10-30 | 2020-10-30 | Sunpower | SPR-X21-335-E-AC | Solar Panels |  | 0.335 | 21 | 177 | 37 |  | Fixed | Roof
Solar Registration Program | NJSRRE1542684227 | Hillsborough | 8844 | 5 | 8.04 | Residential | No | Behind the Meter | Green House Solar | PSE&G | Accepted | 2019-10-28 | 2019-10-30 | 2020-10-30 | Sunpower | SPR-X21-335-E-AC | Solar Panels |  | 0.335 | 3 | 177 | 25 |  | Fixed | Roof
Solar Registration Program | NJSRRE1542684227 | Hillsborough | 8844 | 5 | 8.04 | Residential | No | Behind the Meter | Green House Solar | PSE&G | Accepted | 2019-10-28 | 2019-10-30 | 2020-10-30 | Sunpower | SPR-X21-335-E-AC | Inverters | 315 |  | 24 |  |  | 0.975 |  | Other | Panel Mounted
Solar Registration Program | NJSRRE1542851447 | Florence | 8554 | 13 | 8.04 | Residential | No | Behind the Meter | Public Service Solar | PSE&G | Accepted | 2019-10-31 | 2019-11-04 | 2020-11-04 | LG | 335N1K-V5 | Solar Panels |  | 0.335 | 24 | 237 | 35 |  | Fixed | Roof
Solar Registration Program | NJSRRE1542851447 | Florence | 8554 | 13 | 8.04 | Residential | No | Behind the Meter | Public Service Solar | PSE&G | Accepted | 2019-10-31 | 2019-11-04 | 2020-11-04 | Enphase | IQ7+ | Inverters | 0.29 |  | 24 |  |  | 0.96 |  | Outside | Under panels
Solar Registration Program | NJSRRE1542883209 | Millville | 8332 | 20 | 8.04 | Residential | Yes | Behind the Meter | Pro Custom Solar dba Momentum Solar | AC Electric | Accepted | 2019-11-01 | 2019-11-05 | 2020-11-05 | LG ELECTRONICS | LG 335N1C-V5 | Solar Panels |  | 0.335 | 24 | 237 | 18 |  | Fixed | Roof
Solar Registration Program | NJSRRE1542883209 | Millville | 8332 | 20 | 8.04 | Residential | Yes | Behind the Meter | Pro Custom Solar dba Momentum Solar | AC Electric | Accepted | 2019-11-01 | 2019-11-05 | 2020-11-05 | Enphase Energy | IQ7-60-2-US | Inverters | 250 |  | 24 |  |  | 0.97 |  | Outdoor | Roof
Solar Registration Program | NJSRRE1543066262 | Morganville | 7751 | 17 | 8.04 | Residential | No | Behind the Meter | Morgan Associates and Consulting LLC | JCP&L | Accepted | 2019-11-11 | 2019-11-14 | 2020-11-14 | LG | LG 335 | Solar Panels |  | 0.335 | 24 | 189 | 14 |  | Fixed | Roof
Solar Registration Program | NJSRRE1543066262 | Morganville | 7751 | 17 | 8.04 | Residential | No | Behind the Meter | Morgan Associates and Consulting LLC | JCP&L | Accepted | 2019-11-11 | 2019-11-14 | 2020-11-14 | Enphase | IQ6 | Inverters | 0.3 |  | 24 |  |  | 0.98 |  | Outside | Roof
Solar Registration Program | NJSRRE1543417237 | PLAINFIELD | 7062 | 10 | 8.04 | Residential | No | Behind the Meter | Infinity Solar Systems | PSE&G | Accepted | 2019-11-18 | 2019-11-20 | 2020-11-20 | LG | LG335N1K-V5 | Solar Panels |  | 0.335 | 18 | 219 | 20 |  | Fixed | Roof
Solar Registration Program | NJSRRE1543417237 | PLAINFIELD | 7062 | 10 | 8.04 | Residential | No | Behind the Meter | Infinity Solar Systems | PSE&G | Accepted | 2019-11-18 | 2019-11-20 | 2020-11-20 | LG | LG335N1K-V5 | Solar Panels |  | 0.335 | 3 | 39 | 20 |  | Fixed | Roof
Solar Registration Program | NJSRRE1543417237 | PLAINFIELD | 7062 | 10 | 8.04 | Residential | No | Behind the Meter | Infinity Solar Systems | PSE&G | Accepted | 2019-11-18 | 2019-11-20 | 2020-11-20 | LG | LG335N1K-V5 | Solar Panels |  | 0.335 | 3 | 39 | 20 |  | Fixed | Roof
Solar Registration Program | NJSRRE1543417237 | PLAINFIELD | 7062 | 10 | 8.04 | Residential | No | Behind the Meter | Infinity Solar Systems | PSE&G | Accepted | 2019-11-18 | 2019-11-20 | 2020-11-20 | ENPHASE | IQ7-60-X-US | Inverters | 240 |  | 24 |  |  | 0.97 |  | Outside | MICROINVERTERS
Solar Registration Program | NJSRRE1543474843 | Southampton | 8088 | 13 | 8.04 | Residential | No | Behind the Meter | Paradise Solar and Electrical LLC | PSE&G | Accepted | 2019-12-03 | 2019-12-05 | 2020-12-05 | Panasonic | N335 | Solar Panels |  | 0.335 | 24 | 180 | 30 |  | Fixed | Ground
Solar Registration Program | NJSRRE1543474843 | Southampton | 8088 | 13 | 8.04 | Residential | No | Behind the Meter | Paradise Solar and Electrical LLC | PSE&G | Accepted | 2019-12-03 | 2019-12-05 | 2020-12-05 | Enphase | iQ7 | Inverters | 250 |  | 24 |  |  | 0.965 |  | Outdoor | groundmount
Solar Registration Program | NJSRRE1543528020 | Moorestown | 8057 | 13 | 8.04 | Residential | No | Behind the Meter | AEPS Electric, LLC | PSE&G | Accepted | 2019-12-12 | 2019-12-16 | 2020-12-16 | Hanwha | Q.PEAK DUO BLK-G6+ | Solar Panels |  | 0.335 | 24 | 155 | 23 |  | Fixed | Roof
Solar Registration Program | NJSRRE1543528020 | Moorestown | 8057 | 13 | 8.04 | Residential | No | Behind the Meter | AEPS Electric, LLC | PSE&G | Accepted | 2019-12-12 | 2019-12-16 | 2020-12-16 | SMA | SB7.7-1SP-US-41 | Inverters | 7680 |  | 1 |  |  | 0.975 |  | Indoor | Garage
Solar Registration Program | NJSRRE1543552346 | Glassboro | 8028 | 15 | 8.04 | Residential | No | Behind the Meter | Green Power Energy | AC Electric | Accepted | 2019-12-16 | 2019-12-19 | 2020-12-19 | Hanwha | Q.PEAK DUO BLK-G6 335 | Solar Panels |  | 0.335 | 18 | 172 | 23 |  | Fixed | Roof
Solar Registration Program | NJSRRE1543552346 | Glassboro | 8028 | 15 | 8.04 | Residential | No | Behind the Meter | Green Power Energy | AC Electric | Accepted | 2019-12-16 | 2019-12-19 | 2020-12-19 | Hanwha | Q.PEAK DUO BLK-G6 335 | Solar Panels |  | 0.335 | 3 | 263 | 27 |  | Fixed | Roof
Solar Registration Program | NJSRRE1543552346 | Glassboro | 8028 | 15 | 8.04 | Residential | No | Behind the Meter | Green Power Energy | AC Electric | Accepted | 2019-12-16 | 2019-12-19 | 2020-12-19 | Hanwha | Q.PEAK DUO BLK-G6 335 | Solar Panels |  | 0.335 | 3 | 85 | 34 |  | Fixed | Roof
Solar Registration Program | NJSRRE1543552346 | Glassboro | 8028 | 15 | 8.04 | Residential | No | Behind the Meter | Green Power Energy | AC Electric | Accepted | 2019-12-16 | 2019-12-19 | 2020-12-19 | SolarEdge | SE7600H-US | Inverters | 7600 |  | 1 |  |  | 0.97 |  | Outside | Next to meter
Solar Registration Program | NJSRRE1541850915 | Absecon | 8201 | 19 | 8.05 | Residential | No | Behind the Meter | SunPower Capital, LLC | AC Electric | Final As-Built Received | 2019-08-16 | 2019-08-23 | 2020-08-23 | SunPower | SPR-X21-350-BLK-E-AC | Solar Panels |  | 0.35 | 9 | 198 | 25 |  | Fixed | Roof
Solar Registration Program | NJSRRE1541850915 | Absecon | 8201 | 19 | 8.05 | Residential | No | Behind the Meter | SunPower Capital, LLC | AC Electric | Final As-Built Received | 2019-08-16 | 2019-08-23 | 2020-08-23 | SunPower | SPR-X21-350-BLK-E-AC | Solar Panels |  | 0.35 | 14 | 108 | 27 |  | Fixed | Roof
Solar Registration Program | NJSRRE1541850915 | Absecon | 8201 | 19 | 8.05 | Residential | No | Behind the Meter | SunPower Capital, LLC | AC Electric | Final As-Built Received | 2019-08-16 | 2019-08-23 | 2020-08-23 | SunPower | Type E SPR-X21-350-BLK-E-AC | Inverters | 320 |  | 23 |  |  | 0.967 |  | Outside | on the rooftop under each solar panel
Solar Registration Program | NJSRRE1542510651 | Little Egg Harbor | 8087 | 18 | 8.05 | Residential | No | Behind the Meter | Green Sun Energy Services, LLC | AC Electric | Accepted | 2019-10-06 | 2019-10-09 | 2020-10-09 | LG | LG 350N1C-V5 | Solar Panels |  | 0.35 | 20 | 261 | 35 |  | Fixed | Roof
Solar Registration Program | NJSRRE1542510651 | Little Egg Harbor | 8087 | 18 | 8.05 | Residential | No | Behind the Meter | Green Sun Energy Services, LLC | AC Electric | Accepted | 2019-10-06 | 2019-10-09 | 2020-10-09 | LG | 350N1C-V5 | Solar Panels |  | 0.35 | 3 | 171 | 34 |  | Fixed | Roof
Solar Registration Program | NJSRRE1542510651 | Little Egg Harbor | 8087 | 18 | 8.05 | Residential | No | Behind the Meter | Green Sun Energy Services, LLC | AC Electric | Accepted | 2019-10-06 | 2019-10-09 | 2020-10-09 | SolarEdge | SE6000H-US | Inverters | 6000 |  | 1 |  |  | 0.99 |  | Outside | Next to Utility Meter
Solar Registration Program | NJSRRE1542510651 | Little Egg Harbor | 8087 | 18 | 8.05 | Residential | No | Behind the Meter | Green Sun Energy Services, LLC | AC Electric | Accepted | 2019-10-06 | 2019-10-09 | 2020-10-09 | SolarEdge | SE6000H-US | Meters | 6000 |  | 1 |  |  |  | Yes
Solar Registration Program | NJSRRE1542874188 | UNION | 7083 | 10 | 8.05 | Residential | No | Behind the Meter | Infinity Solar Systems | PSE&G | Accepted | 2019-11-01 | 2019-11-05 | 2020-11-05 | LG | LG350N1CV5 | Solar Panels |  | 0.35 | 23 | 196 | 35 |  | Fixed | Roof
Solar Registration Program | NJSRRE1542874188 | UNION | 7083 | 10 | 8.05 | Residential | No | Behind the Meter | Infinity Solar Systems | PSE&G | Accepted | 2019-11-01 | 2019-11-05 | 2020-11-05 | ENPHASE | IQ7PLUS-72-X-US | Inverters | 290 |  | 23 |  |  | 0.97 |  | Other | MICROINVERTERS
Solar Registration Program | NJSRRE1543041043 | Clifton | 7011 | 6 | 8.05 | Residential | No | Behind the Meter | Pro Custom Solar dba Momentum Solar | PSE&G | Accepted | 2019-11-06 | 2019-11-08 | 2020-11-08 | LG ELECTRONICS | LG 350N1C-V5 | Solar Panels |  | 0.35 | 23 | 166 | 30 |  | Fixed | Roof
Solar Registration Program | NJSRRE1543041043 | Clifton | 7011 | 6 | 8.05 | Residential | No | Behind the Meter | Pro Custom Solar dba Momentum Solar | PSE&G | Accepted | 2019-11-06 | 2019-11-08 | 2020-11-08 | Enphase Energy | IQ7-60-2-US | Inverters | 250 |  | 23 |  |  | 0.97 |  | Outdoor | Roof
Solar Registration Program | NJSRRE1543151868 | HIGHLAND PARK | 8904 | 11 | 8.05 | Residential | No | Behind the Meter | Infinity Solar Systems | PSE&G | Accepted | 2019-11-13 | 2019-11-15 | 2020-11-15 | LG | LG350N1C-V5 | Solar Panels |  | 0.35 | 23 | 246 | 20 |  | Fixed | Roof
Solar Registration Program | NJSRRE1543151868 | HIGHLAND PARK | 8904 | 11 | 8.05 | Residential | No | Behind the Meter | Infinity Solar Systems | PSE&G | Accepted | 2019-11-13 | 2019-11-15 | 2020-11-15 | ENPHASE | IQ7-60-X-US | Inverters | 240 |  | 23 |  |  | 0.97 |  | Outside | MICROINVERTERS
Solar Registration Program | NJSRRE1540819753 | Vineland | 8360 | 20 | 8.06 | Residential | Yes | Behind the Meter | Suntuity Solar LLC | Vineland Muni Electric | Accepted | 2019-04-04 | 2019-04-04 | 2020-04-04 | Yingli Green Energy | YL310D-30b | Solar Panels |  | 0.31 | 12 | 183 | 18 |  | Fixed | Roof
Solar Registration Program | NJSRRE1540819753 | Vineland | 8360 | 20 | 8.06 | Residential | Yes | Behind the Meter | Suntuity Solar LLC | Vineland Muni Electric | Accepted | 2019-04-04 | 2019-04-04 | 2020-04-04 | Yingli Green Energy | YL310D-30b | Solar Panels |  | 0.31 | 14 | 273 | 18 |  | Fixed | Roof
Solar Registration Program | NJSRRE1540819753 | Vineland | 8360 | 20 | 8.06 | Residential | Yes | Behind the Meter | Suntuity Solar LLC | Vineland Muni Electric | Accepted | 2019-04-04 | 2019-04-04 | 2020-04-04 | Enphase Energy | IQ7-60-2-US | Inverters | 240 |  | 26 |  |  | 0.97 |  | Outside | Behind the PV modules
Solar Registration Program | NJSRRE1540908636 | Westampton | 8060 | 13 | 8.06 | Residential | Yes | Behind the Meter | Vivint Solar Developer, LLC | PSE&G | Accepted | 2019-04-30 | 2019-05-02 | 2020-05-02 | Trina Solar | TSM-260 PD05.08 | Solar Panels |  | 0.26 | 9 | 185 | 23 |  | Fixed | Roof
Solar Registration Program | NJSRRE1540908636 | Westampton | 8060 | 13 | 8.06 | Residential | Yes | Behind the Meter | Vivint Solar Developer, LLC | PSE&G | Accepted | 2019-04-30 | 2019-05-02 | 2020-05-02 | Trina Solar | TSM-260 PD05.08 | Solar Panels |  | 0.26 | 12 | 275 | 23 |  | Fixed | Roof
Solar Registration Program | NJSRRE1540908636 | Westampton | 8060 | 13 | 8.06 | Residential | Yes | Behind the Meter | Vivint Solar Developer, LLC | PSE&G | Accepted | 2019-04-30 | 2019-05-02 | 2020-05-02 | Trina Solar | TSM-260 PD05.08 | Solar Panels |  | 0.26 | 10 | 95 | 23 |  | Fixed | Roof
Solar Registration Program | NJSRRE1540908636 | Westampton | 8060 | 13 | 8.06 | Residential | Yes | Behind the Meter | Vivint Solar Developer, LLC | PSE&G | Accepted | 2019-04-30 | 2019-05-02 | 2020-05-02 | Enphase Energy | M215-60-2LL-S22-IG | Inverters | 215 |  | 31 |  |  | 0.96 |  | Other | Underneath each module.
Solar Registration Program | NJSRRE1540969491 | Newark | 7108 | 9 | 8.06 | Residential | Yes | Behind the Meter | Suntuity Solar LLC | PSE&G | Accepted | 2019-05-08 | 2019-05-10 | 2020-05-10 | Yingli Green Energy | YL310D-30b | Solar Panels |  | 0.31 | 14 | 105 | 27 |  | Fixed | Roof
Solar Registration Program | NJSRRE1540969491 | Newark | 7108 | 9 | 8.06 | Residential | Yes | Behind the Meter | Suntuity Solar LLC | PSE&G | Accepted | 2019-05-08 | 2019-05-10 | 2020-05-10 | Yingli Green Energy | YL310D-30b | Solar Panels |  | 0.31 | 12 | 285 | 27 |  | Fixed | Roof
Solar Registration Program | NJSRRE1540969491 | Newark | 7108 | 9 | 8.06 | Residential | Yes | Behind the Meter | Suntuity Solar LLC | PSE&G | Accepted | 2019-05-08 | 2019-05-10 | 2020-05-10 | Enphase Energy | YL310D-30b | Inverters | 240 |  | 26 |  |  | 0.97 |  | Outdoor | Behind the PV Modules
Solar Registration Program | NJSRRE1540979925 | Irvington | 7111 | 9 | 8.06 | Residential | Yes | Behind the Meter | Suntuity Solar LLC | PSE&G | Accepted | 2019-05-10 | 2019-05-14 | 2020-05-14 | Yingli Green Energy | YL310D-30b | Solar Panels |  | 0.31 | 26 | 225 | 42 |  | Fixed | Roof
Solar Registration Program | NJSRRE1540979925 | Irvington | 7111 | 9 | 8.06 | Residential | Yes | Behind the Meter | Suntuity Solar LLC | PSE&G | Accepted | 2019-05-10 | 2019-05-14 | 2020-05-14 | Enphase Energy | IQ7-60-2-US | Inverters | 240 |  | 26 |  |  | 0.97 |  | Outdoor | Behind the PV Modules
Solar Registration Program | NJSRRE1540979986 | Sewell | 8080 | 15 | 8.06 | Residential | Yes | Behind the Meter | Suntuity Solar LLC | AC Electric | Accepted | 2019-05-10 | 2019-05-14 | 2020-05-14 | Yingli Green Energy | YL310D-30b | Solar Panels |  | 0.31 | 3 | 177 | 35 |  | Fixed | Roof
Solar Registration Program | NJSRRE1540979986 | Sewell | 8080 | 15 | 8.06 | Residential | Yes | Behind the Meter | Suntuity Solar LLC | AC Electric | Accepted | 2019-05-10 | 2019-05-14 | 2020-05-14 | Yingli Green Energy | YL310D-30b | Solar Panels |  | 0.31 | 23 | 267 | 25 |  | Fixed | Roof
Solar Registration Program | NJSRRE1540979986 | Sewell | 8080 | 15 | 8.06 | Residential | Yes | Behind the Meter | Suntuity Solar LLC | AC Electric | Accepted | 2019-05-10 | 2019-05-14 | 2020-05-14 | Enphase Energy | IQ7-60-2-US | Inverters | 240 |  | 26 |  |  | 0.97 |  | Outdoor | Behind the PV Modules
Solar Registration Program | NJSRRE1540982591 | Raritan | 8869 | 5 | 8.06 | Residential | Yes | Behind the Meter | Suntuity Solar LLC | PSE&G | Accepted | 2019-05-13 | 2019-05-15 | 2020-05-15 | Yingli Green Energy | YL310D-30b | Solar Panels |  | 0.31 | 20 | 168 | 37 |  | Fixed | Roof
Solar Registration Program | NJSRRE1540982591 | Raritan | 8869 | 5 | 8.06 | Residential | Yes | Behind the Meter | Suntuity Solar LLC | PSE&G | Accepted | 2019-05-13 | 2019-05-15 | 2020-05-15 | Yingli Green Energy | YL310D-30b | Solar Panels |  | 0.31 | 6 | 168 | 37 |  | Fixed | Roof
Solar Registration Program | NJSRRE1540982591 | Raritan | 8869 | 5 | 8.06 | Residential | Yes | Behind the Meter | Suntuity Solar LLC | PSE&G | Accepted | 2019-05-13 | 2019-05-15 | 2020-05-15 | Enphase Energy | IQ7-60-2-US | Inverters | 240 |  | 26 |  |  | 0.97 |  | Outdoor | Behind the PV Modules
Solar Registration Program | NJSRRE1540987366 | Millville | 8332 | 20 | 8.06 | Residential | Yes | Behind the Meter | Suntuity Solar LLC | AC Electric | Accepted | 2019-05-14 | 2019-05-16 | 2020-05-16 | Yingli Green Energy | YL310D-30b | Solar Panels |  | 0.31 | 6 | 180 | 18 |  | Fixed | Roof
Solar Registration Program | NJSRRE1540987366 | Millville | 8332 | 20 | 8.06 | Residential | Yes | Behind the Meter | Suntuity Solar LLC | AC Electric | Accepted | 2019-05-14 | 2019-05-16 | 2020-05-16 | Yingli Green Energy | YL310D-30b | Solar Panels |  | 0.31 | 20 | 90 | 18 |  | Fixed | Roof
Solar Registration Program | NJSRRE1540987366 | Millville | 8332 | 20 | 8.06 | Residential | Yes | Behind the Meter | Suntuity Solar LLC | AC Electric | Accepted | 2019-05-14 | 2019-05-16 | 2020-05-16 | Enphase Energy | IQ7-60-2-US | Inverters | 240 |  | 26 |  |  | 0.97 |  | Outdoor | Behind the PV Modules
Solar Registration Program | NJSRRE1541027734 | Howell | 7731 | 17 | 8.06 | Residential | Yes | Behind the Meter | Suntuity Solar LLC | JCP&L | Accepted | 2019-05-21 | 2019-05-24 | 2020-05-24 | Yingli Green Energy | YL310D-30b | Solar Panels |  | 0.31 | 18 | 136 | 21 |  | Fixed | Roof
Solar Registration Program | NJSRRE1541027734 | Howell | 7731 | 17 | 8.06 | Residential | Yes | Behind the Meter | Suntuity Solar LLC | JCP&L | Accepted | 2019-05-21 | 2019-05-24 | 2020-05-24 | Yingli Green Energy | YL310D-30b | Solar Panels |  | 0.31 | 8 | 136 | 21 |  | Fixed | Roof
Solar Registration Program | NJSRRE1541027734 | Howell | 7731 | 17 | 8.06 | Residential | Yes | Behind the Meter | Suntuity Solar LLC | JCP&L | Accepted | 2019-05-21 | 2019-05-24 | 2020-05-24 | Enphase Energy | IQ7-60-2-US | Inverters | 240 |  | 26 |  |  | 0.97 |  | Outdoor | Behind the PV Modules
Solar Registration Program | NJSRRE1541037798 | Barrington | 8007 | 14 | 8.06 | Residential | Yes | Behind the Meter | Suntuity Solar LLC | PSE&G | Accepted | 2019-05-23 | 2019-05-28 | 2020-05-28 | Yingli Green Energy | YL310D-30b | Solar Panels |  | 0.31 | 6 | 57 | 45 |  | Fixed | Roof
Solar Registration Program | NJSRRE1541037798 | Barrington | 8007 | 14 | 8.06 | Residential | Yes | Behind the Meter | Suntuity Solar LLC | PSE&G | Accepted | 2019-05-23 | 2019-05-28 | 2020-05-28 | Yingli Green Energy | YL310D-30b | Solar Panels |  | 0.31 | 8 | 147 | 26 |  | Fixed | Roof
Solar Registration Program | NJSRRE1541037798 | Barrington | 8007 | 14 | 8.06 | Residential | Yes | Behind the Meter | Suntuity Solar LLC | PSE&G | Accepted | 2019-05-23 | 2019-05-28 | 2020-05-28 | Yingli Green Energy | YL310D-30b | Solar Panels |  | 0.31 | 4 | 237 | 42 |  | Fixed | Roof
Solar Registration Program | NJSRRE1541037798 | Barrington | 8007 | 14 | 8.06 | Residential | Yes | Behind the Meter | Suntuity Solar LLC | PSE&G | Accepted | 2019-05-23 | 2019-05-28 | 2020-05-28 | Yingli Green Energy | YL310D-30b | Solar Panels |  | 0.31 | 8 | 147 | 8 |  | Fixed | Roof
Solar Registration Program | NJSRRE1541037798 | Barrington | 8007 | 14 | 8.06 | Residential | Yes | Behind the Meter | Suntuity Solar LLC | PSE&G | Accepted | 2019-05-23 | 2019-05-28 | 2020-05-28 | Enphase Energy | IQ7-60-2-US | Inverters | 240 |  | 26 |  |  | 0.97 |  | Outdoor | Behind the PV Modules
Solar Registration Program | NJSRRE1541046699 | Franklin Township | 8360 | 20 | 8.06 | Residential | Yes | Behind the Meter | Suntuity Solar LLC | AC Electric | Accepted | 2019-05-28 | 2019-05-30 | 2020-05-30 | Yingli Green Energy | YL310D-30b | Solar Panels |  | 0.31 | 26 | 178 | 28 |  | Fixed | Roof
Solar Registration Program | NJSRRE1541046699 | Franklin Township | 8360 | 20 | 8.06 | Residential | Yes | Behind the Meter | Suntuity Solar LLC | AC Electric | Accepted | 2019-05-28 | 2019-05-30 | 2020-05-30 | Enphase Energy | IQ7-60-2-US | Inverters | 240 |  | 26 |  |  | 0.97 |  | Outdoor | Behind the PV modules
Solar Registration Program | NJSRRE1541131260 | Turnersville | 8012 | 14 | 8.06 | Residential | No | Behind the Meter | Suntuity Solar LLC | AC Electric | Accepted | 2019-06-11 | 2019-06-13 | 2020-06-13 | Yingli Green Energy | YL310D-30b | Solar Panels |  | 0.31 | 11 | 220 | 26 |  | Fixed | Roof
Solar Registration Program | NJSRRE1541131260 | Turnersville | 8012 | 14 | 8.06 | Residential | No | Behind the Meter | Suntuity Solar LLC | AC Electric | Accepted | 2019-06-11 | 2019-06-13 | 2020-06-13 | Yingli Green Energy | YL310D-30b | Solar Panels |  | 0.31 | 15 | 220 | 26 |  | Fixed | Roof
Solar Registration Program | NJSRRE1541131260 | Turnersville | 8012 | 14 | 8.06 | Residential | No | Behind the Meter | Suntuity Solar LLC | AC Electric | Accepted | 2019-06-11 | 2019-06-13 | 2020-06-13 | Enphase Energy | IQ7-60-2-US | Inverters | 240 |  | 26 |  |  | 0.97 |  | Outdoor | Behind the PV Modules
Solar Registration Program | NJSRRE1541614575 | West Deptford | 8086 | 15 | 8.06 | Residential | No | Behind the Meter | Green Power Energy | PSE&G | Accepted | 2019-07-05 | 2019-07-09 | 2020-07-09 | Silfab | SLA-M 310 | Solar Panels |  | 0.31 | 12 | 248 | 27 |  | Fixed | Roof
Solar Registration Program | NJSRRE1541614575 | West Deptford | 8086 | 15 | 8.06 | Residential | No | Behind the Meter | Green Power Energy | PSE&G | Accepted | 2019-07-05 | 2019-07-09 | 2020-07-09 | Silfab | SLA-M 310 | Solar Panels |  | 0.31 | 14 | 251 | 23 |  | Fixed | Roof
Solar Registration Program | NJSRRE1541614575 | West Deptford | 8086 | 15 | 8.06 | Residential | No | Behind the Meter | Green Power Energy | PSE&G | Accepted | 2019-07-05 | 2019-07-09 | 2020-07-09 | Solar Edge | SE7600H-US | Inverters | 7600 |  | 1 |  |  | 0.97 |  | Outside | next to meter
Solar Registration Program | NJSRRE1541623264 | Raritan | 8869 | 5 | 8.06 | Residential | Yes | Behind the Meter | Suntuity Solar LLC | PSE&G | Accepted | 2019-07-09 | 2019-07-10 | 2020-07-10 | Yingli Green Energy | YL310D-30b | Solar Panels |  | 0.31 | 13 | 166 | 18 |  | Fixed | Roof
Solar Registration Program | NJSRRE1541623264 | Raritan | 8869 | 5 | 8.06 | Residential | Yes | Behind the Meter | Suntuity Solar LLC | PSE&G | Accepted | 2019-07-09 | 2019-07-10 | 2020-07-10 | Yingli Green Energy | YL310D-30b | Solar Panels |  | 0.31 | 6 | 166 | 20 |  | Fixed | Roof
Solar Registration Program | NJSRRE1541623264 | Raritan | 8869 | 5 | 8.06 | Residential | Yes | Behind the Meter | Suntuity Solar LLC | PSE&G | Accepted | 2019-07-09 | 2019-07-10 | 2020-07-10 | Yingli Green Energy | YL310D-30b | Solar Panels |  | 0.31 | 7 | 346 | 18 |  | Fixed | Roof
Solar Registration Program | NJSRRE1541623264 | Raritan | 8869 | 5 | 8.06 | Residential | Yes | Behind the Meter | Suntuity Solar LLC | PSE&G | Accepted | 2019-07-09 | 2019-07-10 | 2020-07-10 | Enphase Energy | IQ7-60-2-US | Inverters | 240 |  | 26 |  |  | 0.97 |  | Outdoor | Behind the PV Modules
Solar Registration Program | NJSRRE1541688290 | Williamstown | 8094 | 15 | 8.06 | Residential | Yes | Behind the Meter | Suntuity Solar LLC | AC Electric | Accepted | 2019-07-19 | 2019-07-23 | 2020-07-23 | Yingli Green Energy | YL310D-30b | Solar Panels |  | 0.31 | 13 | 198 | 20 |  | Fixed | Roof
Solar Registration Program | NJSRRE1541688290 | Williamstown | 8094 | 15 | 8.06 | Residential | Yes | Behind the Meter | Suntuity Solar LLC | AC Electric | Accepted | 2019-07-19 | 2019-07-23 | 2020-07-23 | Yingli Green Energy | YL310D-30b | Solar Panels |  | 0.31 | 13 | 288 | 20 |  | Fixed | Roof
Solar Registration Program | NJSRRE1541688290 | Williamstown | 8094 | 15 | 8.06 | Residential | Yes | Behind the Meter | Suntuity Solar LLC | AC Electric | Accepted | 2019-07-19 | 2019-07-23 | 2020-07-23 | Enphase Energy | IQ7-60-2-US | Inverters | 240 |  | 26 |  |  | 0.97 |  | Outdoor | Behind the PV Modules
Solar Registration Program | NJSRRE1541695955 | Del Haven | 8251 | 21 | 8.06 | Residential | Yes | Behind the Meter | All Season Solar | AC Electric | Final As-Built Received | 2019-07-23 | 2019-07-25 | 2020-07-25 | Trina | TSM DD05A.05II 310 AUG2019 | Solar Panels |  | 0.31 | 6 | 33 | 22 |  | Fixed | Roof
Solar Registration Program | NJSRRE1541695955 | Del Haven | 8251 | 21 | 8.06 | Residential | Yes | Behind the Meter | All Season Solar | AC Electric | Final As-Built Received | 2019-07-23 | 2019-07-25 | 2020-07-25 | Trina | TSM DD05A.05II 310 AUG2019 | Solar Panels |  | 0.31 | 20 | 213 | 22 |  | Fixed | Roof
Solar Registration Program | NJSRRE1541695955 | Del Haven | 8251 | 21 | 8.06 | Residential | Yes | Behind the Meter | All Season Solar | AC Electric | Final As-Built Received | 2019-07-23 | 2019-07-25 | 2020-07-25 | Itron | Centron | Meters |  |  | 1 |  |  |  | Yes | Outdoor
Solar Registration Program | NJSRRE1541695955 | Del Haven | 8251 | 21 | 8.06 | Residential | Yes | Behind the Meter | All Season Solar | AC Electric | Final As-Built Received | 2019-07-23 | 2019-07-25 | 2020-07-25 | Enphase | IQ7 | Inverters | 240 |  | 26 |  |  | 0.97 |  | Outdoor | Under Module
Solar Registration Program | NJSRRE1541790190 | Somerset | 8873 | 5 | 8.06 | Residential | Yes | Behind the Meter | Suntuity Solar LLC | PSE&G | Accepted | 2019-08-06 | 2019-08-08 | 2020-08-08 | Yingli Solar | YL310D-30b | Solar Panels |  | 0.31 | 20 | 127 | 20 |  | Fixed | Roof
Solar Registration Program | NJSRRE1541790190 | Somerset | 8873 | 5 | 8.06 | Residential | Yes | Behind the Meter | Suntuity Solar LLC | PSE&G | Accepted | 2019-08-06 | 2019-08-08 | 2020-08-08 | Yingli Solar | YL310D-30b | Solar Panels |  | 0.31 | 6 | 127 | 21 |  | Fixed | Roof
Solar Registration Program | NJSRRE1541790190 | Somerset | 8873 | 5 | 8.06 | Residential | Yes | Behind the Meter | Suntuity Solar LLC | PSE&G | Accepted | 2019-08-06 | 2019-08-08 | 2020-08-08 | Enphase Energy | IQ7-60-2-US | Inverters | 240 |  | 26 |  |  | 0.97 |  | Outdoor | Behind the PV modules
Solar Registration Program | NJSRRE1541790191 | Cookstown | 8511 | 13 | 8.06 | Residential | Yes | Behind the Meter | Suntuity Solar LLC | JCP&L | Accepted | 2019-08-06 | 2019-08-08 | 2020-08-08 | Yingli Solar | YL310D-30b | Solar Panels |  | 0.31 | 26 | 99 | 19 |  | Fixed | Roof
Solar Registration Program | NJSRRE1541790191 | Cookstown | 8511 | 13 | 8.06 | Residential | Yes | Behind the Meter | Suntuity Solar LLC | JCP&L | Accepted | 2019-08-06 | 2019-08-08 | 2020-08-08 | Enphase Energy | IQ7-60-2-US | Inverters | 240 |  | 26 |  |  | 0.97 |  | Outdoor | Behind the PV modules
Solar Registration Program | NJSRRE1541814160 | Plainfield | 7062 | 10 | 8.06 | Residential | Yes | Behind the Meter | Suntuity Solar LLC | PSE&G | Accepted | 2019-08-10 | 2019-08-23 | 2020-08-23 | Yingli Green Energy | YL310D-30b | Solar Panels |  | 0.31 | 11 | 140 | 29 |  | Fixed | Roof
Solar Registration Program | NJSRRE1541814160 | Plainfield | 7062 | 10 | 8.06 | Residential | Yes | Behind the Meter | Suntuity Solar LLC | PSE&G | Accepted | 2019-08-10 | 2019-08-23 | 2020-08-23 | Yingli Green Energy | YL310D-30b | Solar Panels |  | 0.31 | 7 | 229 | 22 |  | Fixed | Roof
Solar Registration Program | NJSRRE1541814160 | Plainfield | 7062 | 10 | 8.06 | Residential | Yes | Behind the Meter | Suntuity Solar LLC | PSE&G | Accepted | 2019-08-10 | 2019-08-23 | 2020-08-23 | Yingli Green Energy | YL310D-30b | Solar Panels |  | 0.31 | 8 | 49 | 22 |  | Fixed | Roof
Solar Registration Program | NJSRRE1541814160 | Plainfield | 7062 | 10 | 8.06 | Residential | Yes | Behind the Meter | Suntuity Solar LLC | PSE&G | Accepted | 2019-08-10 | 2019-08-23 | 2020-08-23 | Enphase Energy | IQ7-60-2-US | Inverters | 240 |  | 26 |  |  | 0.97 |  | Outdoor | Behind the PV Modules
Solar Registration Program | NJSRRE1541815005 | Manahawkin | 8050 | 18 | 8.06 | Residential | Yes | Behind the Meter | Suntuity Solar LLC | AC Electric | Accepted | 2019-08-12 | 2019-08-23 | 2020-08-23 | Yingli Green Energy | YL310D-30b | Solar Panels |  | 0.31 | 26 | 239 | 19 |  | Fixed | Roof
Solar Registration Program | NJSRRE1541815005 | Manahawkin | 8050 | 18 | 8.06 | Residential | Yes | Behind the Meter | Suntuity Solar LLC | AC Electric | Accepted | 2019-08-12 | 2019-08-23 | 2020-08-23 | Enphase Energy | IQ7-60-2-US | Inverters | 240 |  | 26 |  |  | 0.97 |  | Outdoor | Behind the PV Modules
Solar Registration Program | NJSRRE1541851062 | Wyckoff | 7481 | 7 | 8.06 | Residential | No | Behind the Meter | Green Power Energy | PSE&G | Accepted | 2019-08-16 | 2019-08-23 | 2020-08-23 | Silfab | SLA-M 310 | Solar Panels |  | 0.31 | 2 | 21 | 30 |  | Fixed | Roof
Solar Registration Program | NJSRRE1541851062 | Wyckoff | 7481 | 7 | 8.06 | Residential | No | Behind the Meter | Green Power Energy | PSE&G | Accepted | 2019-08-16 | 2019-08-23 | 2020-08-23 | Silfab | SLA-M 310 | Solar Panels |  | 0.31 | 2 | 209 | 30 |  | Fixed | Roof
Solar Registration Program | NJSRRE1541851062 | Wyckoff | 7481 | 7 | 8.06 | Residential | No | Behind the Meter | Green Power Energy | PSE&G | Accepted | 2019-08-16 | 2019-08-23 | 2020-08-23 | Silfab | SLA-M 310 | Solar Panels |  | 0.31 | 2 | 201 | 30 |  | Fixed | Roof
Solar Registration Program | NJSRRE1541851062 | Wyckoff | 7481 | 7 | 8.06 | Residential | No | Behind the Meter | Green Power Energy | PSE&G | Accepted | 2019-08-16 | 2019-08-23 | 2020-08-23 | Silfab | SLA-M 310 | Solar Panels |  | 0.31 | 2 | 295 | 30 |  | Fixed | Roof
Solar Registration Program | NJSRRE1541851062 | Wyckoff | 7481 | 7 | 8.06 | Residential | No | Behind the Meter | Green Power Energy | PSE&G | Accepted | 2019-08-16 | 2019-08-23 | 2020-08-23 | Silfab | SLA-M 310 | Solar Panels |  | 0.31 | 5 | 27 | 30 |  | Fixed | Roof
Solar Registration Program | NJSRRE1541851062 | Wyckoff | 7481 | 7 | 8.06 | Residential | No | Behind the Meter | Green Power Energy | PSE&G | Accepted | 2019-08-16 | 2019-08-23 | 2020-08-23 | Silfab | SLA-M 310 | Solar Panels |  | 0.31 | 1 | 296 | 30 |  | Fixed | Roof
Solar Registration Program | NJSRRE1541851062 | Wyckoff | 7481 | 7 | 8.06 | Residential | No | Behind the Meter | Green Power Energy | PSE&G | Accepted | 2019-08-16 | 2019-08-23 | 2020-08-23 | Silfab | SLA-M 310 | Solar Panels |  | 0.31 | 2 | 291 | 30 |  | Fixed | Roof
Solar Registration Program | NJSRRE1541851062 | Wyckoff | 7481 | 7 | 8.06 | Residential | No | Behind the Meter | Green Power Energy | PSE&G | Accepted | 2019-08-16 | 2019-08-23 | 2020-08-23 | Silfab | SLA-M 310 | Solar Panels |  | 0.31 | 10 | 294 | 30 |  | Fixed | Roof
Solar Registration Program | NJSRRE1541851062 | Wyckoff | 7481 | 7 | 8.06 | Residential | No | Behind the Meter | Green Power Energy | PSE&G | Accepted | 2019-08-16 | 2019-08-23 | 2020-08-23 | Solar Edge | SE7600H-US | Inverters | 7600 |  | 1 |  |  | 0.97 |  | Outside | next to meter
Solar Registration Program | NJSRRE1541882899 | Woodbridge | 7001 | 11 | 8.06 | Residential | Yes | Behind the Meter | Suntuity Solar LLC | PSE&G | Accepted | 2019-08-24 | 2019-08-28 | 2020-08-28 | Yingli Solar | YL310D-30b | Solar Panels |  | 0.31 | 14 | 295 | 21 |  | Fixed | Roof
Solar Registration Program | NJSRRE1541882899 | Woodbridge | 7001 | 11 | 8.06 | Residential | Yes | Behind the Meter | Suntuity Solar LLC | PSE&G | Accepted | 2019-08-24 | 2019-08-28 | 2020-08-28 | Yingli Solar | YL310D-30b | Solar Panels |  | 0.31 | 12 | 115 | 21 |  | Fixed | Roof
Solar Registration Program | NJSRRE1541882899 | Woodbridge | 7001 | 11 | 8.06 | Residential | Yes | Behind the Meter | Suntuity Solar LLC | PSE&G | Accepted | 2019-08-24 | 2019-08-28 | 2020-08-28 | Enphase Energy | IQ7-60-2-US | Inverters | 240 |  | 26 |  |  | 0.97 |  | Outdoor | Behind the PV modules
Solar Registration Program | NJSRRE1541907924 | Long Branch | 7740 | 17 | 8.06 | Residential | No | Behind the Meter | Skyline Solar LLC | JCP&L | Accepted | 2019-08-29 | 2019-09-03 | 2020-09-03 | Axitec | 310M/60s | Solar Panels |  | 0.31 | 8 | 240 | 29 |  | Fixed | Roof
Solar Registration Program | NJSRRE1541907924 | Long Branch | 7740 | 17 | 8.06 | Residential | No | Behind the Meter | Skyline Solar LLC | JCP&L | Accepted | 2019-08-29 | 2019-09-03 | 2020-09-03 | Axitec | 310M/60s | Solar Panels |  | 0.31 | 4 | 330 | 1 |  | Fixed | Roof
Solar Registration Program | NJSRRE1541907924 | Long Branch | 7740 | 17 | 8.06 | Residential | No | Behind the Meter | Skyline Solar LLC | JCP&L | Accepted | 2019-08-29 | 2019-09-03 | 2020-09-03 | Axietc | 310M/60s | Solar Panels |  | 0.31 | 2 | 150 | 28 |  | Fixed | Roof
Solar Registration Program | NJSRRE1541907924 | Long Branch | 7740 | 17 | 8.06 | Residential | No | Behind the Meter | Skyline Solar LLC | JCP&L | Accepted | 2019-08-29 | 2019-09-03 | 2020-09-03 | Axitec | 310M/60s | Solar Panels |  | 0.31 | 8 | 150 | 1 |  | Fixed | Roof
Solar Registration Program | NJSRRE1541907924 | Long Branch | 7740 | 17 | 8.06 | Residential | No | Behind the Meter | Skyline Solar LLC | JCP&L | Accepted | 2019-08-29 | 2019-09-03 | 2020-09-03 | Axitec | 310M/60s | Solar Panels |  | 0.31 | 4 | 150 | 28 |  | Fixed | Roof
Solar Registration Program | NJSRRE1541907924 | Long Branch | 7740 | 17 | 8.06 | Residential | No | Behind the Meter | Skyline Solar LLC | JCP&L | Accepted | 2019-08-29 | 2019-09-03 | 2020-09-03 | Solaredge | SE6000H-US RGM | Inverters | 6000 |  | 1 |  |  | 0.99 |  | Outside | by meter
Solar Registration Program | NJSRRE1542161869 | Paterson | 7501 | 6 | 8.06 | Residential | No | Behind the Meter | Orbit Energy & Power, LLC | PSE&G | Accepted | 2019-09-04 | 2019-09-06 | 2020-09-06 | axitec | axitec 310 | Solar Panels |  | 0.31 | 14 | 101 | 35 |  | Fixed | Roof
Solar Registration Program | NJSRRE1542161869 | Paterson | 7501 | 6 | 8.06 | Residential | No | Behind the Meter | Orbit Energy & Power, LLC | PSE&G | Accepted | 2019-09-04 | 2019-09-06 | 2020-09-06 | axitec | axitec 310 | Solar Panels |  | 0.31 | 12 | 191 | 35 |  | Fixed | Roof
Solar Registration Program | NJSRRE1542161869 | Paterson | 7501 | 6 | 8.06 | Residential | No | Behind the Meter | Orbit Energy & Power, LLC | PSE&G | Accepted | 2019-09-04 | 2019-09-06 | 2020-09-06 | enphase | iq7 | Inverters | 240 |  | 26 |  |  | 0.986 |  | Outside | panel
Solar Registration Program | NJSRRE1542409169 | Centerton | 8318 | 16 | 8.06 | Residential | Yes | Behind the Meter | All Season Solar | AC Electric | Accepted | 2019-09-16 | 2019-09-18 | 2020-09-18 | Trina | TSm DD05H.05II 310W AUG 3019 | Solar Panels |  | 0.31 | 26 | 114 | 26 |  | Fixed | Roof
Solar Registration Program | NJSRRE1542428481 | Basking Ridge | 7920 | 5 | 8.06 | Residential | No | Behind the Meter | Reliable Power and Solar | JCP&L | Accepted | 2019-09-23 | 2019-09-25 | 2020-09-25 | trina | tsmdd05 | Solar Panels |  | 0.31 | 14 | 184 | 32 |  | Fixed | Roof | roof
Solar Registration Program | NJSRRE1542428481 | Basking Ridge | 7920 | 5 | 8.06 | Residential | No | Behind the Meter | Reliable Power and Solar | JCP&L | Accepted | 2019-09-23 | 2019-09-25 | 2020-09-25 | trina | tsmdd05 | Solar Panels |  | 0.31 | 12 | 184 | 32 |  | Fixed | Roof | roof
Solar Registration Program | NJSRRE1542428481 | Basking Ridge | 7920 | 5 | 8.06 | Residential | No | Behind the Meter | Reliable Power and Solar | JCP&L | Accepted | 2019-09-23 | 2019-09-25 | 2020-09-25 | Enphase | IQ7 | Inverters | 240 |  | 26 |  |  | 0.97 |  | Outdoor | roof
Solar Registration Program | NJSRRE1542431416 | Freehold | 7728 | 17 | 8.06 | Residential | No | Behind the Meter | Green Power Energy | JCP&L | Accepted | 2019-09-24 | 2019-09-26 | 2020-09-26 | Silfab | SLA-M 310 | Solar Panels |  | 0.31 | 12 | 195 | 32 |  | Fixed | Roof
Solar Registration Program | NJSRRE1542431416 | Freehold | 7728 | 17 | 8.06 | Residential | No | Behind the Meter | Green Power Energy | JCP&L | Accepted | 2019-09-24 | 2019-09-26 | 2020-09-26 | Silfab | SLA-M 310 | Solar Panels |  | 0.31 | 14 | 195 | 30 |  | Fixed | Roof
Solar Registration Program | NJSRRE1542431416 | Freehold | 7728 | 17 | 8.06 | Residential | No | Behind the Meter | Green Power Energy | JCP&L | Accepted | 2019-09-24 | 2019-09-26 | 2020-09-26 | Solar Edge | SE7600H-US | Inverters | 7600 |  | 1 |  |  | 0.97 |  | Outside | next to meter
Solar Registration Program | NJSRRE1542441093 | Burlington TWP | 8016 | 13 | 8.06 | Residential | Yes | Behind the Meter | 1st Light Energy Inc | PSE&G | Accepted | 2019-09-25 | 2019-09-27 | 2020-09-27 | Longi | LR6-60HPB-310M | Solar Panels |  | 0.31 | 26 | 214 | 23 |  | Fixed | Roof
Solar Registration Program | NJSRRE1542441093 | Burlington TWP | 8016 | 13 | 8.06 | Residential | Yes | Behind the Meter | 1st Light Energy Inc | PSE&G | Accepted | 2019-09-25 | 2019-09-27 | 2020-09-27 | SMA | SB 7.0-US (240V) | Inverters | 7000 |  | 1 |  |  | 0.98 |  | Outside | within 10 feet of meter
Solar Registration Program | NJSRRE1542500849 | Margate | 8402 | 19 | 8.06 | Residential | No | Behind the Meter | All Season Solar | AC Electric | Accepted | 2019-10-03 | 2019-10-08 | 2020-10-08 | Certain Teed | CT310MXX-03 | Solar Panels |  | 0.31 | 13 | 142 | 26 |  | Fixed | Roof
Solar Registration Program | NJSRRE1542500849 | Margate | 8402 | 19 | 8.06 | Residential | No | Behind the Meter | All Season Solar | AC Electric | Accepted | 2019-10-03 | 2019-10-08 | 2020-10-08 | Certain Teed | CT310MXX-03 | Solar Panels |  | 0.31 | 13 | 142 | 26 |  | Fixed | Roof
Solar Registration Program | NJSRRE1542500849 | Margate | 8402 | 19 | 8.06 | Residential | No | Behind the Meter | All Season Solar | AC Electric | Accepted | 2019-10-03 | 2019-10-08 | 2020-10-08 | Enphase | IQ7 | Inverters | 240 |  | 26 |  |  | 0.97 |  | Outdoor | Under Module
Solar Registration Program | NJSRRE1542501223 | Pedricktown | 8067 | 16 | 8.06 | Residential | Yes | Behind the Meter | 1st Light Energy Inc | AC Electric | Accepted | 2019-10-03 | 2019-10-08 | 2020-10-08 | Longi | LR6-60HPB-310M | Solar Panels |  | 0.31 | 15 | 18 | 259 |  | Fixed | Roof
Solar Registration Program | NJSRRE1542501223 | Pedricktown | 8067 | 16 | 8.06 | Residential | Yes | Behind the Meter | 1st Light Energy Inc | AC Electric | Accepted | 2019-10-03 | 2019-10-08 | 2020-10-08 | Longi | LR6-60HPB-310M | Solar Panels |  | 0.31 | 11 | 79 | 18 |  | Fixed | Roof
Solar Registration Program | NJSRRE1542501223 | Pedricktown | 8067 | 16 | 8.06 | Residential | Yes | Behind the Meter | 1st Light Energy Inc | AC Electric | Accepted | 2019-10-03 | 2019-10-08 | 2020-10-08 | SMA | SB 7.0-US (240V) | Inverters | 7000 |  | 1 |  |  | 0.98 |  | Outside | within 10 feet of meter
Solar Registration Program | NJSRRE1542501311 | Lawrence TWP | 8648 | 12 | 8.06 | Residential | No | Behind the Meter | 1st Light Energy Inc | PSE&G | Accepted | 2019-10-03 | 2019-10-08 | 2020-10-08 | Longi | LR6-60HPB-310M | Solar Panels |  | 0.31 | 11 | 135 | 9 |  | Fixed | Roof
Solar Registration Program | NJSRRE1542501311 | Lawrence TWP | 8648 | 12 | 8.06 | Residential | No | Behind the Meter | 1st Light Energy Inc | PSE&G | Accepted | 2019-10-03 | 2019-10-08 | 2020-10-08 | Longi | LR6-60HPB-310M | Solar Panels |  | 0.31 | 15 | 138 | 18 |  | Fixed | Roof
Solar Registration Program | NJSRRE1542501311 | Lawrence TWP | 8648 | 12 | 8.06 | Residential | No | Behind the Meter | 1st Light Energy Inc | PSE&G | Accepted | 2019-10-03 | 2019-10-08 | 2020-10-08 | SMA | SB 7.0-US (240V) | Inverters | 7000 |  | 1 |  |  | 0.97 |  | Outside | within 10 feet of meter
Solar Registration Program | NJSRRE1542501327 | Penns Grove | 8069 | 16 | 8.06 | Residential | Yes | Behind the Meter | 1st Light Energy Inc | AC Electric | Accepted | 2019-10-03 | 2019-10-08 | 2020-10-08 | Longi | LR6-60HPB-310M | Solar Panels |  | 0.31 | 26 | 123 | 30 |  | Fixed | Roof
Solar Registration Program | NJSRRE1542501327 | Penns Grove | 8069 | 16 | 8.06 | Residential | Yes | Behind the Meter | 1st Light Energy Inc | AC Electric | Accepted | 2019-10-03 | 2019-10-08 | 2020-10-08 | SMA | SB 7.0-US (240V) | Inverters | 7000 |  | 1 |  |  | 0.97 |  | Outside | within 10 feet of meter
Solar Registration Program | NJSRRE1542525260 | Bridgeton | 8302 | 20 | 8.06 | Residential | Yes | Behind the Meter | All Season Solar | AC Electric | Accepted | 2019-10-10 | 2019-10-14 | 2020-10-14 | Trina | TSM DD05H.05II 310W AUG 2019 | Solar Panels |  | 0.31 | 3 | 211 | 31 |  | Fixed | Roof
Solar Registration Program | NJSRRE1542525260 | Bridgeton | 8302 | 20 | 8.06 | Residential | Yes | Behind the Meter | All Season Solar | AC Electric | Accepted | 2019-10-10 | 2019-10-14 | 2020-10-14 | Trina | TSM DD05H.05II 310W AUG 2019 | Solar Panels |  | 0.31 | 23 | 211 | 30 |  | Fixed | Roof
Solar Registration Program | NJSRRE1542525260 | Bridgeton | 8302 | 20 | 8.06 | Residential | Yes | Behind the Meter | All Season Solar | AC Electric | Accepted | 2019-10-10 | 2019-10-14 | 2020-10-14 | Enphase | IQ7 | Inverters | 240 |  | 26 |  |  | 0.97 |  | Outdoor | Under Module
Solar Registration Program | NJSRRE1542544255 | Roxbury Township | 7852 | 3 | 8.06 | Residential | No | Behind the Meter | Whitman Construction, LLC | JCP&L | Accepted | 2019-10-17 | 2019-10-17 | 2020-10-17 | Trina Solar | TSM-310DD05A | Solar Panels |  | 0.31 | 8 | 247 | 37 |  | Fixed | Roof
Solar Registration Program | NJSRRE1542544255 | Roxbury Township | 7852 | 3 | 8.06 | Residential | No | Behind the Meter | Whitman Construction, LLC | JCP&L | Accepted | 2019-10-17 | 2019-10-17 | 2020-10-17 | Trina solar | TSM-310DD05A | Solar Panels |  | 0.31 | 18 | 247 | 37 |  | Fixed | Roof
Solar Registration Program | NJSRRE1542544255 | Roxbury Township | 7852 | 3 | 8.06 | Residential | No | Behind the Meter | Whitman Construction, LLC | JCP&L | Accepted | 2019-10-17 | 2019-10-17 | 2020-10-17 | Enphase Energy | IQ7-60-2-US | Inverters | 0.24 |  | 26 |  |  | 0.976 |  | Outside | roof
Solar Registration Program | NJSRRE1542546440 | Hillsborough | 8844 | 5 | 8.06 | Residential | No | Behind the Meter | Greentech Solar USA LLC | PSE&G | Accepted | 2019-10-16 | 2019-10-18 | 2020-10-18 | Trina | TSM-DD5A310M | Solar Panels |  | 0.31 | 26 | 210 | 36 |  | Fixed | Roof
Solar Registration Program | NJSRRE1542546440 | Hillsborough | 8844 | 5 | 8.06 | Residential | No | Behind the Meter | Greentech Solar USA LLC | PSE&G | Accepted | 2019-10-16 | 2019-10-18 | 2020-10-18 | Growatt | 7600MTLP-US | Inverters | 760 |  | 1 |  |  | 0.95 |  | Indoor | Basement Wall
Solar Registration Program | NJSRRE1542548412 | Carlstadt | 7072 | 7 | 8.06 | Residential | No | Behind the Meter | Power Home Remodeling Group | PSE&G | Accepted | 2019-10-16 | 2019-10-18 | 2020-10-18 | Mission | Mission 310w MSE310SQ8T | Solar Panels |  | 0.31 | 26 | 216 | 23 |  | Fixed | Roof
Solar Registration Program | NJSRRE1542548412 | Carlstadt | 7072 | 7 | 8.06 | Residential | No | Behind the Meter | Power Home Remodeling Group | PSE&G | Accepted | 2019-10-16 | 2019-10-18 | 2020-10-18 | Solar Edge | SE7600H-US | Inverters | 7600 |  | 1 |  |  | 0.99 |  | Outdoor | Near meter
Solar Registration Program | NJSRRE1542548412 | Carlstadt | 7072 | 7 | 8.06 | Residential | No | Behind the Meter | Power Home Remodeling Group | PSE&G | Accepted | 2019-10-16 | 2019-10-18 | 2020-10-18 | Solar Edge | Revenue Grade Data Ansi C12.20 | Meters |  |  | 1 |  |  |  | Yes
Solar Registration Program | NJSRRE1542738243 | Leesburg | 8327 | 20 | 8.06 | Residential | Yes | Behind the Meter | All Season Solar | AC Electric | Accepted | 2019-10-29 | 2019-10-31 | 2020-10-31 | Trina | TSM DD05H.05 II 310W AUG 2019 | Solar Panels |  | 0.31 | 4 | 261 | 12 |  | Fixed | Roof
Solar Registration Program | NJSRRE1542738243 | Leesburg | 8327 | 20 | 8.06 | Residential | Yes | Behind the Meter | All Season Solar | AC Electric | Accepted | 2019-10-29 | 2019-10-31 | 2020-10-31 | Trina | TSM DD05H.05 II 310W AUG 2019 | Solar Panels |  | 0.31 | 8 | 261 | 48 |  | Fixed | Roof
Solar Registration Program | NJSRRE1542738243 | Leesburg | 8327 | 20 | 8.06 | Residential | Yes | Behind the Meter | All Season Solar | AC Electric | Accepted | 2019-10-29 | 2019-10-31 | 2020-10-31 | Trina | TSM DD05H.05 II 310W AUG 2019 | Solar Panels |  | 0.31 | 6 | 171 | 52 |  | Fixed | Roof
Solar Registration Program | NJSRRE1542738243 | Leesburg | 8327 | 20 | 8.06 | Residential | Yes | Behind the Meter | All Season Solar | AC Electric | Accepted | 2019-10-29 | 2019-10-31 | 2020-10-31 | Trina | TSM DD05H.05 II 310W AUG 2019 | Solar Panels |  | 0.31 | 8 | 171 | 12 |  | Fixed | Roof
Solar Registration Program | NJSRRE1542738243 | Leesburg | 8327 | 20 | 8.06 | Residential | Yes | Behind the Meter | All Season Solar | AC Electric | Accepted | 2019-10-29 | 2019-10-31 | 2020-10-31 | Enphase | IQ7 | Inverters | 240 |  | 26 |  |  | 0.97 |  | Outdoor | Under Module
Solar Registration Program | NJSRRE1542779369 | Tuckerton | 8087 | 18 | 8.06 | Residential | Yes | Behind the Meter | Reliable Power and Solar | AC Electric | Accepted | 2019-10-30 | 2019-11-01 | 2020-11-01 | trina | tsmdd05 | Solar Panels |  | 0.31 | 26 | 157 | 26 |  | Fixed | Roof | roof
Solar Registration Program | NJSRRE1542779369 | Tuckerton | 8087 | 18 | 8.06 | Residential | Yes | Behind the Meter | Reliable Power and Solar | AC Electric | Accepted | 2019-10-30 | 2019-11-01 | 2020-11-01 | Enphase | IQ7 | Inverters | 240 |  | 26 |  |  | 0.97 |  | Outdoor | roof
Solar Registration Program | NJSRRE1543046374 | Willingboro | 8046 | 13 | 8.06 | Residential | Yes | Behind the Meter | Palmetto Solar LLC | PSE&G | Accepted | 2019-11-07 | 2019-11-12 | 2020-11-12 | Hanwha | All Black Module 310W | Solar Panels |  | 0.31 | 26 | 180 | 25 |  | Fixed | Roof
Solar Registration Program | NJSRRE1543046374 | Willingboro | 8046 | 13 | 8.06 | Residential | Yes | Behind the Meter | Palmetto Solar LLC | PSE&G | Accepted | 2019-11-07 | 2019-11-12 | 2020-11-12 | SolarEdge | SE7600H-US | Inverters | 7600 |  | 1 |  |  | 0.98 |  | Outside | side of the house
Solar Registration Program | NJSRRE1543182113 | Paulsboro | 8066 | 15 | 8.06 | Residential | Yes | Behind the Meter | Bright Planet Solar | AC Electric | Accepted | 2019-11-13 | 2019-11-18 | 2020-11-18 | LONGI | LR6-60PB-310M | Solar Panels |  | 0.31 | 9 | 71 | 40 |  | Fixed | Roof
Solar Registration Program | NJSRRE1543182113 | Paulsboro | 8066 | 15 | 8.06 | Residential | Yes | Behind the Meter | Bright Planet Solar | AC Electric | Accepted | 2019-11-13 | 2019-11-18 | 2020-11-18 | LONGI | LR6-60PB-310M | Solar Panels |  | 0.31 | 17 | 251 | 43 |  | Fixed | Roof
Solar Registration Program | NJSRRE1543182113 | Paulsboro | 8066 | 15 | 8.06 | Residential | Yes | Behind the Meter | Bright Planet Solar | AC Electric | Accepted | 2019-11-13 | 2019-11-18 | 2020-11-18 | SOLAR EDGE | SE7600H-USRGM | Inverters | 7600 |  | 1 |  |  | 0.98 |  | Outdoor | NEXT TO METER
Solar Registration Program | NJSRRE1543315708 | Allentown | 8501 | 17 | 8.06 | Residential | Yes | Behind the Meter | Solar Energy World | JCP&L | Accepted | 2019-11-14 | 2019-11-19 | 2020-11-19 | LONGi Green Energy Technology | LR6-60PE-310M | Solar Panels |  | 0.31 | 26 | 173 | 18 |  | Fixed | Roof
Solar Registration Program | NJSRRE1543315708 | Allentown | 8501 | 17 | 8.06 | Residential | Yes | Behind the Meter | Solar Energy World | JCP&L | Accepted | 2019-11-14 | 2019-11-19 | 2020-11-19 | Solar Edge | SE7600H-USRGM | Inverters | 7600 |  | 1 |  |  | 0.983 |  | Outdoor | near meter
Solar Registration Program | NJSRRE1543315728 | Collingswood | 8108 | 14 | 8.06 | Residential | Yes | Behind the Meter | Solar Energy World | PSE&G | Accepted | 2019-11-14 | 2019-11-19 | 2020-11-19 | LONGi Green Energy Technology | LR6-60PE-310M | Solar Panels |  | 0.31 | 26 | 199 | 39 |  | Fixed | Roof
Solar Registration Program | NJSRRE1543315728 | Collingswood | 8108 | 14 | 8.06 | Residential | Yes | Behind the Meter | Solar Energy World | PSE&G | Accepted | 2019-11-14 | 2019-11-19 | 2020-11-19 | Solar Edge | SE10000H-USRGM | Inverters | 10000 |  | 1 |  |  | 0.98 |  | Outdoor | near meter
Solar Registration Program | NJSRRE1543418558 | Cherry Hill | 8003 | 14 | 8.06 | Residential | No | Behind the Meter | Advanced Renewable Solutions | PSE&G | Accepted | 2019-11-18 | 2019-11-21 | 2020-11-21 | TRINA SOLAR | TSM-310DD05A.05 | Solar Panels |  | 0.31 | 26 | 240 | 24 |  | Fixed | Roof
Solar Registration Program | NJSRRE1543418558 | Cherry Hill | 8003 | 14 | 8.06 | Residential | No | Behind the Meter | Advanced Renewable Solutions | PSE&G | Accepted | 2019-11-18 | 2019-11-21 | 2020-11-21 | SOLAR EDGE | SE6000H-US000N-NC2 | Inverters | 6000 |  | 1 |  |  | 0.992 |  | Outdoor | Wall mounted, adjacent to Utility Meter and Disconnect
Solar Registration Program | NJSRRE1543434886 | Pomona | 8240 | 19 | 8.06 | Residential | Yes | Behind the Meter | All Season Solar | AC Electric | Accepted | 2019-11-21 | 2019-11-26 | 2020-11-26 | Trina | TSM DD05H.05II 310W AUG 2019 | Solar Panels |  | 0.31 | 26 | 131 | 23 |  | Fixed | Roof
Solar Registration Program | NJSRRE1543434886 | Pomona | 8240 | 19 | 8.06 | Residential | Yes | Behind the Meter | All Season Solar | AC Electric | Accepted | 2019-11-21 | 2019-11-26 | 2020-11-26 | Enphase | IQ7 | Inverters | 240 |  | 26 |  |  | 0.97 |  | Outdoor | Under Module
Solar Registration Program | NJSRRE1543441703 | Haddon Heights | 8035 | 14 | 8.06 | Residential | No | Behind the Meter | Skyline Solar LLC | PSE&G | Accepted | 2019-11-26 | 2019-11-27 | 2020-11-27 | Certainteed | CTS-310 | Solar Panels |  | 0.31 | 7 | 320 | 39 |  | Fixed | Roof
Solar Registration Program | NJSRRE1543441703 | Haddon Heights | 8035 | 14 | 8.06 | Residential | No | Behind the Meter | Skyline Solar LLC | PSE&G | Accepted | 2019-11-26 | 2019-11-27 | 2020-11-27 | Certainteed | CTS-310 | Solar Panels |  | 0.31 | 9 | 140 | 39 |  | Fixed | Roof
Solar Registration Program | NJSRRE1543441703 | Haddon Heights | 8035 | 14 | 8.06 | Residential | No | Behind the Meter | Skyline Solar LLC | PSE&G | Accepted | 2019-11-26 | 2019-11-27 | 2020-11-27 | Certainteed | CTS-310 | Solar Panels |  | 0.31 | 5 | 230 | 39 |  | Fixed | Roof
Solar Registration Program | NJSRRE1543441703 | Haddon Heights | 8035 | 14 | 8.06 | Residential | No | Behind the Meter | Skyline Solar LLC | PSE&G | Accepted | 2019-11-26 | 2019-11-27 | 2020-11-27 | Certainteed | CTS-310 | Solar Panels |  | 0.31 | 2 | 50 | 39 |  | Fixed | Roof
Solar Registration Program | NJSRRE1543441703 | Haddon Heights | 8035 | 14 | 8.06 | Residential | No | Behind the Meter | Skyline Solar LLC | PSE&G | Accepted | 2019-11-26 | 2019-11-27 | 2020-11-27 | Certainteed | CTS-310 | Solar Panels |  | 0.31 | 3 | 320 | 27 |  | Fixed | Roof
Solar Registration Program | NJSRRE1543441703 | Haddon Heights | 8035 | 14 | 8.06 | Residential | No | Behind the Meter | Skyline Solar LLC | PSE&G | Accepted | 2019-11-26 | 2019-11-27 | 2020-11-27 | Solaredge | SE6000H-US | Inverters | 6000 |  | 1 |  |  | 0.99 |  | Outdoor | N/A
Solar Registration Program | NJSRRE1543473843 | Leesburg | 8327 | 20 | 8.06 | Residential | Yes | Behind the Meter | Orbit Energy & Power, LLC | AC Electric | Accepted | 2019-12-03 | 2019-12-05 | 2020-12-05 | TRINA SOLAR | TSM-DD05A.08 (II) 310W | Solar Panels |  | 0.31 | 26 | 124 | 27 |  | Fixed | Roof
Solar Registration Program | NJSRRE1543473843 | Leesburg | 8327 | 20 | 8.06 | Residential | Yes | Behind the Meter | Orbit Energy & Power, LLC | AC Electric | Accepted | 2019-12-03 | 2019-12-05 | 2020-12-05 | ENPHASE | IQ7-60-2-US | Inverters | 0.24 |  | 26 |  |  | 0.99 |  | Outside | ROOF
Solar Registration Program | NJSRRE1543478455 | Little Egg Harbor | 8087 | 18 | 8.06 | Residential | Yes | Behind the Meter | All Season Solar | AC Electric | Accepted | 2019-12-04 | 2019-12-09 | 2020-12-09 | Trina | TSM DD05H.05II 310W AUG 2019 | Solar Panels |  | 0.31 | 6 | 127 | 19 |  | Fixed | Roof
Solar Registration Program | NJSRRE1543478455 | Little Egg Harbor | 8087 | 18 | 8.06 | Residential | Yes | Behind the Meter | All Season Solar | AC Electric | Accepted | 2019-12-04 | 2019-12-09 | 2020-12-09 | Trina | TSM DD05H.05II 310W AUG 2019 | Solar Panels |  | 0.31 | 20 | 127 | 19 |  | Fixed | Roof
Solar Registration Program | NJSRRE1543478455 | Little Egg Harbor | 8087 | 18 | 8.06 | Residential | Yes | Behind the Meter | All Season Solar | AC Electric | Accepted | 2019-12-04 | 2019-12-09 | 2020-12-09 | Enphase | IQ7 | Inverters | 240 |  | 26 |  |  | 0.97 |  | Outdoor | Under Module
Solar Registration Program | NJSRRE1543497775 | Chesterfield | 8515 | 13 | 8.06 | Residential | No | Behind the Meter | Sun Up Zero Down | PSE&G | Accepted | 2019-12-06 | 2019-12-10 | 2020-12-10 | trina | TSM-310 DD05A.05 (II) | Solar Panels |  | 0.31 | 26 | 289 | 45 |  | Fixed | Roof
Solar Registration Program | NJSRRE1543497775 | Chesterfield | 8515 | 13 | 8.06 | Residential | No | Behind the Meter | Sun Up Zero Down | PSE&G | Accepted | 2019-12-06 | 2019-12-10 | 2020-12-10 | solaredge | SE6000H-US | Inverters | 6000 |  | 1 |  |  | 0.983 |  | Outside | outside wall
Solar Registration Program | NJSRRE1543657016 | Steelmanville | 8234 | 19 | 8.06 | Residential | Yes | Behind the Meter | All Season Solar | AC Electric | Accepted | 2019-12-23 | 2019-12-27 | 2020-12-27 | Trina | TSM DD05H.05II 310W AUG 2019 | Solar Panels |  | 0.31 | 26 | 207 | 24 |  | Fixed | Roof
Solar Registration Program | NJSRRE1543657016 | Steelmanville | 8234 | 19 | 8.06 | Residential | Yes | Behind the Meter | All Season Solar | AC Electric | Accepted | 2019-12-23 | 2019-12-27 | 2020-12-27 | Enphase | IQ7 | Inverters | 240 |  | 26 |  |  | 0.97 |  | Outdoor | Under Module
Solar Registration Program | NJSRRE1541858509 | Turnersville | 8012 | 14 | 8.1 | Residential | Yes | Behind the Meter | Orbit Energy & Power, LLC | AC Electric | Accepted | 2019-08-19 | 2019-08-23 | 2020-08-23 | trina | tsm300 | Solar Panels |  | 0.3 | 15 | 37 | 25 |  | Fixed | Roof
Solar Registration Program | NJSRRE1541858509 | Turnersville | 8012 | 14 | 8.1 | Residential | Yes | Behind the Meter | Orbit Energy & Power, LLC | AC Electric | Accepted | 2019-08-19 | 2019-08-23 | 2020-08-23 | trina | tsm300 | Solar Panels |  | 0.3 | 12 | 217 | 25 |  | Fixed | Roof
Solar Registration Program | NJSRRE1541858509 | Turnersville | 8012 | 14 | 8.1 | Residential | Yes | Behind the Meter | Orbit Energy & Power, LLC | AC Electric | Accepted | 2019-08-19 | 2019-08-23 | 2020-08-23 | enphase | iq7 | Inverters | 240 |  | 27 |  |  | 0.986 |  | Outside | panel
Solar Registration Program | NJSRRE1542397150 | Woodstown | 8098 | 16 | 8.1 | Residential | No | Behind the Meter | Orbit Energy & Power, LLC | AC Electric | Final As-Built Received | 2019-09-13 | 2019-09-17 | 2020-09-17 | trina | tsm300 | Solar Panels |  | 0.3 | 27 | 180 | 27 |  | Fixed | Ground
Solar Registration Program | NJSRRE1542397150 | Woodstown | 8098 | 16 | 8.1 | Residential | No | Behind the Meter | Orbit Energy & Power, LLC | AC Electric | Final As-Built Received | 2019-09-13 | 2019-09-17 | 2020-09-17 | enphase | iq7 | Inverters | 240 |  | 27 |  |  | 0.986 |  | Outside | panel
Solar Registration Program | NJSRRE1542397150 | Woodstown | 8098 | 16 | 8.1 | Residential | No | Behind the Meter | Orbit Energy & Power, LLC | AC Electric | Final As-Built Received | 2019-09-13 | 2019-09-17 | 2020-09-17 | enphase | envoy | Meters |  |  | 1 |  |  |  | Yes | Outdoor
Solar Registration Program | NJSRRE1542687369 | Hammonton | 8037 | 19 | 8.1 | Residential | No | Behind the Meter | Bright Planet Solar | AC Electric | Accepted | 2019-10-29 | 2019-10-31 | 2020-10-31 | HANWHA Q-CELLS | Q.PEAK-G4.1 300W | Solar Panels |  | 0.3 | 16 | 250 | 22 |  | Fixed | Roof
Solar Registration Program | NJSRRE1542687369 | Hammonton | 8037 | 19 | 8.1 | Residential | No | Behind the Meter | Bright Planet Solar | AC Electric | Accepted | 2019-10-29 | 2019-10-31 | 2020-10-31 | HANWHA Q-CELLS | Q.PEAK-G4.1 300W | Solar Panels |  | 0.3 | 11 | 250 | 22 |  | Fixed | Roof
Solar Registration Program | NJSRRE1542687369 | Hammonton | 8037 | 19 | 8.1 | Residential | No | Behind the Meter | Bright Planet Solar | AC Electric | Accepted | 2019-10-29 | 2019-10-31 | 2020-10-31 | SOLAR EDGE | SE6000H-USRGM | Inverters | 6000 |  | 1 |  |  | 0.98 |  | Outdoor | NEXT TO METER
Solar Registration Program | NJSRRE1542764941 | Chesterfield | 8515 | 13 | 8.1 | Residential | No | Behind the Meter | Greentech Solar USA LLC | PSE&G | Accepted | 2019-10-30 | 2019-11-01 | 2020-11-01 | TSM-DD5A 300M | Trina Solar | Solar Panels |  | 0.3 | 27 | 170 | 31 |  | Fixed | Roof
Solar Registration Program | NJSRRE1542764941 | Chesterfield | 8515 | 13 | 8.1 | Residential | No | Behind the Meter | Greentech Solar USA LLC | PSE&G | Accepted | 2019-10-30 | 2019-11-01 | 2020-11-01 | Growatt | 7000MTLP-US | Inverters | 7000 |  | 1 |  |  | 0.972 |  | Indoor | Basement Wall
Solar Registration Program | NJSRRE1543533300 | Marlton | 8053 | 13 | 8.1 | Residential | Yes | Behind the Meter | RCL Enterprises Inc. | PSE&G | Accepted | 2019-12-12 | 2019-12-17 | 2020-12-17 | jinko | JKM300M-60 | Solar Panels |  | 0.3 | 8 | 150 | 22 |  | Fixed | Roof
Solar Registration Program | NJSRRE1543533300 | Marlton | 8053 | 13 | 8.1 | Residential | Yes | Behind the Meter | RCL Enterprises Inc. | PSE&G | Accepted | 2019-12-12 | 2019-12-17 | 2020-12-17 | jinko | JKM300M-60 | Solar Panels |  | 0.3 | 19 | 240 | 22 |  | Fixed | Roof
Solar Registration Program | NJSRRE1543533300 | Marlton | 8053 | 13 | 8.1 | Residential | Yes | Behind the Meter | RCL Enterprises Inc. | PSE&G | Accepted | 2019-12-12 | 2019-12-17 | 2020-12-17 | enphase | iq7 | Inverters | 1920 |  | 8 |  |  | 0.96 |  | Outside | under panels
Solar Registration Program | NJSRRE1543533300 | Marlton | 8053 | 13 | 8.1 | Residential | Yes | Behind the Meter | RCL Enterprises Inc. | PSE&G | Accepted | 2019-12-12 | 2019-12-17 | 2020-12-17 | enphase | iq7 | Inverters | 4560 |  | 19 |  |  | 0.96 |  | Outside | under panels
Solar Registration Program | NJSRRE1540285624 | Bayville | 8721 | 18 | 8.12 | Residential | Yes | Behind the Meter | Sunrun Installation Services, Inc. | JCP&L | Accepted | 2019-01-24 | 2019-04-30 | 2020-04-30 | REC Solar | REC290TP2 BLK | Solar Panels |  | 0.29 | 8 | 183 | 23 |  | Fixed | Roof
Solar Registration Program | NJSRRE1540285624 | Bayville | 8721 | 18 | 8.12 | Residential | Yes | Behind the Meter | Sunrun Installation Services, Inc. | JCP&L | Accepted | 2019-01-24 | 2019-04-30 | 2020-04-30 | REC Solar | REC290TP2 BLK | Solar Panels |  | 0.29 | 10 | 273 | 18 |  | Fixed | Roof
Solar Registration Program | NJSRRE1540285624 | Bayville | 8721 | 18 | 8.12 | Residential | Yes | Behind the Meter | Sunrun Installation Services, Inc. | JCP&L | Accepted | 2019-01-24 | 2019-04-30 | 2020-04-30 | REC Solar | REC290TP2 BLK | Solar Panels |  | 0.29 | 10 | 93 | 18 |  | Fixed | Roof
Solar Registration Program | NJSRRE1540285624 | Bayville | 8721 | 18 | 8.12 | Residential | Yes | Behind the Meter | Sunrun Installation Services, Inc. | JCP&L | Accepted | 2019-01-24 | 2019-04-30 | 2020-04-30 | SMA America | SB7.0-1SP-US-40 | Inverters | 7000 |  | 1 |  |  | 0.96 |  | Outdoor | Next To Meter
Solar Registration Program | NJSRRE1540397481 | Hammonton | 8037 | 19 | 8.12 | Residential | Yes | Behind the Meter | Sunrun Installation Services, Inc. | AC Electric | Accepted | 2019-02-26 | 2019-02-28 | 2020-02-28 | REC Solar | REC290TP2 BLK | Solar Panels |  | 0.29 | 28 | 156 | 27 |  | Fixed | Roof
Solar Registration Program | NJSRRE1540397481 | Hammonton | 8037 | 19 | 8.12 | Residential | Yes | Behind the Meter | Sunrun Installation Services, Inc. | AC Electric | Accepted | 2019-02-26 | 2019-02-28 | 2020-02-28 | SMA America | SB7.0-1SP-US-40 | Inverters | 7000 |  | 1 |  |  | 0.96 |  | Outdoor | Next To Meter
Solar Registration Program | NJSRRE1540743207 | Millville | 8332 | 20 | 8.12 | Residential | Yes | Behind the Meter | Sunrun Installation Services, Inc. | AC Electric | Accepted | 2019-03-27 | 2019-03-28 | 2020-03-28 | REC Solar | REC290TP2 BLK | Solar Panels |  | 0.29 | 28 | 128 | 18 |  | Fixed | Roof
Solar Registration Program | NJSRRE1540743207 | Millville | 8332 | 20 | 8.12 | Residential | Yes | Behind the Meter | Sunrun Installation Services, Inc. | AC Electric | Accepted | 2019-03-27 | 2019-03-28 | 2020-03-28 | SMA America | SB7.0-1SP-US-40 | Inverters | 7000 |  | 1 |  |  | 0.96 |  | Outdoor | Next To Meter
Solar Registration Program | NJSRRE1540746934 | Teaneck Twp | 7666 | 7 | 8.12 | Residential | Yes | Behind the Meter | Sunrun Installation Services, Inc. | PSE&G | Accepted | 2019-03-28 | 2019-04-01 | 2020-04-01 | REC Solar | REC290TP2 BLK | Solar Panels |  | 0.29 | 4 | 109 | 9 |  | Fixed | Roof
Solar Registration Program | NJSRRE1540746934 | Teaneck Twp | 7666 | 7 | 8.12 | Residential | Yes | Behind the Meter | Sunrun Installation Services, Inc. | PSE&G | Accepted | 2019-03-28 | 2019-04-01 | 2020-04-01 | REC Solar | REC290TP2 BLK | Solar Panels |  | 0.29 | 10 | 197 | 34 |  | Fixed | Roof
Solar Registration Program | NJSRRE1540746934 | Teaneck Twp | 7666 | 7 | 8.12 | Residential | Yes | Behind the Meter | Sunrun Installation Services, Inc. | PSE&G | Accepted | 2019-03-28 | 2019-04-01 | 2020-04-01 | REC Solar | REC290TP2 BLK | Solar Panels |  | 0.29 | 9 | 18 | 34 |  | Fixed | Roof
Solar Registration Program | NJSRRE1540746934 | Teaneck Twp | 7666 | 7 | 8.12 | Residential | Yes | Behind the Meter | Sunrun Installation Services, Inc. | PSE&G | Accepted | 2019-03-28 | 2019-04-01 | 2020-04-01 | REC Solar | REC290TP2 BLK | Solar Panels |  | 0.29 | 5 | 286 | 33 |  | Fixed | Roof
Solar Registration Program | NJSRRE1540746934 | Teaneck Twp | 7666 | 7 | 8.12 | Residential | Yes | Behind the Meter | Sunrun Installation Services, Inc. | PSE&G | Accepted | 2019-03-28 | 2019-04-01 | 2020-04-01 | SolarEdge Technologies | SE7600H-USRGM | Inverters | 7600 |  | 1 |  |  | 0.96 |  | Outdoor | Next To Meter
Solar Registration Program | NJSRRE1540866475 | Piscataway Twp | 8854 | 11 | 8.12 | Residential | Yes | Behind the Meter | Sunrun Installation Services, Inc. | PSE&G | Accepted | 2019-04-19 | 2019-04-22 | 2020-04-22 | REC Solar | REC290TP2 BLK | Solar Panels |  | 0.29 | 18 | 37 | 18 |  | Fixed | Roof
Solar Registration Program | NJSRRE1540866475 | Piscataway Twp | 8854 | 11 | 8.12 | Residential | Yes | Behind the Meter | Sunrun Installation Services, Inc. | PSE&G | Accepted | 2019-04-19 | 2019-04-22 | 2020-04-22 | REC Solar | REC290TP2 BLK | Solar Panels |  | 0.29 | 10 | 217 | 18 |  | Fixed | Roof
Solar Registration Program | NJSRRE1540866475 | Piscataway Twp | 8854 | 11 | 8.12 | Residential | Yes | Behind the Meter | Sunrun Installation Services, Inc. | PSE&G | Accepted | 2019-04-19 | 2019-04-22 | 2020-04-22 | SMA America | SB7.0-1SP-US-40 | Inverters | 7000 |  | 1 |  |  | 0.96 |  | Outdoor | Next To Meter
Solar Registration Program | NJSRRE1540892120 | South Brunswick Township | 8902 | 11 | 8.12 | Residential | Yes | Behind the Meter | Sunrun Installation Services, Inc. | PSE&G | Accepted | 2019-04-24 | 2019-04-26 | 2020-04-26 | REC Solar | REC290TP2 BLK | Solar Panels |  | 0.29 | 28 | 183 | 34 |  | Fixed | Roof
Solar Registration Program | NJSRRE1540892120 | South Brunswick Township | 8902 | 11 | 8.12 | Residential | Yes | Behind the Meter | Sunrun Installation Services, Inc. | PSE&G | Accepted | 2019-04-24 | 2019-04-26 | 2020-04-26 | SMA America | SB7.0-1SP-US-40 | Inverters | 7000 |  | 1 |  |  | 0.96 |  | Outdoor | Next To Meter
Solar Registration Program | NJSRRE1540892190 | Irvington Town | 7111 | 9 | 8.12 | Residential | Yes | Behind the Meter | Sunrun Installation Services, Inc. | PSE&G | Accepted | 2019-04-24 | 2019-04-25 | 2020-04-25 | REC Solar | REC290TP2 BLK | Solar Panels |  | 0.29 | 8 | 306 | 14 |  | Fixed | Roof
Solar Registration Program | NJSRRE1540892190 | Irvington Town | 7111 | 9 | 8.12 | Residential | Yes | Behind the Meter | Sunrun Installation Services, Inc. | PSE&G | Accepted | 2019-04-24 | 2019-04-25 | 2020-04-25 | REC Solar | REC290TP2 BLK | Solar Panels |  | 0.29 | 20 | 306 | 34 |  | Fixed | Roof
Solar Registration Program | NJSRRE1540892190 | Irvington Town | 7111 | 9 | 8.12 | Residential | Yes | Behind the Meter | Sunrun Installation Services, Inc. | PSE&G | Accepted | 2019-04-24 | 2019-04-25 | 2020-04-25 | SMA America | SB7.0-1SP-US-40 | Inverters | 7000 |  | 1 |  |  | 0.96 |  | Outdoor | Next To Meter
Solar Registration Program | NJSRRE1541028113 | Edison | 8817 | 11 | 8.12 | Residential | Yes | Behind the Meter | Vivint Solar Developer, LLC | PSE&G | Accepted | 2019-05-22 | 2019-05-24 | 2020-05-24 | Trina Solar | TSM-280DD05A.05(II) | Solar Panels |  | 0.28 | 16 | 84 | 36 |  | Fixed | Roof
Solar Registration Program | NJSRRE1541028113 | Edison | 8817 | 11 | 8.12 | Residential | Yes | Behind the Meter | Vivint Solar Developer, LLC | PSE&G | Accepted | 2019-05-22 | 2019-05-24 | 2020-05-24 | Trina Solar | TSM-280DD05A.05(II) | Solar Panels |  | 0.28 | 4 | 264 | 36 |  | Fixed | Roof
Solar Registration Program | NJSRRE1541028113 | Edison | 8817 | 11 | 8.12 | Residential | Yes | Behind the Meter | Vivint Solar Developer, LLC | PSE&G | Accepted | 2019-05-22 | 2019-05-24 | 2020-05-24 | Trina Solar | TSM-280DD05A.05(II) | Solar Panels |  | 0.28 | 9 | 264 | 14 |  | Fixed | Roof
Solar Registration Program | NJSRRE1541028113 | Edison | 8817 | 11 | 8.12 | Residential | Yes | Behind the Meter | Vivint Solar Developer, LLC | PSE&G | Accepted | 2019-05-22 | 2019-05-24 | 2020-05-24 | Solar Edge | SE7600A-US | Inverters | 7600 |  | 1 |  |  | 0.98 |  | Outdoor | Near the Utility Meter.
Solar Registration Program | NJSRRE1541064413 | Princeton | 8542 | 12 | 8.12 | Residential | Yes | Behind the Meter | Sunrun Installation Services, Inc. | PSE&G | Accepted | 2019-05-31 | 2019-06-05 | 2020-06-05 | REC Solar | REC290TP2 BLK | Solar Panels |  | 0.29 | 14 | 162 | 40 |  | Fixed | Roof
Solar Registration Program | NJSRRE1541064413 | Princeton | 8542 | 12 | 8.12 | Residential | Yes | Behind the Meter | Sunrun Installation Services, Inc. | PSE&G | Accepted | 2019-05-31 | 2019-06-05 | 2020-06-05 | REC Solar | REC290TP2 BLK | Solar Panels |  | 0.29 | 14 | 162 | 40 |  | Fixed | Roof
Solar Registration Program | NJSRRE1541064413 | Princeton | 8542 | 12 | 8.12 | Residential | Yes | Behind the Meter | Sunrun Installation Services, Inc. | PSE&G | Accepted | 2019-05-31 | 2019-06-05 | 2020-06-05 | SMA America | SB3.8-1SP-US-40 | Inverters | 3800 |  | 1 |  |  | 0.96 |  | Outdoor | Next To Meter
Solar Registration Program | NJSRRE1541358251 | Matawan | 7747 | 17 | 8.12 | Residential | No | Behind the Meter | Solar Home NJ LLC | JCP&L | Accepted | 2019-06-14 | 2019-06-19 | 2020-06-19 | Trina Solar | TSM-280DD05A.08 | Solar Panels |  | 0.28 | 21 | 212 | 35 |  | Fixed | Roof
Solar Registration Program | NJSRRE1541358251 | Matawan | 7747 | 17 | 8.12 | Residential | No | Behind the Meter | Solar Home NJ LLC | JCP&L | Accepted | 2019-06-14 | 2019-06-19 | 2020-06-19 | Trina Solar | TSM-280DD05A.08 | Solar Panels |  | 0.28 | 8 | 212 | 35 |  | Fixed | Roof
Solar Registration Program | NJSRRE1541358251 | Matawan | 7747 | 17 | 8.12 | Residential | No | Behind the Meter | Solar Home NJ LLC | JCP&L | Accepted | 2019-06-14 | 2019-06-19 | 2020-06-19 | Enphase Energy | M250-72-2LL-S22 | Inverters | 0.25 |  | 29 |  |  | 0.965 |  | Outside | outside
Solar Registration Program | NJSRRE1541432447 | Rahway | 7065 | 10 | 8.12 | Residential | Yes | Behind the Meter | Sunrun Installation Services, Inc. | PSE&G | Accepted | 2019-06-19 | 2019-06-24 | 2020-06-24 | REC Solar | REC290TP2 BLK | Solar Panels |  | 0.29 | 13 | 98 | 45 |  | Fixed | Roof
Solar Registration Program | NJSRRE1541432447 | Rahway | 7065 | 10 | 8.12 | Residential | Yes | Behind the Meter | Sunrun Installation Services, Inc. | PSE&G | Accepted | 2019-06-19 | 2019-06-24 | 2020-06-24 | REC Solar | REC290TP2 BLK | Solar Panels |  | 0.29 | 5 | 187 | 45 |  | Fixed | Roof
Solar Registration Program | NJSRRE1541432447 | Rahway | 7065 | 10 | 8.12 | Residential | Yes | Behind the Meter | Sunrun Installation Services, Inc. | PSE&G | Accepted | 2019-06-19 | 2019-06-24 | 2020-06-24 | REC Solar | REC290TP2 BLK | Solar Panels |  | 0.29 | 10 | 278 | 45 |  | Fixed | Roof
Solar Registration Program | NJSRRE1541432447 | Rahway | 7065 | 10 | 8.12 | Residential | Yes | Behind the Meter | Sunrun Installation Services, Inc. | PSE&G | Accepted | 2019-06-19 | 2019-06-24 | 2020-06-24 | Ningbo Ginlong Technologies | Solis-1P7.6K-4G-US | Inverters | 7600 |  | 1 |  |  | 0.96 |  | Outdoor | Next To Meter
Solar Registration Program | NJSRRE1541631641 | Hackensack | 7601 | 7 | 8.12 | Residential | No | Behind the Meter | Sunrun Installation Services, Inc. | PSE&G | Accepted | 2019-07-11 | 2019-07-15 | 2020-07-15 | REC Solar | REC290TP2 BLK | Solar Panels |  | 0.29 | 17 | 37 | 27 |  | Fixed | Roof
Solar Registration Program | NJSRRE1541631641 | Hackensack | 7601 | 7 | 8.12 | Residential | No | Behind the Meter | Sunrun Installation Services, Inc. | PSE&G | Accepted | 2019-07-11 | 2019-07-15 | 2020-07-15 | REC Solar | REC290TP2 BLK | Solar Panels |  | 0.29 | 7 | 217 | 27 |  | Fixed | Roof
Solar Registration Program | NJSRRE1541631641 | Hackensack | 7601 | 7 | 8.12 | Residential | No | Behind the Meter | Sunrun Installation Services, Inc. | PSE&G | Accepted | 2019-07-11 | 2019-07-15 | 2020-07-15 | REC Solar | REC290TP2 BLK | Solar Panels |  | 0.29 | 4 | 127 | 27 |  | Fixed | Roof
Solar Registration Program | NJSRRE1541631641 | Hackensack | 7601 | 7 | 8.12 | Residential | No | Behind the Meter | Sunrun Installation Services, Inc. | PSE&G | Accepted | 2019-07-11 | 2019-07-15 | 2020-07-15 | SolarEdge Technologies | SE7600H-USRGM | Inverters | 7600 |  | 1 |  |  | 0.96 |  | Outdoor | Next To Meter
Solar Registration Program | NJSRRE1541699272 | Teaneck | 7666 | 7 | 8.12 | Residential | Yes | Behind the Meter | Sunrun Installation Services, Inc. | PSE&G | Accepted | 2019-07-24 | 2019-07-29 | 2020-07-29 | REC Solar | REC290TP2 BLK | Solar Panels |  | 0.29 | 8 | 204 | 27 |  | Fixed | Roof
Solar Registration Program | NJSRRE1541699272 | Teaneck | 7666 | 7 | 8.12 | Residential | Yes | Behind the Meter | Sunrun Installation Services, Inc. | PSE&G | Accepted | 2019-07-24 | 2019-07-29 | 2020-07-29 | REC Solar | REC290TP2 BLK | Solar Panels |  | 0.29 | 5 | 205 | 34 |  | Fixed | Roof
Solar Registration Program | NJSRRE1541699272 | Teaneck | 7666 | 7 | 8.12 | Residential | Yes | Behind the Meter | Sunrun Installation Services, Inc. | PSE&G | Accepted | 2019-07-24 | 2019-07-29 | 2020-07-29 | REC Solar | REC290TP2 BLK | Solar Panels |  | 0.29 | 1 | 115 | 45 |  | Fixed | Roof
Solar Registration Program | NJSRRE1541699272 | Teaneck | 7666 | 7 | 8.12 | Residential | Yes | Behind the Meter | Sunrun Installation Services, Inc. | PSE&G | Accepted | 2019-07-24 | 2019-07-29 | 2020-07-29 | REC Solar | REC290TP2 BLK | Solar Panels |  | 0.29 | 14 | 25 | 34 |  | Fixed | Roof
Solar Registration Program | NJSRRE1541699272 | Teaneck | 7666 | 7 | 8.12 | Residential | Yes | Behind the Meter | Sunrun Installation Services, Inc. | PSE&G | Accepted | 2019-07-24 | 2019-07-29 | 2020-07-29 | SolarEdge Technologies | SE7600H-USRGM | Inverters | 7600 |  | 1 |  |  | 0.96 |  | Outdoor | Next To Meter
Solar Registration Program | NJSRRE1541726599 | Westampton | 8060 | 13 | 8.12 | Residential | No | Behind the Meter | Sunrun Installation Services, Inc. | PSE&G | Accepted | 2019-08-01 | 2019-08-06 | 2020-08-06 | REC Solar | REC290TP2 BLK | Solar Panels |  | 0.29 | 28 | 193 | 34 |  | Fixed | Roof
Solar Registration Program | NJSRRE1541726599 | Westampton | 8060 | 13 | 8.12 | Residential | No | Behind the Meter | Sunrun Installation Services, Inc. | PSE&G | Accepted | 2019-08-01 | 2019-08-06 | 2020-08-06 | Ningbo Ginlong Technologies | Solis-1P7.6K-4G-US | Inverters | 7600 |  | 1 |  |  | 0.96 |  | Outdoor | Next To Meter
Solar Registration Program | NJSRRE1542044316 | Manahawkin | 8050 | 18 | 8.12 | Residential | Yes | Behind the Meter | Sunrun Installation Services, Inc. | AC Electric | Accepted | 2019-09-03 | 2019-09-05 | 2020-09-05 | REC Solar | REC290TP2 BLK | Solar Panels |  | 0.29 | 6 | 285 | 37 |  | Fixed | Roof
Solar Registration Program | NJSRRE1542044316 | Manahawkin | 8050 | 18 | 8.12 | Residential | Yes | Behind the Meter | Sunrun Installation Services, Inc. | AC Electric | Accepted | 2019-09-03 | 2019-09-05 | 2020-09-05 | REC Solar | REC290TP2 BLK | Solar Panels |  | 0.29 | 5 | 197 | 37 |  | Fixed | Roof
Solar Registration Program | NJSRRE1542044316 | Manahawkin | 8050 | 18 | 8.12 | Residential | Yes | Behind the Meter | Sunrun Installation Services, Inc. | AC Electric | Accepted | 2019-09-03 | 2019-09-05 | 2020-09-05 | REC Solar | REC290TP2 BLK | Solar Panels |  | 0.29 | 17 | 105 | 18 |  | Fixed | Roof
Solar Registration Program | NJSRRE1542044316 | Manahawkin | 8050 | 18 | 8.12 | Residential | Yes | Behind the Meter | Sunrun Installation Services, Inc. | AC Electric | Accepted | 2019-09-03 | 2019-09-05 | 2020-09-05 | Ningbo Ginlong Technologies | Solis-1P9K-4G-US | Inverters | 9000 |  | 1 |  |  | 0.96 |  | Outdoor | Next To Meter
Solar Registration Program | NJSRRE1542085212 | East Orange City | 7017 | 9 | 8.12 | Residential | Yes | Behind the Meter | Sunrun Installation Services, Inc. | PSE&G | Final As-Built Received | 2019-09-03 | 2019-09-06 | 2020-09-06 | REC Solar | REC290TP2 BLK | Solar Panels |  | 0.29 | 10 | 95 | 21 |  | Fixed | Roof
Solar Registration Program | NJSRRE1542085212 | East Orange City | 7017 | 9 | 8.12 | Residential | Yes | Behind the Meter | Sunrun Installation Services, Inc. | PSE&G | Final As-Built Received | 2019-09-03 | 2019-09-06 | 2020-09-06 | REC Solar | REC290TP2 BLK | Solar Panels |  | 0.29 | 6 | 185 | 21 |  | Fixed | Roof
Solar Registration Program | NJSRRE1542085212 | East Orange City | 7017 | 9 | 8.12 | Residential | Yes | Behind the Meter | Sunrun Installation Services, Inc. | PSE&G | Final As-Built Received | 2019-09-03 | 2019-09-06 | 2020-09-06 | REC Solar | REC290TP2 BLK | Solar Panels |  | 0.29 | 12 | 275 | 21 |  | Fixed | Roof
Solar Registration Program | NJSRRE1542085212 | East Orange City | 7017 | 9 | 8.12 | Residential | Yes | Behind the Meter | Sunrun Installation Services, Inc. | PSE&G | Final As-Built Received | 2019-09-03 | 2019-09-06 | 2020-09-06 | Ningbo Ginlong Technologies | Solis-1P7.6K-4G-US | Inverters | 7600 |  | 1 |  |  | 0.96 |  | Outdoor | Next To Meter
Solar Registration Program | NJSRRE1542478635 | East Brunswick | 8816 | 11 | 8.12 | Residential | Yes | Behind the Meter | Sunrun Installation Services, Inc. | JCP&L | Accepted | 2019-10-01 | 2019-10-03 | 2020-10-03 | REC Solar | REC290TP2 BLK | Solar Panels |  | 0.29 | 3 | 137 | 27 |  | Fixed | Roof
Solar Registration Program | NJSRRE1542478635 | East Brunswick | 8816 | 11 | 8.12 | Residential | Yes | Behind the Meter | Sunrun Installation Services, Inc. | JCP&L | Accepted | 2019-10-01 | 2019-10-03 | 2020-10-03 | REC Solar | REC290TP2 BLK | Solar Panels |  | 0.29 | 7 | 89 | 23 |  | Fixed | Roof
Solar Registration Program | NJSRRE1542478635 | East Brunswick | 8816 | 11 | 8.12 | Residential | Yes | Behind the Meter | Sunrun Installation Services, Inc. | JCP&L | Accepted | 2019-10-01 | 2019-10-03 | 2020-10-03 | REC Solar | REC290TP2 BLK | Solar Panels |  | 0.29 | 8 | 227 | 27 |  | Fixed | Roof
Solar Registration Program | NJSRRE1542478635 | East Brunswick | 8816 | 11 | 8.12 | Residential | Yes | Behind the Meter | Sunrun Installation Services, Inc. | JCP&L | Accepted | 2019-10-01 | 2019-10-03 | 2020-10-03 | REC Solar | REC290TP2 BLK | Solar Panels |  | 0.29 | 10 | 269 | 23 |  | Fixed | Roof
Solar Registration Program | NJSRRE1542478635 | East Brunswick | 8816 | 11 | 8.12 | Residential | Yes | Behind the Meter | Sunrun Installation Services, Inc. | JCP&L | Accepted | 2019-10-01 | 2019-10-03 | 2020-10-03 | SolarEdge Technologies | SE7600H-USRGM | Inverters | 7600 |  | 1 |  |  | 0.96 |  | Outdoor | Next To Meter
Solar Registration Program | NJSRRE1542501650 | Egg Harbor Township | 8234 | 19 | 8.12 | Residential | Yes | Behind the Meter | Sunrun Installation Services, Inc. | AC Electric | Accepted | 2019-10-03 | 2019-10-08 | 2020-10-08 | REC Solar | REC290TP2 BLK | Solar Panels |  | 0.29 | 12 | 209 | 18 |  | Fixed | Roof
Solar Registration Program | NJSRRE1542501650 | Egg Harbor Township | 8234 | 19 | 8.12 | Residential | Yes | Behind the Meter | Sunrun Installation Services, Inc. | AC Electric | Accepted | 2019-10-03 | 2019-10-08 | 2020-10-08 | REC Solar | REC290TP2 BLK | Solar Panels |  | 0.29 | 16 | 29 | 18 |  | Fixed | Roof
Solar Registration Program | NJSRRE1542501650 | Egg Harbor Township | 8234 | 19 | 8.12 | Residential | Yes | Behind the Meter | Sunrun Installation Services, Inc. | AC Electric | Accepted | 2019-10-03 | 2019-10-08 | 2020-10-08 | Ningbo Ginlong Technologies | Solis-1P7.6K-4G-US | Inverters | 7600 |  | 1 |  |  | 0.96 |  | Outdoor | Next To Meter
Solar Registration Program | NJSRRE1542528733 | Colts Neck | 7722 | 17 | 8.12 | Residential | Yes | Behind the Meter | Sunrun Installation Services, Inc. | JCP&L | Accepted | 2019-10-11 | 2019-10-15 | 2020-10-15 | REC Solar | REC290TP2 BLK | Solar Panels |  | 0.29 | 8 | 182 | 27 |  | Fixed | Roof
Solar Registration Program | NJSRRE1542528733 | Colts Neck | 7722 | 17 | 8.12 | Residential | Yes | Behind the Meter | Sunrun Installation Services, Inc. | JCP&L | Accepted | 2019-10-11 | 2019-10-15 | 2020-10-15 | REC Solar | REC290TP2 BLK | Solar Panels |  | 0.29 | 7 | 271 | 40 |  | Fixed | Roof
Solar Registration Program | NJSRRE1542528733 | Colts Neck | 7722 | 17 | 8.12 | Residential | Yes | Behind the Meter | Sunrun Installation Services, Inc. | JCP&L | Accepted | 2019-10-11 | 2019-10-15 | 2020-10-15 | REC Solar | REC290TP2 BLK | Solar Panels |  | 0.29 | 13 | 90 | 40 |  | Fixed | Roof
Solar Registration Program | NJSRRE1542528733 | Colts Neck | 7722 | 17 | 8.12 | Residential | Yes | Behind the Meter | Sunrun Installation Services, Inc. | JCP&L | Accepted | 2019-10-11 | 2019-10-15 | 2020-10-15 | Delta Electronics | M8-TL-US | Inverters | 7680 |  | 1 |  |  | 0.96 |  | Outdoor | Next To Meter
Solar Registration Program | NJSRRE1542543932 | Hackensack City | 7601 | 7 | 8.12 | Residential | Yes | Behind the Meter | Sunrun Installation Services, Inc. | PSE&G | Accepted | 2019-10-15 | 2019-10-17 | 2020-10-17 | REC Solar | REC290TP2 BLK | Solar Panels |  | 0.29 | 5 | 308 | 34 |  | Fixed | Roof
Solar Registration Program | NJSRRE1542543932 | Hackensack City | 7601 | 7 | 8.12 | Residential | Yes | Behind the Meter | Sunrun Installation Services, Inc. | PSE&G | Accepted | 2019-10-15 | 2019-10-17 | 2020-10-17 | REC Solar | REC290TP2 BLK | Solar Panels |  | 0.29 | 5 | 38 | 34 |  | Fixed | Roof
Solar Registration Program | NJSRRE1542543932 | Hackensack City | 7601 | 7 | 8.12 | Residential | Yes | Behind the Meter | Sunrun Installation Services, Inc. | PSE&G | Accepted | 2019-10-15 | 2019-10-17 | 2020-10-17 | REC Solar | REC290TP2 BLK | Solar Panels |  | 0.29 | 9 | 128 | 34 |  | Fixed | Roof
Solar Registration Program | NJSRRE1542543932 | Hackensack City | 7601 | 7 | 8.12 | Residential | Yes | Behind the Meter | Sunrun Installation Services, Inc. | PSE&G | Accepted | 2019-10-15 | 2019-10-17 | 2020-10-17 | REC Solar | REC290TP2 BLK | Solar Panels |  | 0.29 | 9 | 218 | 32 |  | Fixed | Roof
Solar Registration Program | NJSRRE1542543932 | Hackensack City | 7601 | 7 | 8.12 | Residential | Yes | Behind the Meter | Sunrun Installation Services, Inc. | PSE&G | Accepted | 2019-10-15 | 2019-10-17 | 2020-10-17 | Ningbo Ginlong Technologies | Solis-1P9K-4G-US | Inverters | 9000 |  | 1 |  |  | 0.96 |  | Outdoor | Next To Meter
Solar Registration Program | NJSRRE1542544283 | Freehold | 7728 | 17 | 8.12 | Residential | Yes | Behind the Meter | Sunrun Installation Services, Inc. | JCP&L | Accepted | 2019-10-15 | 2019-10-17 | 2020-10-17 | REC Solar | REC290TP2 BLK | Solar Panels |  | 0.29 | 28 | 174 | 37 |  | Fixed | Roof
Solar Registration Program | NJSRRE1542544283 | Freehold | 7728 | 17 | 8.12 | Residential | Yes | Behind the Meter | Sunrun Installation Services, Inc. | JCP&L | Accepted | 2019-10-15 | 2019-10-17 | 2020-10-17 | Delta Electronics | M8-TL-US | Inverters | 7680 |  | 1 |  |  | 0.96 |  | Outdoor | Next To Meter
Solar Registration Program | NJSRRE1542544383 | Cliffwood Beach | 7735 | 17 | 8.12 | Residential | Yes | Behind the Meter | Sunrun Installation Services, Inc. | JCP&L | Accepted | 2019-10-15 | 2019-10-17 | 2020-10-17 | REC Solar | REC290TP2 BLK | Solar Panels |  | 0.29 | 7 | 128 | 19 |  | Fixed | Roof
Solar Registration Program | NJSRRE1542544383 | Cliffwood Beach | 7735 | 17 | 8.12 | Residential | Yes | Behind the Meter | Sunrun Installation Services, Inc. | JCP&L | Accepted | 2019-10-15 | 2019-10-17 | 2020-10-17 | REC Solar | REC290TP2 BLK | Solar Panels |  | 0.29 | 21 | 38 | 18 |  | Fixed | Roof
Solar Registration Program | NJSRRE1542544383 | Cliffwood Beach | 7735 | 17 | 8.12 | Residential | Yes | Behind the Meter | Sunrun Installation Services, Inc. | JCP&L | Accepted | 2019-10-15 | 2019-10-17 | 2020-10-17 | Ningbo Ginlong Technologies | Solis-1P7.6K-4G-US | Inverters | 7600 |  | 1 |  |  | 0.96 |  | Outdoor | Next To Meter
Solar Registration Program | NJSRRE1542581865 | Piscataway | 8854 | 11 | 8.12 | Residential | Yes | Behind the Meter | Sunrun Installation Services, Inc. | PSE&G | Accepted | 2019-10-24 | 2019-10-28 | 2020-10-28 | REC Solar | REC290TP2 BLK | Solar Panels |  | 0.29 | 11 | 267 | 18 |  | Fixed | Roof
Solar Registration Program | NJSRRE1542581865 | Piscataway | 8854 | 11 | 8.12 | Residential | Yes | Behind the Meter | Sunrun Installation Services, Inc. | PSE&G | Accepted | 2019-10-24 | 2019-10-28 | 2020-10-28 | REC Solar | REC290TP2 BLK | Solar Panels |  | 0.29 | 17 | 87 | 18 |  | Fixed | Roof
Solar Registration Program | NJSRRE1542581865 | Piscataway | 8854 | 11 | 8.12 | Residential | Yes | Behind the Meter | Sunrun Installation Services, Inc. | PSE&G | Accepted | 2019-10-24 | 2019-10-28 | 2020-10-28 | Delta Electronics | M8-TL-US | Inverters | 7680 |  | 1 |  |  | 0.96 |  | Outdoor | Next To Meter
Solar Registration Program | NJSRRE1542850455 | Irvington Town | 7111 | 9 | 8.12 | Residential | Yes | Behind the Meter | Sunrun Installation Services, Inc. | PSE&G | Accepted | 2019-10-31 | 2019-11-04 | 2020-11-04 | REC Solar | REC290TP2 BLK | Solar Panels |  | 0.29 | 28 | 216 | 10 |  | Fixed | Roof
Solar Registration Program | NJSRRE1542850455 | Irvington Town | 7111 | 9 | 8.12 | Residential | Yes | Behind the Meter | Sunrun Installation Services, Inc. | PSE&G | Accepted | 2019-10-31 | 2019-11-04 | 2020-11-04 | Delta Electronics | M8-TL-US | Inverters | 7680 |  | 1 |  |  | 0.96 |  | Outdoor | Next To Meter
Solar Registration Program | NJSRRE1543057973 | Collingswood | 8108 | 14 | 8.12 | Residential | Yes | Behind the Meter | Sunrun Installation Services, Inc. | PSE&G | Accepted | 2019-11-08 | 2019-11-12 | 2020-11-12 | REC Solar | REC290TP2 BLK | Solar Panels |  | 0.29 | 28 | 204 | 30 |  | Fixed | Roof
Solar Registration Program | NJSRRE1543057973 | Collingswood | 8108 | 14 | 8.12 | Residential | Yes | Behind the Meter | Sunrun Installation Services, Inc. | PSE&G | Accepted | 2019-11-08 | 2019-11-12 | 2020-11-12 | Delta Electronics | M8-TL-US | Inverters | 7680 |  | 1 |  |  | 0.96 |  | Outdoor | Next To Meter
Solar Registration Program | NJSRRE1543065491 | Jersey City | 7304 | 8 | 8.12 | Residential | Yes | Behind the Meter | Sunrun Installation Services, Inc. | PSE&G | Accepted | 2019-11-11 | 2019-11-13 | 2020-11-13 | REC Solar | REC290TP2 BLK | Solar Panels |  | 0.29 | 2 | 303 | 27 |  | Fixed | Roof
Solar Registration Program | NJSRRE1543065491 | Jersey City | 7304 | 8 | 8.12 | Residential | Yes | Behind the Meter | Sunrun Installation Services, Inc. | PSE&G | Accepted | 2019-11-11 | 2019-11-13 | 2020-11-13 | REC Solar | REC290TP2 BLK | Solar Panels |  | 0.29 | 26 | 123 | 27 |  | Fixed | Roof
Solar Registration Program | NJSRRE1543065491 | Jersey City | 7304 | 8 | 8.12 | Residential | Yes | Behind the Meter | Sunrun Installation Services, Inc. | PSE&G | Accepted | 2019-11-11 | 2019-11-13 | 2020-11-13 | Enphase Energy | IQ7-60-x-US (240V) | Inverters | 240 |  | 28 |  |  | 0.96 |  | Outdoor | Rooftop
Solar Registration Program | NJSRRE1543421648 | Freehold | 7728 | 17 | 8.12 | Residential | No | Behind the Meter | Sunrun Installation Services, Inc. | JCP&L | Accepted | 2019-11-19 | 2019-11-21 | 2020-11-21 | REC Solar | REC290TP2 BLK | Solar Panels |  | 0.29 | 28 | 183 | 23 |  | Fixed | Roof
Solar Registration Program | NJSRRE1543421648 | Freehold | 7728 | 17 | 8.12 | Residential | No | Behind the Meter | Sunrun Installation Services, Inc. | JCP&L | Accepted | 2019-11-19 | 2019-11-21 | 2020-11-21 | Delta Electronics | M8-TL-US | Inverters | 7680 |  | 1 |  |  | 0.96 |  | Outdoor | Next To Meter
Solar Registration Program | NJSRRE1543452896 | Bridgewater Township | 8807 | 5 | 8.12 | Residential | No | Behind the Meter | Sunrun Installation Services, Inc. | PSE&G | Accepted | 2019-11-27 | 2019-12-03 | 2020-12-03 | REC Solar | REC290TP2 BLK | Solar Panels |  | 0.29 | 24 | 175 | 18 |  | Fixed | Roof
Solar Registration Program | NJSRRE1543452896 | Bridgewater Township | 8807 | 5 | 8.12 | Residential | No | Behind the Meter | Sunrun Installation Services, Inc. | PSE&G | Accepted | 2019-11-27 | 2019-12-03 | 2020-12-03 | REC Solar | REC290TP2 BLK | Solar Panels |  | 0.29 | 4 | 355 | 18 |  | Fixed | Roof
Solar Registration Program | NJSRRE1543452896 | Bridgewater Township | 8807 | 5 | 8.12 | Residential | No | Behind the Meter | Sunrun Installation Services, Inc. | PSE&G | Accepted | 2019-11-27 | 2019-12-03 | 2020-12-03 | Enphase Energy | IQ7-60-x-US (240V) | Inverters | 240 |  | 28 |  |  | 0.96 |  | Outdoor | Rooftop
Solar Registration Program | NJSRRE1543464389 | Deptford | 8093 | 15 | 8.12 | Residential | Yes | Behind the Meter | Sunrun Installation Services, Inc. | PSE&G | Accepted | 2019-12-02 | 2019-12-04 | 2020-12-04 | REC Solar | REC290TP2 BLK | Solar Panels |  | 0.29 | 7 | 358 | 34 |  | Fixed | Roof
Solar Registration Program | NJSRRE1543464389 | Deptford | 8093 | 15 | 8.12 | Residential | Yes | Behind the Meter | Sunrun Installation Services, Inc. | PSE&G | Accepted | 2019-12-02 | 2019-12-04 | 2020-12-04 | REC Solar | REC290TP2 BLK | Solar Panels |  | 0.29 | 21 | 180 | 34 |  | Fixed | Roof
Solar Registration Program | NJSRRE1543464389 | Deptford | 8093 | 15 | 8.12 | Residential | Yes | Behind the Meter | Sunrun Installation Services, Inc. | PSE&G | Accepted | 2019-12-02 | 2019-12-04 | 2020-12-04 | Delta Electronics | M8-TL-US | Inverters | 7680 |  | 1 |  |  | 0.96 |  | Outdoor | Next To Meter
Solar Registration Program | NJSRRE1543513041 | Jackson Township | 8527 | 18 | 8.12 | Residential | Yes | Behind the Meter | Sunrun Installation Services, Inc. | JCP&L | Accepted | 2019-12-11 | 2019-12-16 | 2020-12-16 | REC Solar | REC290TP2 BLK | Solar Panels |  | 0.29 | 12 | 198 | 18 |  | Fixed | Roof
Solar Registration Program | NJSRRE1543513041 | Jackson Township | 8527 | 18 | 8.12 | Residential | Yes | Behind the Meter | Sunrun Installation Services, Inc. | JCP&L | Accepted | 2019-12-11 | 2019-12-16 | 2020-12-16 | REC Solar | REC290TP2 BLK | Solar Panels |  | 0.29 | 16 | 18 | 18 |  | Fixed | Roof
Solar Registration Program | NJSRRE1543513041 | Jackson Township | 8527 | 18 | 8.12 | Residential | Yes | Behind the Meter | Sunrun Installation Services, Inc. | JCP&L | Accepted | 2019-12-11 | 2019-12-16 | 2020-12-16 | Delta Electronics | M8-TL-US | Inverters | 7680 |  | 1 |  |  | 0.96 |  | Outdoor | Next To Meter
Solar Registration Program | NJSRRE1543546846 | Hopatcong | 7843 | 1 | 8.12 | Residential | Yes | Behind the Meter | Sunrun Installation Services, Inc. | JCP&L | Accepted | 2019-12-13 | 2019-12-18 | 2020-12-18 | REC Solar | REC290TP2 BLK | Solar Panels |  | 0.29 | 18 | 241 | 27 |  | Fixed | Roof
Solar Registration Program | NJSRRE1543546846 | Hopatcong | 7843 | 1 | 8.12 | Residential | Yes | Behind the Meter | Sunrun Installation Services, Inc. | JCP&L | Accepted | 2019-12-13 | 2019-12-18 | 2020-12-18 | REC Solar | REC290TP2 BLK | Solar Panels |  | 0.29 | 10 | 61 | 27 |  | Fixed | Roof
Solar Registration Program | NJSRRE1543546846 | Hopatcong | 7843 | 1 | 8.12 | Residential | Yes | Behind the Meter | Sunrun Installation Services, Inc. | JCP&L | Accepted | 2019-12-13 | 2019-12-18 | 2020-12-18 | SolarEdge Technologies | SE7600A-USS2RGM | Inverters | 7600 |  | 1 |  |  | 0.96 |  | Outdoor | Next To Meter
Solar Registration Program | NJSRRE1543546846 | Hopatcong | 7843 | 1 | 8.12 | Residential | Yes | Behind the Meter | Sunrun Installation Services, Inc. | JCP&L | Accepted | 2019-12-13 | 2019-12-18 | 2020-12-18 | LG Chem | RESU 10H SEG | Electric Storage Battery |  |  | 1 |  |  |  | Lithium Ion |  | outside
Solar Registration Program | NJSRRE1543571226 | Old Bridge Township | 8857 | 11 | 8.12 | Residential | Yes | Behind the Meter | Sunrun Installation Services, Inc. | JCP&L | Accepted | 2019-12-19 | 2019-12-26 | 2020-12-26 | REC Solar | REC290TP2 BLK | Solar Panels |  | 0.29 | 11 | 340 | 27 |  | Fixed | Roof
Solar Registration Program | NJSRRE1543571226 | Old Bridge Township | 8857 | 11 | 8.12 | Residential | Yes | Behind the Meter | Sunrun Installation Services, Inc. | JCP&L | Accepted | 2019-12-19 | 2019-12-26 | 2020-12-26 | REC Solar | REC290TP2 BLK | Solar Panels |  | 0.29 | 17 | 160 | 27 |  | Fixed | Roof
Solar Registration Program | NJSRRE1543571226 | Old Bridge Township | 8857 | 11 | 8.12 | Residential | Yes | Behind the Meter | Sunrun Installation Services, Inc. | JCP&L | Accepted | 2019-12-19 | 2019-12-26 | 2020-12-26 | Enphase Energy | IQ7-60-x-US (240V) | Inverters | 240 |  | 28 |  |  | 0.96 |  | Outdoor | Rooftop
Solar Registration Program | NJSRRE1542314742 | Cherry Hill | 8003 | 14 | 8.13 | Residential | No | Behind the Meter | Impact Solar LLC | PSE&G | Final As-Built Received | 2019-09-06 | 2019-09-10 | 2020-09-10 | panasonic | VBHN325SA17 | Solar Panels |  | 0.325 | 25 | 273 | 19 |  | Fixed | Roof
Solar Registration Program | NJSRRE1542314742 | Cherry Hill | 8003 | 14 | 8.13 | Residential | No | Behind the Meter | Impact Solar LLC | PSE&G | Final As-Built Received | 2019-09-06 | 2019-09-10 | 2020-09-10 | solaredge | SE7600H-US | Inverters | 7600 |  | 1 |  |  | 0.96 |  | Indoor | garage
Solar Registration Program | NJSRRE1542314742 | Cherry Hill | 8003 | 14 | 8.13 | Residential | No | Behind the Meter | Impact Solar LLC | PSE&G | Final As-Built Received | 2019-09-06 | 2019-09-10 | 2020-09-10 | solaredge | Solaredge direct | Meters |  |  | 1 |  |  |  |  | Indoor
Solar Registration Program | NJSRRE1542411841 | Hamilton Township | 8690 | 12 | 8.13 | Residential | No | Behind the Meter | Green Power Energy | PSE&G | Accepted | 2019-09-17 | 2019-09-19 | 2020-09-19 | Panasonic | VBHN325KA03 | Solar Panels |  | 0.325 | 25 | 63 | 23 |  | Fixed | Roof
Solar Registration Program | NJSRRE1542411841 | Hamilton Township | 8690 | 12 | 8.13 | Residential | No | Behind the Meter | Green Power Energy | PSE&G | Accepted | 2019-09-17 | 2019-09-19 | 2020-09-19 | Solar Edge | SE7600H-US | Inverters | 7600 |  | 1 |  |  | 0.97 |  | Outside | next to meter
Solar Registration Program | NJSRRE1542419439 | Hillsborough | 8844 | 5 | 8.13 | Residential | No | Behind the Meter | Green Power Energy | PSE&G | Final As-Built Received | 2019-09-18 | 2019-09-20 | 2020-09-20 | Panasonic | VBHN325KA03 | Solar Panels |  | 0.325 | 25 | 190 | 32 |  | Fixed | Roof
Solar Registration Program | NJSRRE1542419439 | Hillsborough | 8844 | 5 | 8.13 | Residential | No | Behind the Meter | Green Power Energy | PSE&G | Final As-Built Received | 2019-09-18 | 2019-09-20 | 2020-09-20 | Solar Edge | SE7600H-US | Inverters | 7600 |  | 1 |  |  | 0.97 |  | Outside | next to meter
Solar Registration Program | NJSRRE1542419439 | Hillsborough | 8844 | 5 | 8.13 | Residential | No | Behind the Meter | Green Power Energy | PSE&G | Final As-Built Received | 2019-09-18 | 2019-09-20 | 2020-09-20 | Hialeah | CL200 | Meters |  |  | 1 |  |  |  | Yes | Outdoor
Solar Registration Program | NJSRRE1542431560 | South Brunswick Township | 8810 | 11 | 8.13 | Residential | No | Behind the Meter | Green Power Energy | PSE&G | Accepted | 2019-09-24 | 2019-09-26 | 2020-09-26 | Panasonic | VBHN325KA03 | Solar Panels |  | 0.325 | 25 | 225 | 20 |  | Fixed | Roof
Solar Registration Program | NJSRRE1542431560 | South Brunswick Township | 8810 | 11 | 8.13 | Residential | No | Behind the Meter | Green Power Energy | PSE&G | Accepted | 2019-09-24 | 2019-09-26 | 2020-09-26 | Solar Edge | SE7600H-US | Inverters | 7600 |  | 1 |  |  | 0.97 |  | Outside | next to meter
Solar Registration Program | NJSRRE1542514933 | Edison | 8820 | 11 | 8.13 | Residential | No | Behind the Meter | Green Power Energy | PSE&G | Accepted | 2019-10-08 | 2019-10-10 | 2020-10-10 | Panasonic | VBHN325KA03 | Solar Panels |  | 0.325 | 4 | 90 | 20 |  | Fixed | Roof
Solar Registration Program | NJSRRE1542514933 | Edison | 8820 | 11 | 8.13 | Residential | No | Behind the Meter | Green Power Energy | PSE&G | Accepted | 2019-10-08 | 2019-10-10 | 2020-10-10 | Panasonic | VBHN325KA03 | Solar Panels |  | 0.325 | 21 | 180 | 20 |  | Fixed | Roof
Solar Registration Program | NJSRRE1542514933 | Edison | 8820 | 11 | 8.13 | Residential | No | Behind the Meter | Green Power Energy | PSE&G | Accepted | 2019-10-08 | 2019-10-10 | 2020-10-10 | Solar Edge | SE7600H-US | Inverters | 7600 |  | 1 |  |  | 0.97 |  | Outside | next to meter
Solar Registration Program | NJSRRE1542553080 | Teaneck | 7666 | 7 | 8.13 | Residential | No | Behind the Meter | Green Power Energy | PSE&G | Accepted | 2019-10-17 | 2019-10-21 | 2020-10-21 | Panasonic | VBHN325KA03 | Solar Panels |  | 0.325 | 2 | 289 | 30 |  | Fixed | Roof
Solar Registration Program | NJSRRE1542553080 | Teaneck | 7666 | 7 | 8.13 | Residential | No | Behind the Meter | Green Power Energy | PSE&G | Accepted | 2019-10-17 | 2019-10-21 | 2020-10-21 | Panasonic | VBHN325KA03 | Solar Panels |  | 0.325 | 2 | 108 | 30 |  | Fixed | Roof
Solar Registration Program | NJSRRE1542553080 | Teaneck | 7666 | 7 | 8.13 | Residential | No | Behind the Meter | Green Power Energy | PSE&G | Accepted | 2019-10-17 | 2019-10-21 | 2020-10-21 | Panasonic | VBHN325KA03 | Solar Panels |  | 0.325 | 21 | 205 | 30 |  | Fixed | Roof
Solar Registration Program | NJSRRE1542553080 | Teaneck | 7666 | 7 | 8.13 | Residential | No | Behind the Meter | Green Power Energy | PSE&G | Accepted | 2019-10-17 | 2019-10-21 | 2020-10-21 | Solar Edge | SE7600H-US | Inverters | 7600 |  | 1 |  |  | 0.97 |  | Outside | next to meter
Solar Registration Program | NJSRRE1542763486 | Bloomfield | 7003 | 9 | 8.13 | Residential | No | Behind the Meter | Sun 101 LLC | PSE&G | Accepted | 2019-10-29 | 2019-10-31 | 2020-10-31 | PANASONIC | VBHN325KA05 | Solar Panels |  | 0.325 | 9 | 265 | 30 |  | Fixed | Roof
Solar Registration Program | NJSRRE1542763486 | Bloomfield | 7003 | 9 | 8.13 | Residential | No | Behind the Meter | Sun 101 LLC | PSE&G | Accepted | 2019-10-29 | 2019-10-31 | 2020-10-31 | PANASONIC | VBHN325KA05 | Solar Panels |  | 0.325 | 16 | 175 | 30 |  | Fixed | Roof
Solar Registration Program | NJSRRE1542763486 | Bloomfield | 7003 | 9 | 8.13 | Residential | No | Behind the Meter | Sun 101 LLC | PSE&G | Accepted | 2019-10-29 | 2019-10-31 | 2020-10-31 | SOLAREDGE | SE7600HUS | Inverters | 7600 |  | 1 |  |  | 0.99 |  | Outside | OUTSIDE
Solar Registration Program | NJSRRE1542763486 | Bloomfield | 7003 | 9 | 8.13 | Residential | No | Behind the Meter | Sun 101 LLC | PSE&G | Accepted | 2019-10-29 | 2019-10-31 | 2020-10-31 | SOLAREDGE | RGM | Meters |  |  | 1 |  |  |  | Yes | Outdoor
Solar Registration Program | NJSRRE1543058685 | North Bergen | 7047 | 8 | 8.13 | Residential | No | Behind the Meter | Corona Solar | PSE&G | Accepted | 2019-11-08 | 2019-11-12 | 2020-11-12 | Hanwha | Q. Peak DUO-G325 | Solar Panels |  | 0.325 | 25 | 200 | 5 |  | Fixed | Roof
Solar Registration Program | NJSRRE1543058685 | North Bergen | 7047 | 8 | 8.13 | Residential | No | Behind the Meter | Corona Solar | PSE&G | Accepted | 2019-11-08 | 2019-11-12 | 2020-11-12 | Solaredge | SE6000A-US | Inverters | 6000 |  | 1 |  |  | 0.99 |  | Outside | Side of house by meter
Solar Registration Program | NJSRRE1541703707 | Edison | 8820 | 11 | 8.14 | Residential | No | Behind the Meter | Ampericon | PSE&G | Accepted | 2019-07-25 | 2019-07-30 | 2020-07-30 | Silfab | SLA-M-370 | Solar Panels |  | 0.37 | 7 | 130 | 25 |  | Fixed | Roof
Solar Registration Program | NJSRRE1541703707 | Edison | 8820 | 11 | 8.14 | Residential | No | Behind the Meter | Ampericon | PSE&G | Accepted | 2019-07-25 | 2019-07-30 | 2020-07-30 | Silfab | SLA-M-370 | Solar Panels |  | 0.37 | 5 | 310 | 25 |  | Fixed | Roof
Solar Registration Program | NJSRRE1541703707 | Edison | 8820 | 11 | 8.14 | Residential | No | Behind the Meter | Ampericon | PSE&G | Accepted | 2019-07-25 | 2019-07-30 | 2020-07-30 | Silfab | SLA-M-370 | Solar Panels |  | 0.37 | 10 | 220 | 25 |  | Fixed | Roof
Solar Registration Program | NJSRRE1541703707 | Edison | 8820 | 11 | 8.14 | Residential | No | Behind the Meter | Ampericon | PSE&G | Accepted | 2019-07-25 | 2019-07-30 | 2020-07-30 | EnPhase | IQ7 | Inverters | 250 |  | 22 |  |  | 0.965 |  | Outside | Roof
Solar Registration Program | NJSRRE1541124771 | Maplewood | 7040 | 9 | 8.16 | Residential | No | Behind the Meter | Green Power Energy | PSE&G | Final As-Built Received | 2019-06-07 | 2019-06-11 | 2020-06-11 | Panasonic | VBHN340SA17 | Solar Panels |  | 0.34 | 24 | 212 | 30 |  | Fixed | Roof
Solar Registration Program | NJSRRE1541124771 | Maplewood | 7040 | 9 | 8.16 | Residential | No | Behind the Meter | Green Power Energy | PSE&G | Final As-Built Received | 2019-06-07 | 2019-06-11 | 2020-06-11 | Solar Edge | SE7600H-US | Inverters | 7600 |  | 1 |  |  | 0.97 |  | Outside | next to meter
Solar Registration Program | NJSRRE1541124771 | Maplewood | 7040 | 9 | 8.16 | Residential | No | Behind the Meter | Green Power Energy | PSE&G | Final As-Built Received | 2019-06-07 | 2019-06-11 | 2020-06-11 | Itron | CL200 | Meters |  |  | 1 |  |  |  | Yes | Outdoor
Solar Registration Program | NJSRRE1542422300 | Williamstown | 8094 | 15 | 8.16 | Residential | No | Behind the Meter | Green Power Solution | AC Electric | Accepted | 2019-09-19 | 2019-10-03 | 2020-10-03 | Trina | TSM-255PD05.082 | Solar Panels |  | 0.255 | 32 | 200 | 19 |  | Fixed | Roof
Solar Registration Program | NJSRRE1542422300 | Williamstown | 8094 | 15 | 8.16 | Residential | No | Behind the Meter | Green Power Solution | AC Electric | Accepted | 2019-09-19 | 2019-10-03 | 2020-10-03 | SMA | SB 7.7-1SP-US-40 (240V) | Inverters | 7600 |  | 1 |  |  | 0.98 |  | Outdoor | E.Side
Solar Registration Program | NJSRRE1540489802 | clifton | 7013 | 6 | 8.18 | Residential | No | Behind the Meter | SunPower Capital LLC | PSE&G | Accepted | 2019-03-15 | 2019-03-18 | 2020-03-18 | sunpower | e20-327-e-ac | Solar Panels |  | 0.327 | 25 | 220 | 25 |  | Fixed | Roof
Solar Registration Program | NJSRRE1540489802 | clifton | 7013 | 6 | 8.18 | Residential | No | Behind the Meter | SunPower Capital LLC | PSE&G | Accepted | 2019-03-15 | 2019-03-18 | 2020-03-18 | sunpower | e20-327-e-ac | Inverters | 0.327 |  | 25 |  |  | 0.96 |  | Other | behind panels
Solar Registration Program | NJSRRE1540497058 | Paterson | 7502 | 6 | 8.18 | Residential | Yes | Behind the Meter | SunPower Corporation, Systems | PSE&G | Accepted | 2019-03-18 | 2019-03-19 | 2020-03-19 | SUNPOWER | SPR-E20-327-D-AC | Solar Panels |  | 0.327 | 14 | 49 | 20 |  | Fixed | Roof
Solar Registration Program | NJSRRE1540497058 | Paterson | 7502 | 6 | 8.18 | Residential | Yes | Behind the Meter | SunPower Corporation, Systems | PSE&G | Accepted | 2019-03-18 | 2019-03-19 | 2020-03-19 | SPR-E20-327-D-AC | SPR-E20-327-D-AC | Solar Panels |  | 0.327 | 11 | 229 | 20 |  | Fixed | Roof
Solar Registration Program | NJSRRE1540497058 | Paterson | 7502 | 6 | 8.18 | Residential | Yes | Behind the Meter | SunPower Corporation, Systems | PSE&G | Accepted | 2019-03-18 | 2019-03-19 | 2020-03-19 | SUNPOWER | SPR-E20-327-D-AC | Inverters | 320 |  | 25 |  |  | 0.96 |  | Other | under each panel
Solar Registration Program | NJSRRE1540746749 | Franklinville | 8322 | 15 | 8.18 | Residential | No | Behind the Meter | SunPower Capital LLC | AC Electric | Accepted | 2019-03-28 | 2019-03-29 | 2020-03-29 | sunpower | e20-327-e-ac | Solar Panels |  | 0.327 | 16 | 149 | 34 |  | Fixed | Roof
Solar Registration Program | NJSRRE1540746749 | Franklinville | 8322 | 15 | 8.18 | Residential | No | Behind the Meter | SunPower Capital LLC | AC Electric | Accepted | 2019-03-28 | 2019-03-29 | 2020-03-29 | sunpower | e20-327-e-ac | Solar Panels |  | 0.327 | 9 | 149 | 29 |  | Fixed | Roof
Solar Registration Program | NJSRRE1540746749 | Franklinville | 8322 | 15 | 8.18 | Residential | No | Behind the Meter | SunPower Capital LLC | AC Electric | Accepted | 2019-03-28 | 2019-03-29 | 2020-03-29 | sunpower | e20-327-e-ac | Inverters | 0.327 |  | 25 |  |  | 0.96 |  | Other | behind panels
Solar Registration Program | NJSRRE1540919154 | Lanoka Harbor | 8734 | 18 | 8.18 | Residential | Yes | Behind the Meter | SunPower Corporation, Systems | JCP&L | Accepted | 2019-05-02 | 2019-05-07 | 2020-05-07 | SUNPOWER | SPR-E20-327-E-AC | Solar Panels |  | 0.327 | 9 | 272 | 23 |  | Fixed | Roof
Solar Registration Program | NJSRRE1540919154 | Lanoka Harbor | 8734 | 18 | 8.18 | Residential | Yes | Behind the Meter | SunPower Corporation, Systems | JCP&L | Accepted | 2019-05-02 | 2019-05-07 | 2020-05-07 | SUNPOWER | SPR-E20-327-E-AC | Solar Panels |  | 0.327 | 16 | 93 | 23 |  | Fixed | Roof
Solar Registration Program | NJSRRE1540919154 | Lanoka Harbor | 8734 | 18 | 8.18 | Residential | Yes | Behind the Meter | SunPower Corporation, Systems | JCP&L | Accepted | 2019-05-02 | 2019-05-07 | 2020-05-07 | SUNPOWER | SPR-E20-327-E-AC | Inverters | 320 |  | 25 |  |  | 0.96 |  | Other | under each panel
Solar Registration Program | NJSRRE1540993887 | Turnersville | 8012 | 14 | 8.18 | Residential | Yes | Behind the Meter | SunnyMac LLC | AC Electric | Accepted | 2019-05-16 | 2019-05-21 | 2020-05-21 | Sunpower | SPR-E20-327 | Solar Panels |  | 0.327 | 3 | 170 | 16 |  | Fixed | Roof
Solar Registration Program | NJSRRE1540993887 | Turnersville | 8012 | 14 | 8.18 | Residential | Yes | Behind the Meter | SunnyMac LLC | AC Electric | Accepted | 2019-05-16 | 2019-05-21 | 2020-05-21 | Sunpower | SPR-E20-327 | Solar Panels |  | 0.327 | 4 | 80 | 16 |  | Fixed | Roof
Solar Registration Program | NJSRRE1540993887 | Turnersville | 8012 | 14 | 8.18 | Residential | Yes | Behind the Meter | SunnyMac LLC | AC Electric | Accepted | 2019-05-16 | 2019-05-21 | 2020-05-21 | Sunpower | SPR-E20-327 | Solar Panels |  | 0.327 | 11 | 170 | 23 |  | Fixed | Roof
Solar Registration Program | NJSRRE1540993887 | Turnersville | 8012 | 14 | 8.18 | Residential | Yes | Behind the Meter | SunnyMac LLC | AC Electric | Accepted | 2019-05-16 | 2019-05-21 | 2020-05-21 | Sunpower | SPR-E20-327 | Solar Panels |  | 0.327 | 7 | 260 | 16 |  | Fixed | Roof
Solar Registration Program | NJSRRE1540993887 | Turnersville | 8012 | 14 | 8.18 | Residential | Yes | Behind the Meter | SunnyMac LLC | AC Electric | Accepted | 2019-05-16 | 2019-05-21 | 2020-05-21 | Sunpower | SPR-E20-327 | Inverters | 0.32 |  | 25 |  |  | 0.99 |  | Outside | Roof
Solar Registration Program | NJSRRE1541623529 | Hillsborough | 8844 | 5 | 8.18 | Residential | No | Behind the Meter | SunnyMac LLC | PSE&G | Final As-Built Received | 2019-07-09 | 2019-07-11 | 2020-07-11 | SunPower, | SPR-E20-327 | Solar Panels |  | 0.327 | 18 | 170 | 26 |  | Fixed | Roof
Solar Registration Program | NJSRRE1541623529 | Hillsborough | 8844 | 5 | 8.18 | Residential | No | Behind the Meter | SunnyMac LLC | PSE&G | Final As-Built Received | 2019-07-09 | 2019-07-11 | 2020-07-11 | SunPower | SPR-E20-327 | Solar Panels |  | 0.327 | 7 | 170 | 26 |  | Fixed | Roof
Solar Registration Program | NJSRRE1541623529 | Hillsborough | 8844 | 5 | 8.18 | Residential | No | Behind the Meter | SunnyMac LLC | PSE&G | Final As-Built Received | 2019-07-09 | 2019-07-11 | 2020-07-11 | Sunpower | PVS6 | Meters |  |  | 1 |  |  |  | Yes | Outdoor
Solar Registration Program | NJSRRE1541623529 | Hillsborough | 8844 | 5 | 8.18 | Residential | No | Behind the Meter | SunnyMac LLC | PSE&G | Final As-Built Received | 2019-07-09 | 2019-07-11 | 2020-07-11 | Enphase | IQ7XS-96-ACM-US | Inverters | 0.32 |  | 25 |  |  | 0.99 |  | Outdoor | roof
Solar Registration Program | NJSRRE1541672496 | trenton | 8610 | 12 | 8.18 | Residential | Yes | Behind the Meter | Vision Solar LLC | PSE&G | Accepted | 2019-07-16 | 2019-07-18 | 2020-07-18 | sunpower | e20-327-e-ac | Solar Panels |  | 0.327 | 7 | 211 | 27 |  | Fixed | Roof
Solar Registration Program | NJSRRE1541672496 | trenton | 8610 | 12 | 8.18 | Residential | Yes | Behind the Meter | Vision Solar LLC | PSE&G | Accepted | 2019-07-16 | 2019-07-18 | 2020-07-18 | sunpower | e20-327-e-ac | Solar Panels |  | 0.327 | 8 | 211 | 5 |  | Fixed | Roof
Solar Registration Program | NJSRRE1541672496 | trenton | 8610 | 12 | 8.18 | Residential | Yes | Behind the Meter | Vision Solar LLC | PSE&G | Accepted | 2019-07-16 | 2019-07-18 | 2020-07-18 | sunpower | e20-327-e-ac | Solar Panels |  | 0.327 | 10 | 31 | 27 |  | Fixed | Roof
Solar Registration Program | NJSRRE1541672496 | trenton | 8610 | 12 | 8.18 | Residential | Yes | Behind the Meter | Vision Solar LLC | PSE&G | Accepted | 2019-07-16 | 2019-07-18 | 2020-07-18 | sunpower | e20-327-e-ac | Inverters | 0.32 |  | 25 |  |  | 0.96 |  | Other | behind panels
Solar Registration Program | NJSRRE1541705364 | North Bergen | 7047 | 8 | 8.18 | Residential | Yes | Behind the Meter | SunPower Corporation, Systems | PSE&G | Accepted | 2019-07-26 | 2019-07-31 | 2020-07-31 | SUNPOWER | SPR-E20-327-E-AC | Solar Panels |  | 0.327 | 7 | 119 | 30 |  | Fixed | Roof
Solar Registration Program | NJSRRE1541705364 | North Bergen | 7047 | 8 | 8.18 | Residential | Yes | Behind the Meter | SunPower Corporation, Systems | PSE&G | Accepted | 2019-07-26 | 2019-07-31 | 2020-07-31 | SUNPOWER | SPR-E20-327-E-AC | Solar Panels |  | 0.327 | 8 | 299 | 30 |  | Fixed | Roof
Solar Registration Program | NJSRRE1541705364 | North Bergen | 7047 | 8 | 8.18 | Residential | Yes | Behind the Meter | SunPower Corporation, Systems | PSE&G | Accepted | 2019-07-26 | 2019-07-31 | 2020-07-31 | SUNPOWER | SPR-E20-327-E-AC | Solar Panels |  | 0.327 | 6 | 209 | 14 |  | Fixed | Roof
Solar Registration Program | NJSRRE1541705364 | North Bergen | 7047 | 8 | 8.18 | Residential | Yes | Behind the Meter | SunPower Corporation, Systems | PSE&G | Accepted | 2019-07-26 | 2019-07-31 | 2020-07-31 | SUNPOWER | SPR-E20-327-E-AC | Solar Panels |  | 0.327 | 4 | 209 | 30 |  | Fixed | Roof
Solar Registration Program | NJSRRE1541705364 | North Bergen | 7047 | 8 | 8.18 | Residential | Yes | Behind the Meter | SunPower Corporation, Systems | PSE&G | Accepted | 2019-07-26 | 2019-07-31 | 2020-07-31 | SUNPOWER | SPR-E20-327-E-AC | Inverters | 320 |  | 25 |  |  | 0.96 |  | Other | under each panel
Solar Registration Program | NJSRRE1541726738 | Williamstown | 8094 | 15 | 8.18 | Residential | Yes | Behind the Meter | SunPower Corporation, Systems | AC Electric | Accepted | 2019-08-01 | 2019-08-06 | 2020-08-06 | SUNPOWER | SPR-E20-327-E-AC | Solar Panels |  | 0.327 | 20 | 173 | 30 |  | Fixed | Roof
Solar Registration Program | NJSRRE1541726738 | Williamstown | 8094 | 15 | 8.18 | Residential | Yes | Behind the Meter | SunPower Corporation, Systems | AC Electric | Accepted | 2019-08-01 | 2019-08-06 | 2020-08-06 | SUNPOWER | SPR-E20-327-E-AC | Solar Panels |  | 0.327 | 5 | 263 | 40 |  | Fixed | Roof
Solar Registration Program | NJSRRE1541726738 | Williamstown | 8094 | 15 | 8.18 | Residential | Yes | Behind the Meter | SunPower Corporation, Systems | AC Electric | Accepted | 2019-08-01 | 2019-08-06 | 2020-08-06 | SUNPOWER | SPR-E20-327-E-AC | Inverters | 320 |  | 25 |  |  | 0.96 |  | Other | under each panel
Solar Registration Program | NJSRRE1541858852 | Englewood | 7631 | 7 | 8.18 | Residential | Yes | Behind the Meter | SunPower Corporation, Systems | PSE&G | Accepted | 2019-08-19 | 2019-08-23 | 2020-08-23 | SunPower | SPR-E20-327-E-AC | Solar Panels |  | 0.327 | 25 | 35 | 205 |  | Fixed | Roof
Solar Registration Program | NJSRRE1541858852 | Englewood | 7631 | 7 | 8.18 | Residential | Yes | Behind the Meter | SunPower Corporation, Systems | PSE&G | Accepted | 2019-08-19 | 2019-08-23 | 2020-08-23 | SunPower | SPR-E20-327-E-AC | Inverters | 320 |  | 25 |  |  | 0.96 |  | Other | under each panel
Solar Registration Program | NJSRRE1542423063 | MONROE TOWNSHIP | 8831 | 11 | 8.18 | Residential | Yes | Behind the Meter | Sea Bright Solar, LLC | JCP&L | Accepted | 2019-09-19 | 2019-09-23 | 2020-09-23 | SUNPOWER | SPR-E20-327-C-AC | Solar Panels |  | 0.327 | 8 | 161 | 33 |  | Fixed | Roof | SE
Solar Registration Program | NJSRRE1542423063 | MONROE TOWNSHIP | 8831 | 11 | 8.18 | Residential | Yes | Behind the Meter | Sea Bright Solar, LLC | JCP&L | Accepted | 2019-09-19 | 2019-09-23 | 2020-09-23 | SUNPOWER | SPR-E20-327-C-AC | Solar Panels |  | 0.327 | 4 | 251 | 45 |  | Fixed | Roof | WEST
Solar Registration Program | NJSRRE1542423063 | MONROE TOWNSHIP | 8831 | 11 | 8.18 | Residential | Yes | Behind the Meter | Sea Bright Solar, LLC | JCP&L | Accepted | 2019-09-19 | 2019-09-23 | 2020-09-23 | SUNPOWER | SPR-E20-327-C-AC | Solar Panels |  | 0.327 | 4 | 161 | 33 |  | Fixed | Roof | SE
Solar Registration Program | NJSRRE1542423063 | MONROE TOWNSHIP | 8831 | 11 | 8.18 | Residential | Yes | Behind the Meter | Sea Bright Solar, LLC | JCP&L | Accepted | 2019-09-19 | 2019-09-23 | 2020-09-23 | SUNPOWER | SPR-E20-327-C-AC | Solar Panels |  | 0.327 | 9 | 251 | 45 |  | Fixed | Roof | WEST
Solar Registration Program | NJSRRE1542423063 | MONROE TOWNSHIP | 8831 | 11 | 8.18 | Residential | Yes | Behind the Meter | Sea Bright Solar, LLC | JCP&L | Accepted | 2019-09-19 | 2019-09-23 | 2020-09-23 | SUNPOWER | SPR-E20-327-C-AC | Inverters | 0.32 |  | 25 |  |  | 0.96 |  | Outside | BENEATH ARRAY
Solar Registration Program | NJSRRE1542443612 | Franklin Lakes | 7417 | 7 | 8.18 | Residential | Yes | Behind the Meter | Kamtech Solar Solutions | Orange Rockland Electric | Accepted | 2019-09-26 | 2019-09-30 | 2020-09-30 | Sunpower Corporation | E20-327-C-AC | Solar Panels |  | 0.327 | 8 | 224 | 32 |  | Fixed | Roof
Solar Registration Program | NJSRRE1542443612 | Franklin Lakes | 7417 | 7 | 8.18 | Residential | Yes | Behind the Meter | Kamtech Solar Solutions | Orange Rockland Electric | Accepted | 2019-09-26 | 2019-09-30 | 2020-09-30 | Sunpower Corporation | e20-327-a-ac | Solar Panels |  | 0.327 | 17 | 314 | 32 |  | Fixed | Roof
Solar Registration Program | NJSRRE1542443612 | Franklin Lakes | 7417 | 7 | 8.18 | Residential | Yes | Behind the Meter | Kamtech Solar Solutions | Orange Rockland Electric | Accepted | 2019-09-26 | 2019-09-30 | 2020-09-30 | Enphase Energy | IQ-7x | Inverters | 0.315 |  | 25 |  |  | 0.975 |  | Outside | Underneath each module - microinverter
Solar Registration Program | NJSRRE1542447202 | Paterson | 7524 | 6 | 8.18 | Residential | Yes | Behind the Meter | Vision Solar LLC | PSE&G | Accepted | 2019-09-27 | 2019-10-01 | 2020-10-01 | sunpower | spr-e20-327-e-ac | Solar Panels |  | 0.327 | 5 | 194 | 45 |  | Fixed | Roof
Solar Registration Program | NJSRRE1542447202 | Paterson | 7524 | 6 | 8.18 | Residential | Yes | Behind the Meter | Vision Solar LLC | PSE&G | Accepted | 2019-09-27 | 2019-10-01 | 2020-10-01 | sunpower | spr-e20-327-e-ac | Inverters | 0.32 |  | 25 |  |  | 0.96 |  | Other | behind panels
Solar Registration Program | NJSRRE1542447202 | Paterson | 7524 | 6 | 8.18 | Residential | Yes | Behind the Meter | Vision Solar LLC | PSE&G | Accepted | 2019-09-27 | 2019-10-01 | 2020-10-01 | sunpower | spr-e20-327-e-ac | Solar Panels |  | 0.327 | 10 | 193 | 23 |  | Fixed | Roof
Solar Registration Program | NJSRRE1542447202 | Paterson | 7524 | 6 | 8.18 | Residential | Yes | Behind the Meter | Vision Solar LLC | PSE&G | Accepted | 2019-09-27 | 2019-10-01 | 2020-10-01 | sunpower | spr-e20-327-e-ac | Solar Panels |  | 0.327 | 10 | 13 | 23 |  | Fixed | Roof
Solar Registration Program | NJSRRE1542460929 | Evesham Township | 8053 | 13 | 8.18 | Residential | Yes | Behind the Meter | Sun Up Zero Down | AC Electric | Accepted | 2019-09-30 | 2019-10-02 | 2020-10-02 | Sunpower | SPR-E20-327-C-AC | Solar Panels |  | 0.327 | 15 | 122 | 42 |  | Fixed | Roof
Solar Registration Program | NJSRRE1542460929 | Evesham Township | 8053 | 13 | 8.18 | Residential | Yes | Behind the Meter | Sun Up Zero Down | AC Electric | Accepted | 2019-09-30 | 2019-10-02 | 2020-10-02 | Sunpower | SPR-E20-327-C-AC | Solar Panels |  | 0.327 | 10 | 122 | 20 |  | Fixed | Roof
Solar Registration Program | NJSRRE1542460929 | Evesham Township | 8053 | 13 | 8.18 | Residential | Yes | Behind the Meter | Sun Up Zero Down | AC Electric | Accepted | 2019-09-30 | 2019-10-02 | 2020-10-02 | Sunpower | SPR-E20-327-C-AC | Inverters | 8000 |  | 25 |  |  | 0.96 |  | Other | behind panels
Solar Registration Program | NJSRRE1542494053 | Glassboro | 8028 | 15 | 8.18 | Residential | No | Behind the Meter | Ad Energy | AC Electric | Accepted | 2019-10-02 | 2019-10-04 | 2020-10-04 | SunPower | SPR-E20-327-E-AC | Solar Panels |  | 0.327 | 15 | 203 | 45 |  | Fixed | Roof
Solar Registration Program | NJSRRE1542494053 | Glassboro | 8028 | 15 | 8.18 | Residential | No | Behind the Meter | Ad Energy | AC Electric | Accepted | 2019-10-02 | 2019-10-04 | 2020-10-04 | SunPower | SPR-E20-327-E-AC | Solar Panels |  | 0.327 | 5 | 113 | 45 |  | Fixed | Roof
Solar Registration Program | NJSRRE1542494053 | Glassboro | 8028 | 15 | 8.18 | Residential | No | Behind the Meter | Ad Energy | AC Electric | Accepted | 2019-10-02 | 2019-10-04 | 2020-10-04 | SunPower | SPR-E20-327-E-AC | Solar Panels |  | 0.327 | 5 | 293 | 45 |  | Fixed | Roof
Solar Registration Program | NJSRRE1542494053 | Glassboro | 8028 | 15 | 8.18 | Residential | No | Behind the Meter | Ad Energy | AC Electric | Accepted | 2019-10-02 | 2019-10-04 | 2020-10-04 | SunPower | SPR-E20-327-E-AC | Inverters | 315 |  | 26 |  |  | 0.975 |  | Outdoor | At each panel
Solar Registration Program | NJSRRE1542505543 | Medford Twp | 8055 | 13 | 8.18 | Residential | Yes | Behind the Meter | SunnyMac LLC | PSE&G | Accepted | 2019-10-04 | 2019-10-08 | 2020-10-08 | SunPower | SPR-E20-327 | Solar Panels |  | 0.327 | 4 | 28 | 27 |  | Fixed | Roof
Solar Registration Program | NJSRRE1542505543 | Medford Twp | 8055 | 13 | 8.18 | Residential | Yes | Behind the Meter | SunnyMac LLC | PSE&G | Accepted | 2019-10-04 | 2019-10-08 | 2020-10-08 | SunPower | SPR-E20-327 | Solar Panels |  | 0.327 | 2 | 118 | 29 |  | Fixed | Roof
Solar Registration Program | NJSRRE1542505543 | Medford Twp | 8055 | 13 | 8.18 | Residential | Yes | Behind the Meter | SunnyMac LLC | PSE&G | Accepted | 2019-10-04 | 2019-10-08 | 2020-10-08 | SunPower | SPR-E20-327 | Solar Panels |  | 0.327 | 11 | 208 | 27 |  | Fixed | Roof
Solar Registration Program | NJSRRE1542505543 | Medford Twp | 8055 | 13 | 8.18 | Residential | Yes | Behind the Meter | SunnyMac LLC | PSE&G | Accepted | 2019-10-04 | 2019-10-08 | 2020-10-08 | SunPower | SPR-E20-327 | Solar Panels |  | 0.327 | 8 | 28 | 14 |  | Fixed | Roof
Solar Registration Program | NJSRRE1542505543 | Medford Twp | 8055 | 13 | 8.18 | Residential | Yes | Behind the Meter | SunnyMac LLC | PSE&G | Accepted | 2019-10-04 | 2019-10-08 | 2020-10-08 | Enphase | IQ7XS-96-ACM-US | Inverters | 0.315 |  | 25 |  |  | 0.99 |  | Outdoor | roof
Solar Registration Program | NJSRRE1542515231 | Lyndhurst | 7071 | 7 | 8.18 | Residential | Yes | Behind the Meter | SunPower Corporation, Systems | PSE&G | Accepted | 2019-10-08 | 2019-10-10 | 2020-10-10 | SUNPOWER | SPR-E20-327-E-AC | Solar Panels |  | 0.327 | 12 | 217 | 30 |  | Fixed | Roof
Solar Registration Program | NJSRRE1542515231 | Lyndhurst | 7071 | 7 | 8.18 | Residential | Yes | Behind the Meter | SunPower Corporation, Systems | PSE&G | Accepted | 2019-10-08 | 2019-10-10 | 2020-10-10 | SUNPOWER | SPR-E20-327-E-AC | Solar Panels |  | 0.327 | 8 | 37 | 25 |  | Fixed | Roof
Solar Registration Program | NJSRRE1542515231 | Lyndhurst | 7071 | 7 | 8.18 | Residential | Yes | Behind the Meter | SunPower Corporation, Systems | PSE&G | Accepted | 2019-10-08 | 2019-10-10 | 2020-10-10 | SUNPOWER | SPR-E20-327-E-AC | Solar Panels |  | 0.327 | 2 | 37 | 30 |  | Fixed | Roof
Solar Registration Program | NJSRRE1542515231 | Lyndhurst | 7071 | 7 | 8.18 | Residential | Yes | Behind the Meter | SunPower Corporation, Systems | PSE&G | Accepted | 2019-10-08 | 2019-10-10 | 2020-10-10 | SUNPOWER | SPR-E20-327-E-AC | Solar Panels |  | 0.327 | 3 | 37 | 20 |  | Fixed | Roof
Solar Registration Program | NJSRRE1542515231 | Lyndhurst | 7071 | 7 | 8.18 | Residential | Yes | Behind the Meter | SunPower Corporation, Systems | PSE&G | Accepted | 2019-10-08 | 2019-10-10 | 2020-10-10 | SUNPOWER | SPR-E20-327-E-AC | Inverters | 320 |  | 25 |  |  | 0.96 |  | Other | under each panel
Solar Registration Program | NJSRRE1542573054 | HILLSBOROUGH | 8844 | 5 | 8.18 | Residential | Yes | Behind the Meter | Sea Bright Solar, LLC | PSE&G | Accepted | 2019-10-21 | 2019-10-23 | 2020-10-23 | SUNPOWER | SPR-X22-360-E-AC | Solar Panels |  | 0.327 | 7 | 164 | 40 |  | Fixed | Roof | SE
Solar Registration Program | NJSRRE1542573054 | HILLSBOROUGH | 8844 | 5 | 8.18 | Residential | Yes | Behind the Meter | Sea Bright Solar, LLC | PSE&G | Accepted | 2019-10-21 | 2019-10-23 | 2020-10-23 | SUNPOWER | SPR-X22-360-E-AC | Solar Panels |  | 0.327 | 8 | 74 | 32 |  | Fixed | Roof | ENE
Solar Registration Program | NJSRRE1542573054 | HILLSBOROUGH | 8844 | 5 | 8.18 | Residential | Yes | Behind the Meter | Sea Bright Solar, LLC | PSE&G | Accepted | 2019-10-21 | 2019-10-23 | 2020-10-23 | SUNPOWER | SPR-X22-360-E-AC | Solar Panels |  | 0.327 | 6 | 254 | 32 |  | Fixed | Roof | WEST
Solar Registration Program | NJSRRE1542573054 | HILLSBOROUGH | 8844 | 5 | 8.18 | Residential | Yes | Behind the Meter | Sea Bright Solar, LLC | PSE&G | Accepted | 2019-10-21 | 2019-10-23 | 2020-10-23 | SUNPOWER | SPR-X22-360-E-AC | Solar Panels |  | 0.327 | 4 | 74 | 32 |  | Fixed | Roof | ENE
Solar Registration Program | NJSRRE1542573054 | HILLSBOROUGH | 8844 | 5 | 8.18 | Residential | Yes | Behind the Meter | Sea Bright Solar, LLC | PSE&G | Accepted | 2019-10-21 | 2019-10-23 | 2020-10-23 | SUNPOWER | SPR-X22-360-E-AC | Inverters | 320 |  | 25 |  |  | 0.96 |  | Outside | BENEATH ARRAY
Solar Registration Program | NJSRRE1542575061 | Egg Harbor Township | 8234 | 19 | 8.18 | Residential | Yes | Behind the Meter | Seabright Solar | AC Electric | Accepted | 2019-10-29 | 2019-10-30 | 2020-10-30 | Sunpower | SPR-E20-327 | Solar Panels |  | 0.327 | 15 | 290 | 20 |  | Fixed | Roof
Solar Registration Program | NJSRRE1542575061 | Egg Harbor Township | 8234 | 19 | 8.18 | Residential | Yes | Behind the Meter | Seabright Solar | AC Electric | Accepted | 2019-10-29 | 2019-10-30 | 2020-10-30 | Sunpower | SPR-E20-327 | Solar Panels |  | 0.327 | 2 | 110 | 30 |  | Fixed | Roof
Solar Registration Program | NJSRRE1542575061 | Egg Harbor Township | 8234 | 19 | 8.18 | Residential | Yes | Behind the Meter | Seabright Solar | AC Electric | Accepted | 2019-10-29 | 2019-10-30 | 2020-10-30 | Sunpower | SPR-E20-327 | Solar Panels |  | 0.327 | 8 | 110 | 20 |  | Fixed | Roof
Solar Registration Program | NJSRRE1542575061 | Egg Harbor Township | 8234 | 19 | 8.18 | Residential | Yes | Behind the Meter | Seabright Solar | AC Electric | Accepted | 2019-10-29 | 2019-10-30 | 2020-10-30 | Sunpower | SPR-E20-327 | Inverters | 0.32 |  | 25 |  |  | 0.99 |  | Outside | Roof
Solar Registration Program | NJSRRE1542575624 | Springfield | 8041 | 13 | 8.18 | Residential | No | Behind the Meter | SunPower Capital, LLC | JCP&L | Accepted | 2019-10-22 | 2019-10-24 | 2020-10-24 | SunPower | SPR-E20-327-C-AC | Solar Panels |  | 0.327 | 25 | 254 | 23 |  | Fixed | Roof
Solar Registration Program | NJSRRE1542575624 | Springfield | 8041 | 13 | 8.18 | Residential | No | Behind the Meter | SunPower Capital, LLC | JCP&L | Accepted | 2019-10-22 | 2019-10-24 | 2020-10-24 | SunPower | SPR-E20-327-C-AC | Inverters | 320 |  | 25 |  |  | 0.975 |  | Outside | on the rooftop under each solar panel
Solar Registration Program | NJSRRE1542575713 | Woodbridge | 7067 | 10 | 8.18 | Residential | No | Behind the Meter | GenRenew, LLC | PSE&G | Accepted | 2019-10-22 | 2019-10-24 | 2020-10-24 | Sunpower | SPR-E20-327-E-AC | Solar Panels |  | 0.327 | 25 | 227 | 27 |  | Fixed | Roof
Solar Registration Program | NJSRRE1542575713 | Woodbridge | 7067 | 10 | 8.18 | Residential | No | Behind the Meter | GenRenew, LLC | PSE&G | Accepted | 2019-10-22 | 2019-10-24 | 2020-10-24 | Sunpower | MI-E-320-US208/240 | Inverters | 320 |  | 25 |  |  | 0.96 |  | Outdoor | microinverters under modules
Solar Registration Program | NJSRRE1542576149 | PLAINSBORO | 8536 | 11 | 8.18 | Residential | No | Behind the Meter | SEA BRIGHT SOLAR, LLC | PSE&G | Accepted | 2019-10-22 | 2019-10-24 | 2020-10-24 | SUNPOWER | SPR-E20-327-AC | Solar Panels |  | 0.327 | 25 | 176 | 37 |  | Fixed | Roof | SOUTH
Solar Registration Program | NJSRRE1542576149 | PLAINSBORO | 8536 | 11 | 8.18 | Residential | No | Behind the Meter | SEA BRIGHT SOLAR, LLC | PSE&G | Accepted | 2019-10-22 | 2019-10-24 | 2020-10-24 | SUNPOWER | SPR-E20-327-AC | Inverters | 320 |  | 25 |  |  | 0.96 |  | Outside | BENEATH ARRAY
Solar Registration Program | NJSRRE1542685147 | South Amboy | 8879 | 11 | 8.18 | Residential | Yes | Behind the Meter | Seabright Solar | JCP&L | Accepted | 2019-10-28 | 2019-10-30 | 2020-10-30 | Sunpower | SPR-E20-327 | Solar Panels |  | 0.327 | 15 | 150 | 6 |  | Fixed | Roof
Solar Registration Program | NJSRRE1542685147 | South Amboy | 8879 | 11 | 8.18 | Residential | Yes | Behind the Meter | Seabright Solar | JCP&L | Accepted | 2019-10-28 | 2019-10-30 | 2020-10-30 | Sunpower | SPR-E20-327 | Solar Panels |  | 0.327 | 10 | 150 | 40 |  | Fixed | Roof
Solar Registration Program | NJSRRE1542685147 | South Amboy | 8879 | 11 | 8.18 | Residential | Yes | Behind the Meter | Seabright Solar | JCP&L | Accepted | 2019-10-28 | 2019-10-30 | 2020-10-30 | Sunpower | SPR-E20-327 | Inverters | 0.32 |  | 25 |  |  | 0.99 |  | Outside | Roof
Solar Registration Program | NJSRRE1542883757 | Passaic | 7055 | 6 | 8.18 | Residential | Yes | Behind the Meter | SunPower Corporation, Systems | PSE&G | Accepted | 2019-11-01 | 2019-11-05 | 2020-11-05 | SUNPOWER | SPR-E20-327-E-AC | Solar Panels |  | 0.327 | 12 | 126 | 40 |  | Fixed | Roof
Solar Registration Program | NJSRRE1542883757 | Passaic | 7055 | 6 | 8.18 | Residential | Yes | Behind the Meter | SunPower Corporation, Systems | PSE&G | Accepted | 2019-11-01 | 2019-11-05 | 2020-11-05 | SUNPOWER | SPR-E20-327-E-AC | Solar Panels |  | 0.327 | 3 | 216 | 25 |  | Fixed | Roof
Solar Registration Program | NJSRRE1542883757 | Passaic | 7055 | 6 | 8.18 | Residential | Yes | Behind the Meter | SunPower Corporation, Systems | PSE&G | Accepted | 2019-11-01 | 2019-11-05 | 2020-11-05 | SUNPOWER | SPR-E20-327-E-AC | Solar Panels |  | 0.327 | 10 | 306 | 40 |  | Fixed | Roof
Solar Registration Program | NJSRRE1542883757 | Passaic | 7055 | 6 | 8.18 | Residential | Yes | Behind the Meter | SunPower Corporation, Systems | PSE&G | Accepted | 2019-11-01 | 2019-11-05 | 2020-11-05 | SUNPOWER | SPR-E20-327-E-AC | Inverters | 320 |  | 25 |  |  | 0.96 |  | Other | under each panel
Solar Registration Program | NJSRRE1542887230 | Manahawkin | 8050 | 18 | 8.18 | Residential | No | Behind the Meter | SunPower Corporation, Systems | AC Electric | Accepted | 2019-11-01 | 2019-11-05 | 2020-11-05 | SUNPOWER | SPR-E20-327-E-AC | Solar Panels |  | 0.327 | 25 | 191 | 25 |  | Fixed | Roof
Solar Registration Program | NJSRRE1542887230 | Manahawkin | 8050 | 18 | 8.18 | Residential | No | Behind the Meter | SunPower Corporation, Systems | AC Electric | Accepted | 2019-11-01 | 2019-11-05 | 2020-11-05 | SUNPOWER | SPR-E20-327-E-AC | Inverters | 320 |  | 25 |  |  | 0.96 |  | Other | under each panel
Solar Registration Program | NJSRRE1543046233 | Long Hil | 7980 | 3 | 8.18 | Residential | Yes | Behind the Meter | SunPower Capital LLC | JCP&L | Accepted | 2019-11-26 | 2019-11-26 | 2020-11-26 | sunpower | e20-327-e-ac | Solar Panels |  | 0.327 | 21 | 30 | 263 |  | Fixed | Roof
Solar Registration Program | NJSRRE1543046233 | Long Hil | 7980 | 3 | 8.18 | Residential | Yes | Behind the Meter | SunPower Capital LLC | JCP&L | Accepted | 2019-11-26 | 2019-11-26 | 2020-11-26 | sunpower | e20-327-e-ac | Solar Panels |  | 0.327 | 4 | 173 | 30 |  | Fixed | Roof
Solar Registration Program | NJSRRE1543046233 | Long Hil | 7980 | 3 | 8.18 | Residential | Yes | Behind the Meter | SunPower Capital LLC | JCP&L | Accepted | 2019-11-26 | 2019-11-26 | 2020-11-26 | sunpower | e20-327-e-ac | Inverters | 0.32 |  | 25 |  |  | 0.96 |  | Other | behind panels
Solar Registration Program | NJSRRE1543437165 | Pleasantville | 8232 | 19 | 8.18 | Residential | Yes | Behind the Meter | Castle Energy, LLC | AC Electric | Accepted | 2019-11-25 | 2019-11-26 | 2020-11-26 | SunPower | SPR-E20-327-E-AC | Solar Panels |  | 0.327 | 18 | 118 | 30 |  | Fixed | Roof
Solar Registration Program | NJSRRE1543437165 | Pleasantville | 8232 | 19 | 8.18 | Residential | Yes | Behind the Meter | Castle Energy, LLC | AC Electric | Accepted | 2019-11-25 | 2019-11-26 | 2020-11-26 | SunPower | SPR-E20-327-E-AC | Solar Panels |  | 0.327 | 7 | 208 | 23 |  | Fixed | Roof
Solar Registration Program | NJSRRE1543437165 | Pleasantville | 8232 | 19 | 8.18 | Residential | Yes | Behind the Meter | Castle Energy, LLC | AC Electric | Accepted | 2019-11-25 | 2019-11-26 | 2020-11-26 | SunPower | SPR-E20-327-E-AC | Inverters | 320 |  | 25 |  |  | 0.975 |  | Outside | on the rooftop under each solar panel
Solar Registration Program | NJSRRE1543478597 | HILLSBOROUGH | 8844 | 5 | 8.18 | Residential | No | Behind the Meter | SEA BRIGHT SOLAR, LLC | PSE&G | Accepted | 2019-12-04 | 2019-12-09 | 2020-12-09 | SUNPOWER | SPR-E20-327-C-AC | Solar Panels |  | 0.327 | 14 | 135 | 32 |  | Fixed | Roof | SE
Solar Registration Program | NJSRRE1543478597 | HILLSBOROUGH | 8844 | 5 | 8.18 | Residential | No | Behind the Meter | SEA BRIGHT SOLAR, LLC | PSE&G | Accepted | 2019-12-04 | 2019-12-09 | 2020-12-09 | SUNPOWER | SPR-E20-327-C-AC | Solar Panels |  | 0.327 | 11 | 225 | 45 |  | Fixed | Roof | SW
Solar Registration Program | NJSRRE1543478597 | HILLSBOROUGH | 8844 | 5 | 8.18 | Residential | No | Behind the Meter | SEA BRIGHT SOLAR, LLC | PSE&G | Accepted | 2019-12-04 | 2019-12-09 | 2020-12-09 | SUNPOWER | SPR-E20-327-C-AC | Inverters | 320 |  | 25 |  |  | 0.97 |  | Outside | BENEATH ARRAY
Solar Registration Program | NJSRRE1540205210 | Paterson | 7504 | 6 | 8.19 | Residential | Yes | Behind the Meter | Pro Custom Solar dba Momentum Solar | PSE&G | Accepted | 2019-01-04 | 2019-01-08 | 2020-01-08 | HANWHA | Q.PEAK DUO BLK-G5 315 | Solar Panels |  | 0.315 | 6 | 189 | 32 |  | Fixed | Roof
Solar Registration Program | NJSRRE1540205210 | Paterson | 7504 | 6 | 8.19 | Residential | Yes | Behind the Meter | Pro Custom Solar dba Momentum Solar | PSE&G | Accepted | 2019-01-04 | 2019-01-08 | 2020-01-08 | HANWHA | Q.PEAK DUO BLK-G5 315 | Solar Panels |  | 0.315 | 12 | 99 | 43 |  | Fixed | Roof
Solar Registration Program | NJSRRE1540205210 | Paterson | 7504 | 6 | 8.19 | Residential | Yes | Behind the Meter | Pro Custom Solar dba Momentum Solar | PSE&G | Accepted | 2019-01-04 | 2019-01-08 | 2020-01-08 | HANWHA | Q.PEAK DUO BLK-G5 315 | Solar Panels |  | 0.315 | 8 | 279 | 43 |  | Fixed | Roof
Solar Registration Program | NJSRRE1540205210 | Paterson | 7504 | 6 | 8.19 | Residential | Yes | Behind the Meter | Pro Custom Solar dba Momentum Solar | PSE&G | Accepted | 2019-01-04 | 2019-01-08 | 2020-01-08 | ENPHASE | IQ7-60-2-US | Inverters | 250 |  | 26 |  |  | 0.97 |  | Outdoor | ROOF
Solar Registration Program | NJSRRE1540216295 | Old Bridge | 8857 | 11 | 8.19 | Residential | Yes | Behind the Meter | Vivint Solar Developer, LLC | JCP&L | Accepted | 2019-01-08 | 2019-01-11 | 2020-01-11 | Hanwha Solar | Q.Peak BLK-G5 315 | Solar Panels |  | 0.315 | 16 | 224 | 24 |  | Fixed | Roof
Solar Registration Program | NJSRRE1540216295 | Old Bridge | 8857 | 11 | 8.19 | Residential | Yes | Behind the Meter | Vivint Solar Developer, LLC | JCP&L | Accepted | 2019-01-08 | 2019-01-11 | 2020-01-11 | Hanwha Solar | Q.Peak BLK-G5 315 | Solar Panels |  | 0.315 | 10 | 224 | 24 |  | Fixed | Roof
Solar Registration Program | NJSRRE1540216295 | Old Bridge | 8857 | 11 | 8.19 | Residential | Yes | Behind the Meter | Vivint Solar Developer, LLC | JCP&L | Accepted | 2019-01-08 | 2019-01-11 | 2020-01-11 | Solar Edge | SE7600H-US | Inverters | 7600 |  | 1 |  |  | 0.992 |  | Outdoor | Near the Utility Meter.
Solar Registration Program | NJSRRE1540364834 | River Edge | 7661 | 7 | 8.19 | Residential | Yes | Behind the Meter | Pro Custom Solar dba Momentum Solar | AC Electric | Accepted | 2019-02-14 | 2019-02-19 | 2020-02-19 | HANWHA | Q.PEAK DUO BLK-G5 315 | Solar Panels |  | 0.315 | 8 | 199 | 27 |  | Fixed | Roof
Solar Registration Program | NJSRRE1540364834 | River Edge | 7661 | 7 | 8.19 | Residential | Yes | Behind the Meter | Pro Custom Solar dba Momentum Solar | AC Electric | Accepted | 2019-02-14 | 2019-02-19 | 2020-02-19 | HANWHA | Q.PEAK DUO BLK-G5 315 | Solar Panels |  | 0.315 | 18 | 109 | 35 |  | Fixed | Roof
Solar Registration Program | NJSRRE1540364834 | River Edge | 7661 | 7 | 8.19 | Residential | Yes | Behind the Meter | Pro Custom Solar dba Momentum Solar | AC Electric | Accepted | 2019-02-14 | 2019-02-19 | 2020-02-19 | ENPHASE | IQ6-60-2-US | Inverters | 240 |  | 26 |  |  | 0.97 |  | Outdoor | ROOD
Solar Registration Program | NJSRRE1540375604 | Summit | 7901 | 10 | 8.19 | Residential | Yes | Behind the Meter | Suntuity Solar LLC | JCP&L | Accepted | 2019-02-18 | 2019-02-20 | 2020-02-20 | Hanwha Solar | Q-Cells 315 Mono | Solar Panels |  | 0.315 | 26 | 120 | 20 |  | Fixed | Roof
Solar Registration Program | NJSRRE1540375604 | Summit | 7901 | 10 | 8.19 | Residential | Yes | Behind the Meter | Suntuity Solar LLC | JCP&L | Accepted | 2019-02-18 | 2019-02-20 | 2020-02-20 | SolarEdge | SE7600H-US | Inverters | 7600 |  | 1 |  |  | 0.99 |  | Outdoor | Besides the meter
Solar Registration Program | NJSRRE1540456603 | Jersey City | 7305 | 8 | 8.19 | Residential | No | Behind the Meter | Trinity Solar | PSE&G | Accepted | 2019-03-06 | 2019-03-07 | 2020-03-07 | HANWHA | Q.PEAK DUO BLK-G5 315 | Solar Panels |  | 0.315 | 26 | 148 | 27 |  | Fixed | Roof
Solar Registration Program | NJSRRE1540456603 | Jersey City | 7305 | 8 | 8.19 | Residential | No | Behind the Meter | Trinity Solar | PSE&G | Accepted | 2019-03-06 | 2019-03-07 | 2020-03-07 | Solar Edge | SE7600 | Inverters | 7600 |  | 1 |  |  | 0.97 |  | Outside | Side of home
Solar Registration Program | NJSRRE1540458729 | HOWELL | 7731 | 17 | 8.19 | Residential | Yes | Behind the Meter | Vivint Solar Developer, LLC | JCP&L | Accepted | 2019-03-07 | 2019-03-08 | 2020-03-08 | Hanwha Solar | Q.PEAK DUO BLK-G5 315 | Solar Panels |  | 0.315 | 20 | 144 | 22 |  | Fixed | Roof
Solar Registration Program | NJSRRE1540458729 | HOWELL | 7731 | 17 | 8.19 | Residential | Yes | Behind the Meter | Vivint Solar Developer, LLC | JCP&L | Accepted | 2019-03-07 | 2019-03-08 | 2020-03-08 | Hanwha Solar | Q.PEAK DUO BLK-G5 315 | Solar Panels |  | 0.315 | 6 | 144 | 24 |  | Fixed | Roof
Solar Registration Program | NJSRRE1540458729 | HOWELL | 7731 | 17 | 8.19 | Residential | Yes | Behind the Meter | Vivint Solar Developer, LLC | JCP&L | Accepted | 2019-03-07 | 2019-03-08 | 2020-03-08 | Solar Edge | SE7600H-US | Inverters | 7600 |  | 1 |  |  | 0.992 |  | Outdoor | Near the Utility Meter
Solar Registration Program | NJSRRE1540484250 | Lawrence Township | 8648 | 12 | 8.19 | Residential | Yes | Behind the Meter | Suntuity Solar LLC | PSE&G | Accepted | 2019-03-14 | 2019-03-15 | 2020-03-15 | Hanwha Solar | Q-Cells 315 Mono | Solar Panels |  | 0.315 | 23 | 207 | 22 |  | Fixed | Roof
Solar Registration Program | NJSRRE1540484250 | Lawrence Township | 8648 | 12 | 8.19 | Residential | Yes | Behind the Meter | Suntuity Solar LLC | PSE&G | Accepted | 2019-03-14 | 2019-03-15 | 2020-03-15 | Hanwha Solar | Q-Cells 315 Mono | Solar Panels |  | 0.315 | 3 | 117 | 19 |  | Fixed | Roof
Solar Registration Program | NJSRRE1540484250 | Lawrence Township | 8648 | 12 | 8.19 | Residential | Yes | Behind the Meter | Suntuity Solar LLC | PSE&G | Accepted | 2019-03-14 | 2019-03-15 | 2020-03-15 | Enphase Energy | IQ7-60-2-US | Inverters | 240 |  | 26 |  |  | 0.97 |  | Outdoor | Behind the PV Modules
Solar Registration Program | NJSRRE1540490005 | Lincoln Park | 7035 | 3 | 8.19 | Residential | Yes | Behind the Meter | Vivint Solar Developer, LLC | JCP&L | Accepted | 2019-03-15 | 2019-03-18 | 2020-03-18 | Hanwha Solar | Q.PEAK DUO BLK-G5 315 | Solar Panels |  | 0.315 | 6 | 219 | 18 |  | Fixed | Roof
Solar Registration Program | NJSRRE1540490005 | Lincoln Park | 7035 | 3 | 8.19 | Residential | Yes | Behind the Meter | Vivint Solar Developer, LLC | JCP&L | Accepted | 2019-03-15 | 2019-03-18 | 2020-03-18 | Hanwha Solar | Q.PEAK DUO BLK-G5 315 | Solar Panels |  | 0.315 | 20 | 39 | 18 |  | Fixed | Roof
Solar Registration Program | NJSRRE1540490005 | Lincoln Park | 7035 | 3 | 8.19 | Residential | Yes | Behind the Meter | Vivint Solar Developer, LLC | JCP&L | Accepted | 2019-03-15 | 2019-03-18 | 2020-03-18 | Solar Edge | SE7600H-US | Inverters | 7600 |  | 1 |  |  | 0.992 |  | Outdoor | Near the Utility Meter
Solar Registration Program | NJSRRE1540743404 | Metuchen | 8840 | 11 | 8.19 | Residential | Yes | Behind the Meter | Vivint Solar Developer, LLC | PSE&G | Accepted | 2019-04-02 | 2019-04-02 | 2020-04-02 | Hanwha Solar | Q.Peak BLK-G5 315 | Solar Panels |  | 0.315 | 26 | 91 | 22 |  | Fixed | Roof
Solar Registration Program | NJSRRE1540743404 | Metuchen | 8840 | 11 | 8.19 | Residential | Yes | Behind the Meter | Vivint Solar Developer, LLC | PSE&G | Accepted | 2019-04-02 | 2019-04-02 | 2020-04-02 | Solar Edge | SE7600H-US | Inverters | 7600 |  | 1 |  |  | 0.992 |  | Outdoor | Near the Utility Meter.
Solar Registration Program | NJSRRE1540849375 | Lincoln Park | 7035 | 3 | 8.19 | Residential | Yes | Behind the Meter | Vivint Solar Developer, LLC | JCP&L | Accepted | 2019-04-12 | 2019-04-15 | 2020-04-15 | Hanwha Solar | Q.PEAK BLK-G5 315 | Solar Panels |  | 0.315 | 26 | 171 | 24 |  | Fixed | Roof
Solar Registration Program | NJSRRE1540849375 | Lincoln Park | 7035 | 3 | 8.19 | Residential | Yes | Behind the Meter | Vivint Solar Developer, LLC | JCP&L | Accepted | 2019-04-12 | 2019-04-15 | 2020-04-15 | Solar Edge | SE7600H-US | Inverters | 7600 |  | 1 |  |  | 0.992 |  | Outdoor | Near the Utility Meter
Solar Registration Program | NJSRRE1540854434 | Atco | 8004 | 14 | 8.19 | Residential | Yes | Behind the Meter | Pro Custom Solar dba Momentum Solar | AC Electric | Accepted | 2019-04-15 | 2019-04-16 | 2020-04-16 | HANWHA | Q.PEAK DUO BLK-G5 315 | Solar Panels |  | 0.315 | 19 | 104 | 17 |  | Fixed | Roof
Solar Registration Program | NJSRRE1540854434 | Atco | 8004 | 14 | 8.19 | Residential | Yes | Behind the Meter | Pro Custom Solar dba Momentum Solar | AC Electric | Accepted | 2019-04-15 | 2019-04-16 | 2020-04-16 | HANWHA | Q.PEAK DUO BLK-G5 315 | Solar Panels |  | 0.315 | 7 | 194 | 30 |  | Fixed | Roof
Solar Registration Program | NJSRRE1540854434 | Atco | 8004 | 14 | 8.19 | Residential | Yes | Behind the Meter | Pro Custom Solar dba Momentum Solar | AC Electric | Accepted | 2019-04-15 | 2019-04-16 | 2020-04-16 | ENPHASE | IQ7-60-2-US | Inverters | 250 |  | 26 |  |  | 0.97 |  | Outdoor | ROOF
Solar Registration Program | NJSRRE1540878217 | North Bergen | 7047 | 8 | 8.19 | Residential | Yes | Behind the Meter | Pro Custom Solar dba Momentum Solar | PSE&G | Accepted | 2019-04-24 | 2019-04-25 | 2020-04-25 | HANWHA | Q.PEAK DUO BLK-G5 315 | Solar Panels |  | 0.315 | 7 | 301 | 18 |  | Fixed | Roof
Solar Registration Program | NJSRRE1540878217 | North Bergen | 7047 | 8 | 8.19 | Residential | Yes | Behind the Meter | Pro Custom Solar dba Momentum Solar | PSE&G | Accepted | 2019-04-24 | 2019-04-25 | 2020-04-25 | HANWHA | Q.PEAK DUO BLK-G5 315 | Solar Panels |  | 0.315 | 17 | 121 | 16 |  | Fixed | Roof
Solar Registration Program | NJSRRE1540878217 | North Bergen | 7047 | 8 | 8.19 | Residential | Yes | Behind the Meter | Pro Custom Solar dba Momentum Solar | PSE&G | Accepted | 2019-04-24 | 2019-04-25 | 2020-04-25 | HANWHA | Q.PEAK DUO BLK-G5 315 | Solar Panels |  | 0.315 | 2 | 211 | 18 |  | Fixed | Roof
Solar Registration Program | NJSRRE1540878217 | North Bergen | 7047 | 8 | 8.19 | Residential | Yes | Behind the Meter | Pro Custom Solar dba Momentum Solar | PSE&G | Accepted | 2019-04-24 | 2019-04-25 | 2020-04-25 | ENPHASE | IQ6-60-2-US | Inverters | 240 |  | 26 |  |  | 0.97 |  | Outdoor | ROOF
Solar Registration Program | NJSRRE1540894642 | South Amboy | 8879 | 11 | 8.19 | Residential | Yes | Behind the Meter | Vivint Solar Developer, LLC | JCP&L | Accepted | 2019-04-25 | 2019-04-26 | 2020-04-26 | Hanwha Solar | Q.PEAK BLK-G5 315 | Solar Panels |  | 0.315 | 24 | 192 | 20 |  | Fixed | Roof
Solar Registration Program | NJSRRE1540894642 | South Amboy | 8879 | 11 | 8.19 | Residential | Yes | Behind the Meter | Vivint Solar Developer, LLC | JCP&L | Accepted | 2019-04-25 | 2019-04-26 | 2020-04-26 | Hanwha Solar | Q.PEAK BLK-G5 315 | Solar Panels |  | 0.315 | 2 | 12 | 20 |  | Fixed | Roof
Solar Registration Program | NJSRRE1540894642 | South Amboy | 8879 | 11 | 8.19 | Residential | Yes | Behind the Meter | Vivint Solar Developer, LLC | JCP&L | Accepted | 2019-04-25 | 2019-04-26 | 2020-04-26 | Solar Edge | SE7600H-US | Inverters | 7600 |  | 1 |  |  | 0.992 |  | Outdoor | Near the Utility Meter
Solar Registration Program | NJSRRE1540904958 | WEST ORANGE | 7052 | 9 | 8.19 | Residential | Yes | Behind the Meter | Vivint Solar Developer, LLC | PSE&G | Accepted | 2019-04-30 | 2019-05-01 | 2020-05-01 | Hanwha Solar | Q.PEAK DUO BLK-G5 | Solar Panels |  | 0.315 | 26 | 195 | 39 |  | Fixed | Roof
Solar Registration Program | NJSRRE1540904958 | WEST ORANGE | 7052 | 9 | 8.19 | Residential | Yes | Behind the Meter | Vivint Solar Developer, LLC | PSE&G | Accepted | 2019-04-30 | 2019-05-01 | 2020-05-01 | Solar Edge | SE7600H-US | Inverters | 7600 |  | 1 |  |  | 0.992 |  | Other | Near the utility meter
Solar Registration Program | NJSRRE1540908475 | Orange | 7050 | 9 | 8.19 | Residential | Yes | Behind the Meter | Pro Custom Solar dba Momentum Solar | PSE&G | Accepted | 2019-04-30 | 2019-05-02 | 2020-05-02 | HANWHA | Q.PEAK DUO BLK-G5 315 | Solar Panels |  | 0.315 | 3 | 299 | 31 |  | Fixed | Roof
Solar Registration Program | NJSRRE1540908475 | Orange | 7050 | 9 | 8.19 | Residential | Yes | Behind the Meter | Pro Custom Solar dba Momentum Solar | PSE&G | Accepted | 2019-04-30 | 2019-05-02 | 2020-05-02 | HANHWA | Q.PEAK DUO BLK-G5 315 | Solar Panels |  | 0.315 | 18 | 209 | 31 |  | Fixed | Roof
Solar Registration Program | NJSRRE1540908475 | Orange | 7050 | 9 | 8.19 | Residential | Yes | Behind the Meter | Pro Custom Solar dba Momentum Solar | PSE&G | Accepted | 2019-04-30 | 2019-05-02 | 2020-05-02 | HANWHA | Q.PEAK DUO BLK-G5 315 | Solar Panels |  | 0.315 | 5 | 119 | 31 |  | Fixed | Roof
Solar Registration Program | NJSRRE1540908475 | Orange | 7050 | 9 | 8.19 | Residential | Yes | Behind the Meter | Pro Custom Solar dba Momentum Solar | PSE&G | Accepted | 2019-04-30 | 2019-05-02 | 2020-05-02 | ENPHASE | IQ7-60-2-US | Inverters | 250 |  | 26 |  |  | 0.97 |  | Outdoor | 1
Solar Registration Program | NJSRRE1540908927 | ELIZABETH | 7202 | 10 | 8.19 | Residential | Yes | Behind the Meter | Vivint Solar Developer, LLC | PSE&G | Accepted | 2019-05-01 | 2019-05-02 | 2020-05-02 | Hanwha Solar | Q.PEAK BLK-G5 315 | Solar Panels |  | 0.315 | 4 | 222 | 26 |  | Fixed | Roof
Solar Registration Program | NJSRRE1540908927 | ELIZABETH | 7202 | 10 | 8.19 | Residential | Yes | Behind the Meter | Vivint Solar Developer, LLC | PSE&G | Accepted | 2019-05-01 | 2019-05-02 | 2020-05-02 | Hanwha Solar | Q.PEAK BLK-G5 315 | Solar Panels |  | 0.315 | 18 | 42 | 26 |  | Fixed | Roof
Solar Registration Program | NJSRRE1540908927 | ELIZABETH | 7202 | 10 | 8.19 | Residential | Yes | Behind the Meter | Vivint Solar Developer, LLC | PSE&G | Accepted | 2019-05-01 | 2019-05-02 | 2020-05-02 | Hanwha Solar | Q.PEAK BLK-G5 315 | Solar Panels |  | 0.315 | 4 | 312 | 26 |  | Fixed | Roof
Solar Registration Program | NJSRRE1540908927 | ELIZABETH | 7202 | 10 | 8.19 | Residential | Yes | Behind the Meter | Vivint Solar Developer, LLC | PSE&G | Accepted | 2019-05-01 | 2019-05-02 | 2020-05-02 | Solar Edge | SE7600H-US | Inverters | 7600 |  | 1 |  |  | 0.992 |  | Outdoor | Near the Utility Meter
Solar Registration Program | NJSRRE1540958336 | Somerset | 8873 | 5 | 8.19 | Residential | Yes | Behind the Meter | Pro Custom Solar dba Momentum Solar | PSE&G | Accepted | 2019-05-03 | 2019-05-08 | 2020-05-08 | HANWHA | Q.PEAK DUO BLK-G5 315 | Solar Panels |  | 0.315 | 26 | 234 | 34 |  | Fixed | Roof
Solar Registration Program | NJSRRE1540958336 | Somerset | 8873 | 5 | 8.19 | Residential | Yes | Behind the Meter | Pro Custom Solar dba Momentum Solar | PSE&G | Accepted | 2019-05-03 | 2019-05-08 | 2020-05-08 | ENPHASE | IQ7-60-2-US | Inverters | 250 |  | 26 |  |  | 0.97 |  | Outdoor | ROOF
Solar Registration Program | NJSRRE1541025944 | Dumont | 7628 | 7 | 8.19 | Residential | Yes | Behind the Meter | Vivint Solar Developer, LLC | PSE&G | Accepted | 2019-05-22 | 2019-05-24 | 2020-05-24 | HANWHA SOLAR | Q.PEAK BLK-G5 315 | Solar Panels |  | 0.315 | 13 | 87 | 14 |  | Fixed | Roof
Solar Registration Program | NJSRRE1541025944 | Dumont | 7628 | 7 | 8.19 | Residential | Yes | Behind the Meter | Vivint Solar Developer, LLC | PSE&G | Accepted | 2019-05-22 | 2019-05-24 | 2020-05-24 | HANWHA SOLAR | Q.PEAK BLK-G5 315 | Solar Panels |  | 0.315 | 13 | 267 | 14 |  | Fixed | Roof
Solar Registration Program | NJSRRE1541025944 | Dumont | 7628 | 7 | 8.19 | Residential | Yes | Behind the Meter | Vivint Solar Developer, LLC | PSE&G | Accepted | 2019-05-22 | 2019-05-24 | 2020-05-24 | SOLAR EDGE | SE7600H-US | Inverters | 7600 |  | 1 |  |  | 0.992 |  | Outdoor | Near the Utility meter
Solar Registration Program | NJSRRE1541063700 | Mays Landing | 8330 | 19 | 8.19 | Residential | No | Behind the Meter | Green Power Energy | AC Electric | Accepted | 2019-05-31 | 2019-06-04 | 2020-06-04 | Hanwha | Q.PEAK DUO BLK-G5 315 | Solar Panels |  | 0.315 | 6 | 215 | 45 |  | Fixed | Roof
Solar Registration Program | NJSRRE1541063700 | Mays Landing | 8330 | 19 | 8.19 | Residential | No | Behind the Meter | Green Power Energy | AC Electric | Accepted | 2019-05-31 | 2019-06-04 | 2020-06-04 | Hanwha | Q.PEAK DUO BLK-G5 315 | Solar Panels |  | 0.315 | 15 | 125 | 30 |  | Fixed | Roof
Solar Registration Program | NJSRRE1541063700 | Mays Landing | 8330 | 19 | 8.19 | Residential | No | Behind the Meter | Green Power Energy | AC Electric | Accepted | 2019-05-31 | 2019-06-04 | 2020-06-04 | Hanwha | Q.PEAK DUO BLK-G5 315 | Solar Panels |  | 0.315 | 5 | 305 | 30 |  | Fixed | Roof
Solar Registration Program | NJSRRE1541063700 | Mays Landing | 8330 | 19 | 8.19 | Residential | No | Behind the Meter | Green Power Energy | AC Electric | Accepted | 2019-05-31 | 2019-06-04 | 2020-06-04 | Solar Edge | SE6000H-US | Inverters | 6000 |  | 1 |  |  | 0.97 |  | Outside | next to meter
Solar Registration Program | NJSRRE1541066829 | Delran | 8075 | 13 | 8.19 | Residential | Yes | Behind the Meter | Trinity Solar | PSE&G | Accepted | 2019-06-03 | 2019-06-06 | 2020-06-06 | Hanwha | Q.PEAK DUO BLK-G5 315 | Solar Panels |  | 0.315 | 26 | 249 | 18 |  | Fixed | Roof
Solar Registration Program | NJSRRE1541066829 | Delran | 8075 | 13 | 8.19 | Residential | Yes | Behind the Meter | Trinity Solar | PSE&G | Accepted | 2019-06-03 | 2019-06-06 | 2020-06-06 | Solar Edge | SE7600 | Inverters | 7600 |  | 1 |  |  | 0.97 |  | Outside | side of home
Solar Registration Program | NJSRRE1541111451 | Keyport | 7735 | 17 | 8.19 | Residential | Yes | Behind the Meter | Vivint Solar Developer, LLC | JCP&L | Accepted | 2019-06-06 | 2019-06-10 | 2020-06-10 | Hanwha Solar | Q.PEAK BLK-G5 315 | Solar Panels |  | 0.315 | 2 | 107 | 19 |  | Fixed | Roof
Solar Registration Program | NJSRRE1541111451 | Keyport | 7735 | 17 | 8.19 | Residential | Yes | Behind the Meter | Vivint Solar Developer, LLC | JCP&L | Accepted | 2019-06-06 | 2019-06-10 | 2020-06-10 | Hanwha Solar | Q.PEAK BLK-G5 315 | Solar Panels |  | 0.315 | 9 | 107 | 34 |  | Fixed | Roof
Solar Registration Program | NJSRRE1541111451 | Keyport | 7735 | 17 | 8.19 | Residential | Yes | Behind the Meter | Vivint Solar Developer, LLC | JCP&L | Accepted | 2019-06-06 | 2019-06-10 | 2020-06-10 | Hanwha Solar | Q.PEAK BLK-G5 315 | Solar Panels |  | 0.315 | 6 | 287 | 19 |  | Fixed | Roof
Solar Registration Program | NJSRRE1541111451 | Keyport | 7735 | 17 | 8.19 | Residential | Yes | Behind the Meter | Vivint Solar Developer, LLC | JCP&L | Accepted | 2019-06-06 | 2019-06-10 | 2020-06-10 | Hanwha Solar | Q.PEAK BLK-G5 315 | Solar Panels |  | 0.315 | 9 | 287 | 19 |  | Fixed | Roof
Solar Registration Program | NJSRRE1541111451 | Keyport | 7735 | 17 | 8.19 | Residential | Yes | Behind the Meter | Vivint Solar Developer, LLC | JCP&L | Accepted | 2019-06-06 | 2019-06-10 | 2020-06-10 | Solar Edge | SE7600H-US | Inverters | 7600 |  | 1 |  |  | 0.992 |  | Other | Near the Utility Meter
Solar Registration Program | NJSRRE1541125153 | Lindenwold | 8021 | 14 | 8.19 | Residential | Yes | Behind the Meter | Vivint Solar Developer, LLC | AC Electric | Accepted | 2019-06-10 | 2019-06-12 | 2020-06-12 | Hanwha Solar | Q.PEAK BLK G5 315 | Solar Panels |  | 0.315 | 26 | 293 | 20 |  | Fixed | Roof
Solar Registration Program | NJSRRE1541125153 | Lindenwold | 8021 | 14 | 8.19 | Residential | Yes | Behind the Meter | Vivint Solar Developer, LLC | AC Electric | Accepted | 2019-06-10 | 2019-06-12 | 2020-06-12 | SolarEdge | SE7600H-US | Inverters | 7600 |  | 1 |  |  | 0.992 |  | Outdoor | Near The Utility Meter
Solar Registration Program | NJSRRE1541414141 | Englewood | 7631 | 7 | 8.19 | Residential | Yes | Behind the Meter | Trinity Solar | PSE&G | Accepted | 2019-06-17 | 2019-06-19 | 2020-06-19 | Hanwha 315 | Q.PEAK DUO BLK-G5 315 | Solar Panels |  | 0.315 | 3 | 217 | 23 |  | Fixed | Roof
Solar Registration Program | NJSRRE1541414141 | Englewood | 7631 | 7 | 8.19 | Residential | Yes | Behind the Meter | Trinity Solar | PSE&G | Accepted | 2019-06-17 | 2019-06-19 | 2020-06-19 | Hanwha 315 | Q.PEAK DUO BLK-G5 315) | Solar Panels |  | 0.315 | 3 | 217 | 40 |  | Fixed | Roof
Solar Registration Program | NJSRRE1541414141 | Englewood | 7631 | 7 | 8.19 | Residential | Yes | Behind the Meter | Trinity Solar | PSE&G | Accepted | 2019-06-17 | 2019-06-19 | 2020-06-19 | Hanwha 315 | Q.PEAK DUO BLK-G5 315 | Solar Panels |  | 0.315 | 20 | 217 | 40 |  | Fixed | Roof
Solar Registration Program | NJSRRE1541414141 | Englewood | 7631 | 7 | 8.19 | Residential | Yes | Behind the Meter | Trinity Solar | PSE&G | Accepted | 2019-06-17 | 2019-06-19 | 2020-06-19 | Solar Edge | SE7600H-US | Inverters | 7600 |  | 1 |  |  | 0.97 |  | Outside | Side of home
Solar Registration Program | NJSRRE1541440840 | Kendall Park | 8824 | 11 | 8.19 | Residential | Yes | Behind the Meter | Vivint Solar Developer, LLC | PSE&G | Accepted | 2019-06-24 | 2019-06-25 | 2020-06-25 | HANWHA SOLAR | Q.PEAK BLK-G5 315 | Solar Panels |  | 0.315 | 26 | 224 | 18 |  | Fixed | Roof
Solar Registration Program | NJSRRE1541440840 | Kendall Park | 8824 | 11 | 8.19 | Residential | Yes | Behind the Meter | Vivint Solar Developer, LLC | PSE&G | Accepted | 2019-06-24 | 2019-06-25 | 2020-06-25 | SOLAREDGE | SE7600H-US | Inverters | 7600 |  | 1 |  |  | 0.992 |  | Outdoor | Near The Utility Meter
Solar Registration Program | NJSRRE1541501294 | Fair Lawn | 7410 | 7 | 8.19 | Residential | Yes | Behind the Meter | Vivint Solar Developer, LLC | PSE&G | Accepted | 2019-07-01 | 2019-07-02 | 2020-07-02 | Hanwha Solar | Q. Peak Blk-G5 315 | Solar Panels |  | 0.315 | 14 | 253 | 30 |  | Fixed | Roof
Solar Registration Program | NJSRRE1541501294 | Fair Lawn | 7410 | 7 | 8.19 | Residential | Yes | Behind the Meter | Vivint Solar Developer, LLC | PSE&G | Accepted | 2019-07-01 | 2019-07-02 | 2020-07-02 | Hanwha Solar | Q. Peak Blk-G5 315 | Solar Panels |  | 0.315 | 6 | 73 | 30 |  | Fixed | Roof
Solar Registration Program | NJSRRE1541501294 | Fair Lawn | 7410 | 7 | 8.19 | Residential | Yes | Behind the Meter | Vivint Solar Developer, LLC | PSE&G | Accepted | 2019-07-01 | 2019-07-02 | 2020-07-02 | Hanwha Solar | Q. Peak Blk-G5 315 | Solar Panels |  | 0.315 | 4 | 343 | 30 |  | Fixed | Roof
Solar Registration Program | NJSRRE1541501294 | Fair Lawn | 7410 | 7 | 8.19 | Residential | Yes | Behind the Meter | Vivint Solar Developer, LLC | PSE&G | Accepted | 2019-07-01 | 2019-07-02 | 2020-07-02 | Hanwha Solar | Q. Peak Blk-G5 315 | Solar Panels |  | 0.315 | 2 | 163 | 17 |  | Fixed | Roof
Solar Registration Program | NJSRRE1541501294 | Fair Lawn | 7410 | 7 | 8.19 | Residential | Yes | Behind the Meter | Vivint Solar Developer, LLC | PSE&G | Accepted | 2019-07-01 | 2019-07-02 | 2020-07-02 | Solar Edge | SE7600H-US | Inverters | 7600 |  | 1 |  |  | 0.992 |  | Other | Near the Utility Meter
Solar Registration Program | NJSRRE1541505902 | KENDALL PARK | 8824 | 11 | 8.19 | Residential | Yes | Behind the Meter | Vivint Solar Developer, LLC | PSE&G | Accepted | 2019-07-01 | 2019-07-02 | 2020-07-02 | Hanwha Solar | Q.PEAK BLK-G5 315 | Solar Panels |  | 0.315 | 26 | 51 | 18 |  | Fixed | Roof
Solar Registration Program | NJSRRE1541505902 | KENDALL PARK | 8824 | 11 | 8.19 | Residential | Yes | Behind the Meter | Vivint Solar Developer, LLC | PSE&G | Accepted | 2019-07-01 | 2019-07-02 | 2020-07-02 | SolarEdge | SE7600H-US | Inverters | 7600 |  | 1 |  |  | 0.992 |  | Outdoor | Near the Utility Meter
Solar Registration Program | NJSRRE1541614731 | Passaic | 7055 | 6 | 8.19 | Residential | Yes | Behind the Meter | Trinity Solar | PSE&G | Accepted | 2019-07-05 | 2019-07-09 | 2020-07-09 | Hanwha 315 | Q.PEAK DUO BLK-G5 315 | Solar Panels |  | 0.315 | 3 | 231 | 45 |  | Fixed | Roof
Solar Registration Program | NJSRRE1541614731 | Passaic | 7055 | 6 | 8.19 | Residential | Yes | Behind the Meter | Trinity Solar | PSE&G | Accepted | 2019-07-05 | 2019-07-09 | 2020-07-09 | Hanwha 315 | Q.PEAK DUO BLK-G5 315 | Solar Panels |  | 0.315 | 4 | 213 | 45 |  | Fixed | Roof
Solar Registration Program | NJSRRE1541614731 | Passaic | 7055 | 6 | 8.19 | Residential | Yes | Behind the Meter | Trinity Solar | PSE&G | Accepted | 2019-07-05 | 2019-07-09 | 2020-07-09 | Hanwha 315 | Q.PEAK DUO BLK-G5 315 | Solar Panels |  | 0.315 | 19 | 123 | 45 |  | Fixed | Roof
Solar Registration Program | NJSRRE1541614731 | Passaic | 7055 | 6 | 8.19 | Residential | Yes | Behind the Meter | Trinity Solar | PSE&G | Accepted | 2019-07-05 | 2019-07-09 | 2020-07-09 | Solar Edge | SE7600H-US | Inverters | 7600 |  | 1 |  |  | 0.97 |  | Outside | Side of home
Solar Registration Program | NJSRRE1541620935 | CLAYTON | 8312 | 15 | 8.19 | Residential | Yes | Behind the Meter | Vivint Solar Developer, LLC | AC Electric | Accepted | 2019-07-09 | 2019-07-10 | 2020-07-10 | Hanwha Solar | Q.PEAK BLK-G5 315 | Solar Panels |  | 0.315 | 18 | 277 | 34 |  | Fixed | Roof
Solar Registration Program | NJSRRE1541620935 | CLAYTON | 8312 | 15 | 8.19 | Residential | Yes | Behind the Meter | Vivint Solar Developer, LLC | AC Electric | Accepted | 2019-07-09 | 2019-07-10 | 2020-07-10 | Hanwha Solar | Q.PEAK BLK-G5 315 | Solar Panels |  | 0.315 | 6 | 187 | 34 |  | Fixed | Roof
Solar Registration Program | NJSRRE1541620935 | CLAYTON | 8312 | 15 | 8.19 | Residential | Yes | Behind the Meter | Vivint Solar Developer, LLC | AC Electric | Accepted | 2019-07-09 | 2019-07-10 | 2020-07-10 | Hanwha Solar | Q.PEAK BLK-G5 315 | Solar Panels |  | 0.315 | 2 | 277 | 34 |  | Fixed | Roof
Solar Registration Program | NJSRRE1541620935 | CLAYTON | 8312 | 15 | 8.19 | Residential | Yes | Behind the Meter | Vivint Solar Developer, LLC | AC Electric | Accepted | 2019-07-09 | 2019-07-10 | 2020-07-10 | Solar Edge | SE7600H-US000BNC4 | Inverters | 7600 |  | 1 |  |  | 0.992 |  | Outdoor | Near the Utility Meter
Solar Registration Program | NJSRRE1541623345 | NEW MILFORD | 7646 | 7 | 8.19 | Residential | Yes | Behind the Meter | Vivint Solar Developer, LLC | PSE&G | Accepted | 2019-07-12 | 2019-07-12 | 2020-07-12 | Hanwha Solar | Q.PEAK BLK-G5 315 | Solar Panels |  | 0.315 | 3 | 270 | 23 |  | Fixed | Roof
Solar Registration Program | NJSRRE1541623345 | NEW MILFORD | 7646 | 7 | 8.19 | Residential | Yes | Behind the Meter | Vivint Solar Developer, LLC | PSE&G | Accepted | 2019-07-12 | 2019-07-12 | 2020-07-12 | Hanwha Solar | Q.PEAK BLK-G5 315 | Solar Panels |  | 0.315 | 6 | 360 | 23 |  | Fixed | Roof
Solar Registration Program | NJSRRE1541623345 | NEW MILFORD | 7646 | 7 | 8.19 | Residential | Yes | Behind the Meter | Vivint Solar Developer, LLC | PSE&G | Accepted | 2019-07-12 | 2019-07-12 | 2020-07-12 | Hanwha Solar | Q.PEAK BLK-G5 315 | Solar Panels |  | 0.315 | 4 | 90 | 23 |  | Fixed | Roof
Solar Registration Program | NJSRRE1541623345 | NEW MILFORD | 7646 | 7 | 8.19 | Residential | Yes | Behind the Meter | Vivint Solar Developer, LLC | PSE&G | Accepted | 2019-07-12 | 2019-07-12 | 2020-07-12 | Hanwha Solar | Q.PEAK BLK-G5 315 | Solar Panels |  | 0.315 | 13 | 180 | 23 |  | Fixed | Roof
Solar Registration Program | NJSRRE1541623345 | NEW MILFORD | 7646 | 7 | 8.19 | Residential | Yes | Behind the Meter | Vivint Solar Developer, LLC | PSE&G | Accepted | 2019-07-12 | 2019-07-12 | 2020-07-12 | SolarEdge | SE7600H-US | Inverters | 7600 |  | 1 |  |  | 0.992 |  | Outdoor | Near The Utility Meter
Solar Registration Program | NJSRRE1541686265 | Warren | 7059 | 5 | 8.19 | Residential | No | Behind the Meter | Tesla Energy Operations Inc | PSE&G | Accepted | 2019-07-18 | 2019-07-22 | 2020-07-22 | Hanwha Q-Cells | # Q.Peak DUO BLK-G5/SC315 | Solar Panels |  | 0.315 | 16 | 86 | 40 |  | Fixed | Roof
Solar Registration Program | NJSRRE1541686265 | Warren | 7059 | 5 | 8.19 | Residential | No | Behind the Meter | Tesla Energy Operations Inc | PSE&G | Accepted | 2019-07-18 | 2019-07-22 | 2020-07-22 | Hanwha Q-Cells | # Q.Peak DUO BLK-G5/SC315 | Solar Panels |  | 0.315 | 10 | 176 | 40 |  | Fixed | Roof
Solar Registration Program | NJSRRE1541686265 | Warren | 7059 | 5 | 8.19 | Residential | No | Behind the Meter | Tesla Energy Operations Inc | PSE&G | Accepted | 2019-07-18 | 2019-07-22 | 2020-07-22 | Delta | # Solivia 7.6 TL | Inverters | 7600 |  | 1 |  |  | 0.975 |  | Indoor | Indoor
Solar Registration Program | NJSRRE1541686265 | Warren | 7059 | 5 | 8.19 | Residential | No | Behind the Meter | Tesla Energy Operations Inc | PSE&G | Accepted | 2019-07-18 | 2019-07-22 | 2020-07-22 | Tesla | AC Powerwall 2.0 | Electric Storage Battery |  |  | 2 |  |  |  | Lithium Ion |  | Indoor
Solar Registration Program | NJSRRE1541686303 | Plainfield | 7063 | 10 | 8.19 | Residential | Yes | Behind the Meter | Vivint Solar Developer, LLC | PSE&G | Accepted | 2019-07-20 | 2019-07-22 | 2020-07-22 | Hanwha Solar | Q.PEAK BLK-G5 315 | Solar Panels |  | 0.315 | 2 | 58 | 24 |  | Fixed | Roof
Solar Registration Program | NJSRRE1541686303 | Plainfield | 7063 | 10 | 8.19 | Residential | Yes | Behind the Meter | Vivint Solar Developer, LLC | PSE&G | Accepted | 2019-07-20 | 2019-07-22 | 2020-07-22 | Hanwha Solar | R Q.PEAK BLK-G5 315 | Solar Panels |  | 0.315 | 5 | 148 | 24 |  | Fixed | Roof
Solar Registration Program | NJSRRE1541686303 | Plainfield | 7063 | 10 | 8.19 | Residential | Yes | Behind the Meter | Vivint Solar Developer, LLC | PSE&G | Accepted | 2019-07-20 | 2019-07-22 | 2020-07-22 | Solar Edge | SE7600H-US | Inverters | 7600 |  | 1 |  |  | 0.992 |  | Outdoor | Near The Utility Meter
Solar Registration Program | NJSRRE1541686303 | Plainfield | 7063 | 10 | 8.19 | Residential | Yes | Behind the Meter | Vivint Solar Developer, LLC | PSE&G | Accepted | 2019-07-20 | 2019-07-22 | 2020-07-22 | Hanwha Solar | Q.PEAK BLK-G5 315 | Solar Panels |  | 0.315 | 16 | 148 | 24 |  | Fixed | Roof
Solar Registration Program | NJSRRE1541686303 | Plainfield | 7063 | 10 | 8.19 | Residential | Yes | Behind the Meter | Vivint Solar Developer, LLC | PSE&G | Accepted | 2019-07-20 | 2019-07-22 | 2020-07-22 | Hanwha Solar | Q.PEAK BLK-G5 315 | Solar Panels |  | 0.315 | 3 | 238 | 24 |  | Fixed | Roof
Solar Registration Program | NJSRRE1541702413 | Union Twp Uni | 7083 | 10 | 8.19 | Residential | No | Behind the Meter | Tesla Energy Operations Inc | PSE&G | Accepted | 2019-07-25 | 2019-07-30 | 2020-07-30 | Hanwha Q CELLS | Q.PEAK DUO BLK-G5 315 | Solar Panels |  | 0.315 | 16 | 179 | 27 |  | Fixed | Roof
Solar Registration Program | NJSRRE1541702413 | Union Twp Uni | 7083 | 10 | 8.19 | Residential | No | Behind the Meter | Tesla Energy Operations Inc | PSE&G | Accepted | 2019-07-25 | 2019-07-30 | 2020-07-30 | Hanwha Q CELLS | Q.PEAK DUO BLK-G5 315 | Solar Panels |  | 0.315 | 10 | 89 | 27 |  | Fixed | Roof
Solar Registration Program | NJSRRE1541702413 | Union Twp Uni | 7083 | 10 | 8.19 | Residential | No | Behind the Meter | Tesla Energy Operations Inc | PSE&G | Accepted | 2019-07-25 | 2019-07-30 | 2020-07-30 | Delta | Solivia 7.6 TL (240V) | Inverters | 7600 |  | 1 |  |  | 0.975 |  | Indoor | indoor
Solar Registration Program | NJSRRE1541702413 | Union Twp Uni | 7083 | 10 | 8.19 | Residential | No | Behind the Meter | Tesla Energy Operations Inc | PSE&G | Accepted | 2019-07-25 | 2019-07-30 | 2020-07-30 | Tesla | AC Powerwall 2.0 | Electric Storage Battery |  |  | 1 |  |  |  | Lithium Ion |  | inside
Solar Registration Program | NJSRRE1541708804 | Berkeley Heights | 7922 | 10 | 8.19 | Residential | No | Behind the Meter | Tesla Energy Operations Inc | JCP&L | Accepted | 2019-07-26 | 2019-07-31 | 2020-07-31 | Hanwha Q CELLS | Q.PEAK DUO BLK-G5 315 | Solar Panels |  | 0.315 | 14 | 183 | 31 |  | Fixed | Roof
Solar Registration Program | NJSRRE1541708804 | Berkeley Heights | 7922 | 10 | 8.19 | Residential | No | Behind the Meter | Tesla Energy Operations Inc | JCP&L | Accepted | 2019-07-26 | 2019-07-31 | 2020-07-31 | Hanwha Q CELLS | Q.PEAK DUO BLK-G5 315 | Solar Panels |  | 0.315 | 12 | 183 | 31 |  | Fixed | Roof
Solar Registration Program | NJSRRE1541708804 | Berkeley Heights | 7922 | 10 | 8.19 | Residential | No | Behind the Meter | Tesla Energy Operations Inc | JCP&L | Accepted | 2019-07-26 | 2019-07-31 | 2020-07-31 | SolarEdge Technologies | SE7600H-US000SNC2 | Inverters | 7600 |  | 1 |  |  | 0.99 |  | Indoor | indoor
Solar Registration Program | NJSRRE1541708804 | Berkeley Heights | 7922 | 10 | 8.19 | Residential | No | Behind the Meter | Tesla Energy Operations Inc | JCP&L | Accepted | 2019-07-26 | 2019-07-31 | 2020-07-31 | Tesla | AC Powerwall 2.0 | Electric Storage Battery |  |  | 1 |  |  |  | Lithium Ion |  | inside
Solar Registration Program | NJSRRE1541713319 | NORTHVALE | 7647 | 7 | 8.19 | Residential | Yes | Behind the Meter | Vivint Solar Developer, LLC | Orange Rockland Electric | Accepted | 2019-08-08 | 2019-08-22 | 2020-08-22 | Hanwha Solar | Q.PEAK BLK-G5 315 | Solar Panels |  | 0.315 | 26 | 117 | 27 |  | Fixed | Roof
Solar Registration Program | NJSRRE1541713319 | NORTHVALE | 7647 | 7 | 8.19 | Residential | Yes | Behind the Meter | Vivint Solar Developer, LLC | Orange Rockland Electric | Accepted | 2019-08-08 | 2019-08-22 | 2020-08-22 | SolarEdge | SE7600H-US | Inverters | 7600 |  | 1 |  |  | 0.992 |  | Outdoor | Near The Utility Meter
Solar Registration Program | NJSRRE1541715396 | UNION BEACH | 7735 | 17 | 8.19 | Residential | Yes | Behind the Meter | Vivint Solar Developer, LLC | JCP&L | Accepted | 2019-08-01 | 2019-08-01 | 2020-08-01 | Hanwha Solar | Q. Peak BLK-G5 315 | Solar Panels |  | 0.315 | 10 | 85.71 | 23 |  | Fixed | Roof
Solar Registration Program | NJSRRE1541715396 | UNION BEACH | 7735 | 17 | 8.19 | Residential | Yes | Behind the Meter | Vivint Solar Developer, LLC | JCP&L | Accepted | 2019-08-01 | 2019-08-01 | 2020-08-01 | Hanwha Solar | Q. Peak BLK-G5 315 | Solar Panels |  | 0.315 | 16 | 265.71 | 23 |  | Fixed | Roof
Solar Registration Program | NJSRRE1541715396 | UNION BEACH | 7735 | 17 | 8.19 | Residential | Yes | Behind the Meter | Vivint Solar Developer, LLC | JCP&L | Accepted | 2019-08-01 | 2019-08-01 | 2020-08-01 | Solar Edge | SE7600H-US | Inverters | 7600 |  | 1 |  |  | 0.992 |  | Outdoor | Near The Utility Meter
Solar Registration Program | NJSRRE1541788127 | JERSEY CITY | 7307 | 8 | 8.19 | Residential | Yes | Behind the Meter | Pro Custom Solar dba Momentum Solar | PSE&G | Accepted | 2019-08-05 | 2019-08-08 | 2020-08-08 | HANWHA | Q.PEAK DUO BLK-G5 315 | Solar Panels |  | 0.315 | 15 | 204 | 25 |  | Fixed | Roof
Solar Registration Program | NJSRRE1541788127 | JERSEY CITY | 7307 | 8 | 8.19 | Residential | Yes | Behind the Meter | Pro Custom Solar dba Momentum Solar | PSE&G | Accepted | 2019-08-05 | 2019-08-08 | 2020-08-08 | HANWHA | Q.PEAK DUO BLK-G5 315 | Solar Panels |  | 0.315 | 11 | 24 | 25 |  | Fixed | Roof
Solar Registration Program | NJSRRE1541788127 | JERSEY CITY | 7307 | 8 | 8.19 | Residential | Yes | Behind the Meter | Pro Custom Solar dba Momentum Solar | PSE&G | Accepted | 2019-08-05 | 2019-08-08 | 2020-08-08 | Enphase Energy | IQ7-60-2-US | Inverters | 250 |  | 26 |  |  | 0.97 |  | Outdoor | Roof
Solar Registration Program | NJSRRE1541790384 | Dumont | 7628 | 7 | 8.19 | Residential | Yes | Behind the Meter | Vivint Solar Developer, LLC | PSE&G | Accepted | 2019-08-07 | 2019-08-08 | 2020-08-08 | Hanwha Solar | Q.PEAK BLK-G5 315 | Solar Panels |  | 0.315 | 11 | 270 | 13 |  | Fixed | Roof
Solar Registration Program | NJSRRE1541790384 | Dumont | 7628 | 7 | 8.19 | Residential | Yes | Behind the Meter | Vivint Solar Developer, LLC | PSE&G | Accepted | 2019-08-07 | 2019-08-08 | 2020-08-08 | Hanwha Solar | Q.PEAK BLK-G5 315 | Solar Panels |  | 0.315 | 15 | 90 | 36 |  | Fixed | Roof
Solar Registration Program | NJSRRE1541790384 | Dumont | 7628 | 7 | 8.19 | Residential | Yes | Behind the Meter | Vivint Solar Developer, LLC | PSE&G | Accepted | 2019-08-07 | 2019-08-08 | 2020-08-08 | SolarEdge | SE7600H-US | Inverters | 7600 |  | 1 |  |  | 0.992 |  | Outdoor | Near the Utility Meter
Solar Registration Program | NJSRRE1541802027 | Hackensack | 7601 | 7 | 8.19 | Residential | Yes | Behind the Meter | Trinity Solar | PSE&G | Accepted | 2019-08-07 | 2019-08-12 | 2020-08-12 | Hanwha | Q.PEAK DUO BLK-G5 315 | Solar Panels |  | 0.315 | 9 | 254 | 7 |  | Fixed | Roof
Solar Registration Program | NJSRRE1541802027 | Hackensack | 7601 | 7 | 8.19 | Residential | Yes | Behind the Meter | Trinity Solar | PSE&G | Accepted | 2019-08-07 | 2019-08-12 | 2020-08-12 | Hanwha | Q.PEAK DUO BLK-G5 315 | Solar Panels |  | 0.315 | 9 | 164 | 40 |  | Fixed | Roof
Solar Registration Program | NJSRRE1541802027 | Hackensack | 7601 | 7 | 8.19 | Residential | Yes | Behind the Meter | Trinity Solar | PSE&G | Accepted | 2019-08-07 | 2019-08-12 | 2020-08-12 | Hanwha | Q.PEAK DUO BLK-G5 315 | Solar Panels |  | 0.315 | 5 | 254 | 34 |  | Fixed | Roof
Solar Registration Program | NJSRRE1541802027 | Hackensack | 7601 | 7 | 8.19 | Residential | Yes | Behind the Meter | Trinity Solar | PSE&G | Accepted | 2019-08-07 | 2019-08-12 | 2020-08-12 | Hanwha | Q.PEAK DUO BLK-G5 315 | Solar Panels |  | 0.315 | 3 | 254 | 40 |  | Fixed | Roof
Solar Registration Program | NJSRRE1541802027 | Hackensack | 7601 | 7 | 8.19 | Residential | Yes | Behind the Meter | Trinity Solar | PSE&G | Accepted | 2019-08-07 | 2019-08-12 | 2020-08-12 | Solar Edge | SE7600 | Inverters | 7600 |  | 1 |  |  | 0.97 |  | Outside | side of home
Solar Registration Program | NJSRRE1541804586 | Rahway | 7065 | 10 | 8.19 | Residential | Yes | Behind the Meter | Vivint Solar Developer, LLC | PSE&G | Accepted | 2019-08-13 | 2019-08-23 | 2020-08-23 | SOLAREDGE | SE7600H-US000BNC4 | Inverters | 7600 |  | 1 |  |  | 0.992 |  | Outdoor | Near The Utility Meter
Solar Registration Program | NJSRRE1541804586 | Rahway | 7065 | 10 | 8.19 | Residential | Yes | Behind the Meter | Vivint Solar Developer, LLC | PSE&G | Accepted | 2019-08-13 | 2019-08-23 | 2020-08-23 | HANWHA SOLAR | Q.PEAK BLK-G5 315 | Solar Panels |  | 0.315 | 11 | 41 | 28 |  | Fixed | Roof
Solar Registration Program | NJSRRE1541804586 | Rahway | 7065 | 10 | 8.19 | Residential | Yes | Behind the Meter | Vivint Solar Developer, LLC | PSE&G | Accepted | 2019-08-13 | 2019-08-23 | 2020-08-23 | HANWHA SOLAR | Q.PEAK BLK-G5 315 | Solar Panels |  | 0.315 | 15 | 221 | 28 |  | Fixed | Roof
Solar Registration Program | NJSRRE1541861879 | Beachwood | 8722 | 18 | 8.19 | Residential | Yes | Behind the Meter | Vivint Solar Developer, LLC | JCP&L | Accepted | 2019-09-04 | 2019-09-04 | 2020-09-04 | Hanwha Solar | Q.PEAK BLK-G5 315 | Solar Panels |  | 0.315 | 8 | 36 | 20 |  | Fixed | Roof
Solar Registration Program | NJSRRE1541861879 | Beachwood | 8722 | 18 | 8.19 | Residential | Yes | Behind the Meter | Vivint Solar Developer, LLC | JCP&L | Accepted | 2019-09-04 | 2019-09-04 | 2020-09-04 | Hanwha Solar | Q.PEAK BLK-G5 315 | Solar Panels |  | 0.315 | 18 | 216 | 20 |  | Fixed | Roof
Solar Registration Program | NJSRRE1541861879 | Beachwood | 8722 | 18 | 8.19 | Residential | Yes | Behind the Meter | Vivint Solar Developer, LLC | JCP&L | Accepted | 2019-09-04 | 2019-09-04 | 2020-09-04 | SolarEdge Technologies | SE7600H-US | Inverters | 7600 |  | 1 |  |  | 0.992 |  | Other | Near the Utility Meter
Solar Registration Program | NJSRRE1541871888 | Parsippany | 7054 | 3 | 8.19 | Residential | No | Behind the Meter | Tesla Energy Operations Inc | JCP&L | Accepted | 2019-08-21 | 2019-08-26 | 2020-08-26 | Hanwha Q-Cells | Q.Peak DUO BLK-G5/SC315 | Solar Panels |  | 0.315 | 8 | 170 | 23 |  | Fixed | Roof
Solar Registration Program | NJSRRE1541871888 | Parsippany | 7054 | 3 | 8.19 | Residential | No | Behind the Meter | Tesla Energy Operations Inc | JCP&L | Accepted | 2019-08-21 | 2019-08-26 | 2020-08-26 | Hanwha Q-Cells | Q.Peak DUO BLK-G5/SC315 | Solar Panels |  | 0.315 | 18 | 260 | 23 |  | Fixed | Roof
Solar Registration Program | NJSRRE1541871888 | Parsippany | 7054 | 3 | 8.19 | Residential | No | Behind the Meter | Tesla Energy Operations Inc | JCP&L | Accepted | 2019-08-21 | 2019-08-26 | 2020-08-26 | SOLAREDGE | SE7600H-US000SNU2 | Inverters | 7600 |  | 1 |  |  | 0.99 |  | Outdoor | Outdoor
Solar Registration Program | NJSRRE1541873650 | West Windsor Township | 8550 | 12 | 8.19 | Residential | No | Behind the Meter | Tesla Energy Operations | PSE&G | Accepted | 2019-08-22 | 2019-08-26 | 2020-08-26 | Hanwha Q-Cells | Q.Peak DUO BLK-G5/SC315 | Solar Panels |  | 0.315 | 8 | 182 | 18 |  | Fixed | Roof | OUTDOORS
Solar Registration Program | NJSRRE1541873650 | West Windsor Township | 8550 | 12 | 8.19 | Residential | No | Behind the Meter | Tesla Energy Operations | PSE&G | Accepted | 2019-08-22 | 2019-08-26 | 2020-08-26 | Hanwha Q-Cells | Q.Peak DUO BLK-G5/SC315 | Solar Panels |  | 0.315 | 18 | 162 | 18 |  | Fixed | Roof | OUTDOORS
Solar Registration Program | NJSRRE1541873650 | West Windsor Township | 8550 | 12 | 8.19 | Residential | No | Behind the Meter | Tesla Energy Operations | PSE&G | Accepted | 2019-08-22 | 2019-08-26 | 2020-08-26 | SOLAREDGE | SE7600H-US000SNC2 | Inverters | 7600 |  | 1 |  |  | 0.99 |  | Indoor | inside
Solar Registration Program | NJSRRE1541873650 | West Windsor Township | 8550 | 12 | 8.19 | Residential | No | Behind the Meter | Tesla Energy Operations | PSE&G | Accepted | 2019-08-22 | 2019-08-26 | 2020-08-26 | Tesla | ACPowerWall 2.0 | Electric Storage Battery |  |  | 1 |  |  |  | Lithium Ion |  | indoors
Solar Registration Program | NJSRRE1541880934 | Sewell | 8080 | 15 | 8.19 | Residential | Yes | Behind the Meter | Vivint Solar Developer, LLC | AC Electric | Accepted | 2019-08-28 | 2019-08-29 | 2020-08-29 | HANWHA SOLAR | Q.PEAK BLK-G5 315 | Solar Panels |  | 0.315 | 6 | 118 | 20 |  | Fixed | Roof
Solar Registration Program | NJSRRE1541880934 | Sewell | 8080 | 15 | 8.19 | Residential | Yes | Behind the Meter | Vivint Solar Developer, LLC | AC Electric | Accepted | 2019-08-28 | 2019-08-29 | 2020-08-29 | HANWHA SOLAR | Q.PEAK BLK-G5 315 | Solar Panels |  | 0.315 | 20 | 118 | 20 |  | Fixed | Roof
Solar Registration Program | NJSRRE1541880934 | Sewell | 8080 | 15 | 8.19 | Residential | Yes | Behind the Meter | Vivint Solar Developer, LLC | AC Electric | Accepted | 2019-08-28 | 2019-08-29 | 2020-08-29 | Solar Edge | SE7600H-US000BNC4 | Inverters | 7600 |  | 1 |  |  | 0.992 |  | Outdoor | Near the Utility Meter
Solar Registration Program | NJSRRE1541882902 | Beesley Point | 8223 | 21 | 8.19 | Residential | No | Behind the Meter | Tesla Energy Operations Inc | AC Electric | Accepted | 2019-08-24 | 2019-08-28 | 2020-08-28 | Hanwha Q CELLS | Q.PEAK DUO BLK-G5 315 | Solar Panels |  | 0.315 | 3 | 202 | 44 |  | Fixed | Roof
Solar Registration Program | NJSRRE1541882902 | Beesley Point | 8223 | 21 | 8.19 | Residential | No | Behind the Meter | Tesla Energy Operations Inc | AC Electric | Accepted | 2019-08-24 | 2019-08-28 | 2020-08-28 | Hanwha Q CELLS | Q.PEAK DUO BLK-G5 315 | Solar Panels |  | 0.315 | 14 | 113 | 34 |  | Fixed | Roof
Solar Registration Program | NJSRRE1541882902 | Beesley Point | 8223 | 21 | 8.19 | Residential | No | Behind the Meter | Tesla Energy Operations Inc | AC Electric | Accepted | 2019-08-24 | 2019-08-28 | 2020-08-28 | Hanwha Q CELLS | Q.PEAK DUO BLK-G5 315 | Solar Panels |  | 0.315 | 9 | 203 | 34 |  | Fixed | Roof
Solar Registration Program | NJSRRE1541882902 | Beesley Point | 8223 | 21 | 8.19 | Residential | No | Behind the Meter | Tesla Energy Operations Inc | AC Electric | Accepted | 2019-08-24 | 2019-08-28 | 2020-08-28 | SolarEdge Technologies | SE7600H-US000SNU2 | Inverters | 7600 |  | 2 |  |  | 0.99 |  | Outdoor | outdoor
Solar Registration Program | NJSRRE1541882902 | Beesley Point | 8223 | 21 | 8.19 | Residential | No | Behind the Meter | Tesla Energy Operations Inc | AC Electric | Accepted | 2019-08-24 | 2019-08-28 | 2020-08-28 | Tesla | AC Powerwall 2.0 | Electric Storage Battery |  |  | 2 |  |  |  | Lithium Ion |  | outdoor
Solar Registration Program | NJSRRE1541883684 | Dover | 7801 | 3 | 8.19 | Residential | Yes | Behind the Meter | Vivint Solar Developer, LLC | JCP&L | Accepted | 2019-08-26 | 2019-09-03 | 2020-09-03 | HANWHA SOLAR | Q.PEAK BLK-G5 | Solar Panels |  | 0.315 | 13 | 319 | 31 |  | Fixed | Roof
Solar Registration Program | NJSRRE1541883684 | Dover | 7801 | 3 | 8.19 | Residential | Yes | Behind the Meter | Vivint Solar Developer, LLC | JCP&L | Accepted | 2019-08-26 | 2019-09-03 | 2020-09-03 | HANWHA SOLAR | Q.PEAK BLK-G5 | Solar Panels |  | 0.315 | 13 | 319 | 14 |  | Fixed | Roof
Solar Registration Program | NJSRRE1541883684 | Dover | 7801 | 3 | 8.19 | Residential | Yes | Behind the Meter | Vivint Solar Developer, LLC | JCP&L | Accepted | 2019-08-26 | 2019-09-03 | 2020-09-03 | Solaredge | SE7600H-US | Inverters | 7600 |  | 1 |  |  | 0.992 |  | Outdoor | Near the Utility Meter
Solar Registration Program | NJSRRE1541883722 | LINDENWOLD | 8021 | 14 | 8.19 | Residential | Yes | Behind the Meter | Vivint Solar Developer, LLC | AC Electric | Accepted | 2019-08-29 | 2019-08-30 | 2020-08-30 | HANWHA SOLAR | Q.PEAK BLK-G5 315 | Solar Panels |  | 0.315 | 4 | 22 | 22 |  | Fixed | Roof
Solar Registration Program | NJSRRE1541883722 | LINDENWOLD | 8021 | 14 | 8.19 | Residential | Yes | Behind the Meter | Vivint Solar Developer, LLC | AC Electric | Accepted | 2019-08-29 | 2019-08-30 | 2020-08-30 | HANWHA SOLAR | Q.PEAK BLK-G5 315 | Solar Panels |  | 0.315 | 4 | 22 | 22 |  | Fixed | Roof
Solar Registration Program | NJSRRE1541883722 | LINDENWOLD | 8021 | 14 | 8.19 | Residential | Yes | Behind the Meter | Vivint Solar Developer, LLC | AC Electric | Accepted | 2019-08-29 | 2019-08-30 | 2020-08-30 | HANWHA SOLAR | Q.PEAK BLK-G5 315 | Solar Panels |  | 0.315 | 18 | 202 | 22 |  | Fixed | Roof
Solar Registration Program | NJSRRE1541883722 | LINDENWOLD | 8021 | 14 | 8.19 | Residential | Yes | Behind the Meter | Vivint Solar Developer, LLC | AC Electric | Accepted | 2019-08-29 | 2019-08-30 | 2020-08-30 | SOLAREDGE TECHNOLOGIES | SE7600H-US000BNC4 | Inverters | 7600 |  | 1 |  |  | 0.992 |  | Outdoor | Near the Utility Meter
Solar Registration Program | NJSRRE1541883974 | HAMILTON | 8619 | 12 | 8.19 | Residential | Yes | Behind the Meter | Vivint Solar Developer, LLC | PSE&G | Accepted | 2019-09-04 | 2019-09-04 | 2020-09-04 | Hanwha Solar | Q.PEAK BLK-G5 315 | Solar Panels |  | 0.315 | 26 | 194 | 21 |  | Fixed | Roof
Solar Registration Program | NJSRRE1541883974 | HAMILTON | 8619 | 12 | 8.19 | Residential | Yes | Behind the Meter | Vivint Solar Developer, LLC | PSE&G | Accepted | 2019-09-04 | 2019-09-04 | 2020-09-04 | solar edge | SE7600H-US000BNC4 | Inverters | 7600 |  | 1 |  |  | 0.992 |  | Outdoor | Near the Utility Meter
Solar Registration Program | NJSRRE1541884814 | Burlington | 8016 | 13 | 8.19 | Residential | No | Behind the Meter | Vivint Solar Developer, LLC | PSE&G | Accepted | 2019-09-05 | 2019-09-05 | 2020-09-05 | Hanwha | Q.PEAK BLK-G5 315 | Solar Panels |  | 0.315 | 10 | 164 | 26 |  | Fixed | Roof
Solar Registration Program | NJSRRE1541884814 | Burlington | 8016 | 13 | 8.19 | Residential | No | Behind the Meter | Vivint Solar Developer, LLC | PSE&G | Accepted | 2019-09-05 | 2019-09-05 | 2020-09-05 | Hanwha | Q.PEAK BLK-G5 315 | Solar Panels |  | 0.315 | 4 | 344 | 26 |  | Fixed | Roof
Solar Registration Program | NJSRRE1541884814 | Burlington | 8016 | 13 | 8.19 | Residential | No | Behind the Meter | Vivint Solar Developer, LLC | PSE&G | Accepted | 2019-09-05 | 2019-09-05 | 2020-09-05 | Hanwha | Q.PEAK BLK-G5 315 | Solar Panels |  | 0.315 | 12 | 254 | 26 |  | Fixed | Roof
Solar Registration Program | NJSRRE1541884814 | Burlington | 8016 | 13 | 8.19 | Residential | No | Behind the Meter | Vivint Solar Developer, LLC | PSE&G | Accepted | 2019-09-05 | 2019-09-05 | 2020-09-05 | solar edge | SE7600H-US000BNC4 | Inverters | 7600 |  | 1 |  |  | 0.992 |  | Outdoor | Near the Utility Meter
Solar Registration Program | NJSRRE1541891196 | WILLINGBORO | 8046 | 13 | 8.19 | Residential | Yes | Behind the Meter | Vivint Solar Developer, LLC | PSE&G | Accepted | 2019-09-05 | 2019-09-05 | 2020-09-05 | HANWHA SOLAR | Q.PEAK BLK-G5 315 | Solar Panels |  | 0.315 | 12 | 213 | 41 |  | Fixed | Roof
Solar Registration Program | NJSRRE1541891196 | WILLINGBORO | 8046 | 13 | 8.19 | Residential | Yes | Behind the Meter | Vivint Solar Developer, LLC | PSE&G | Accepted | 2019-09-05 | 2019-09-05 | 2020-09-05 | HANWHA SOLAR | Q.PEAK BLK-G5 315 | Solar Panels |  | 0.315 | 8 | 213 | 41 |  | Fixed | Roof
Solar Registration Program | NJSRRE1541891196 | WILLINGBORO | 8046 | 13 | 8.19 | Residential | Yes | Behind the Meter | Vivint Solar Developer, LLC | PSE&G | Accepted | 2019-09-05 | 2019-09-05 | 2020-09-05 | HANWHA SOLAR | Q.PEAK BLK-G5 315 | Solar Panels |  | 0.315 | 6 | 213 | 13 |  | Fixed | Roof
Solar Registration Program | NJSRRE1541891196 | WILLINGBORO | 8046 | 13 | 8.19 | Residential | Yes | Behind the Meter | Vivint Solar Developer, LLC | PSE&G | Accepted | 2019-09-05 | 2019-09-05 | 2020-09-05 | Solar Edge | SE7600H-US000BNC4 | Inverters | 7600 |  | 1 |  |  | 0.992 |  | Outdoor | Near Utility Meter
Solar Registration Program | NJSRRE1541894862 | MARLTON | 8053 | 13 | 8.19 | Residential | Yes | Behind the Meter | Vivint Solar Developer, LLC | PSE&G | Accepted | 2019-09-05 | 2019-09-05 | 2020-09-05 | Hanwha Solar | Q.PEAK BLK-G5 315 | Solar Panels |  | 0.315 | 12 | 180 | 17 |  | Fixed | Roof
Solar Registration Program | NJSRRE1541894862 | MARLTON | 8053 | 13 | 8.19 | Residential | Yes | Behind the Meter | Vivint Solar Developer, LLC | PSE&G | Accepted | 2019-09-05 | 2019-09-05 | 2020-09-05 | Hanwha Solar | Q.PEAK DUO BLK-G5 315w | Solar Panels |  | 0.315 | 14 | 270 | 17 |  | Fixed | Roof
Solar Registration Program | NJSRRE1541894862 | MARLTON | 8053 | 13 | 8.19 | Residential | Yes | Behind the Meter | Vivint Solar Developer, LLC | PSE&G | Accepted | 2019-09-05 | 2019-09-05 | 2020-09-05 | SolarEdge | SE7600H-US | Inverters | 7600 |  | 1 |  |  | 0.992 |  | Outdoor | Near the Utility Meter
Solar Registration Program | NJSRRE1542141530 | Little Egg Harbor Township | 8087 | 18 | 8.19 | Residential | Yes | Behind the Meter | Suntuity Solar LLC | AC Electric | Accepted | 2019-09-04 | 2019-09-06 | 2020-09-06 | Yingli Green Energy | YL315D-30b | Solar Panels |  | 0.315 | 26 | 213 | 33 |  | Fixed | Roof
Solar Registration Program | NJSRRE1542141530 | Little Egg Harbor Township | 8087 | 18 | 8.19 | Residential | Yes | Behind the Meter | Suntuity Solar LLC | AC Electric | Accepted | 2019-09-04 | 2019-09-06 | 2020-09-06 | Enphase Energy | IQ7-60-2-US | Inverters | 240 |  | 26 |  |  | 0.97 |  | Outdoor | Behind the PV Modules
Solar Registration Program | NJSRRE1542314670 | WESTAMPTON | 8060 | 13 | 8.19 | Residential | Yes | Behind the Meter | Vivint Solar Developer, LLC | PSE&G | Accepted | 2019-09-23 | 2019-09-23 | 2020-09-23 | Hanwha | Q.PEAK DUO BLK-G5 315w | Solar Panels |  | 0.315 | 6 | 192 | 19 |  | Fixed | Roof
Solar Registration Program | NJSRRE1542314670 | WESTAMPTON | 8060 | 13 | 8.19 | Residential | Yes | Behind the Meter | Vivint Solar Developer, LLC | PSE&G | Accepted | 2019-09-23 | 2019-09-23 | 2020-09-23 | Hanwha | Q.PEAK DUO BLK-G5 315w | Solar Panels |  | 0.315 | 8 | 102 | 19 |  | Fixed | Roof
Solar Registration Program | NJSRRE1542314670 | WESTAMPTON | 8060 | 13 | 8.19 | Residential | Yes | Behind the Meter | Vivint Solar Developer, LLC | PSE&G | Accepted | 2019-09-23 | 2019-09-23 | 2020-09-23 | Hanwha | Q.PEAK DUO BLK-G5 315w | Solar Panels |  | 0.315 | 12 | 282 | 19 |  | Fixed | Roof
Solar Registration Program | NJSRRE1542314670 | WESTAMPTON | 8060 | 13 | 8.19 | Residential | Yes | Behind the Meter | Vivint Solar Developer, LLC | PSE&G | Accepted | 2019-09-23 | 2019-09-23 | 2020-09-23 | Solar Edge | SE7600H-US000BNC4 | Inverters | 7600 |  | 1 |  |  | 0.992 |  | Outdoor | Near the Utility Meter
Solar Registration Program | NJSRRE1542376809 | Englewood Cliffs | 7632 | 7 | 8.19 | Residential | No | Behind the Meter | Tesla Energy Operations Inc | PSE&G | Accepted | 2019-09-10 | 2019-09-12 | 2020-09-12 | Hanwha Q-Cells | Q.Peak DUO BLK-G5/SC315 | Solar Panels |  | 0.315 | 4 | 36 | 23 |  | Fixed | Roof
Solar Registration Program | NJSRRE1542376809 | Englewood Cliffs | 7632 | 7 | 8.19 | Residential | No | Behind the Meter | Tesla Energy Operations Inc | PSE&G | Accepted | 2019-09-10 | 2019-09-12 | 2020-09-12 | Hanwha Q-Cells | Q.Peak DUO BLK-G5/SC315 | Solar Panels |  | 0.315 | 3 | 126 | 37 |  | Fixed | Roof
Solar Registration Program | NJSRRE1542376809 | Englewood Cliffs | 7632 | 7 | 8.19 | Residential | No | Behind the Meter | Tesla Energy Operations Inc | PSE&G | Accepted | 2019-09-10 | 2019-09-12 | 2020-09-12 | Hanwha Q-Cells | Q.Peak DUO BLK-G5/SC315 | Solar Panels |  | 0.315 | 15 | 216 | 23 |  | Fixed | Roof
Solar Registration Program | NJSRRE1542376809 | Englewood Cliffs | 7632 | 7 | 8.19 | Residential | No | Behind the Meter | Tesla Energy Operations Inc | PSE&G | Accepted | 2019-09-10 | 2019-09-12 | 2020-09-12 | Hanwha Q-Cells | Q.Peak DUO BLK-G5/SC315 | Solar Panels |  | 0.315 | 4 | 126 | 37 |  | Fixed | Roof
Solar Registration Program | NJSRRE1542376809 | Englewood Cliffs | 7632 | 7 | 8.19 | Residential | No | Behind the Meter | Tesla Energy Operations Inc | PSE&G | Accepted | 2019-09-10 | 2019-09-12 | 2020-09-12 | SOLAREDGE | SE7600H-US000SNC2 | Inverters | 7600 |  | 1 |  |  | 0.99 |  | Outdoor | Outdoor
Solar Registration Program | NJSRRE1542389860 | Hillsborough | 8844 | 5 | 8.19 | Residential | Yes | Behind the Meter | Pro Custom Solar dba Momentum Solar | PSE&G | Accepted | 2019-09-11 | 2019-09-13 | 2020-09-13 | HANWHA | Q.PEAK DUO BLK-G5 315 | Solar Panels |  | 0.315 | 26 | 174 | 37 |  | Fixed | Roof
Solar Registration Program | NJSRRE1542389860 | Hillsborough | 8844 | 5 | 8.19 | Residential | Yes | Behind the Meter | Pro Custom Solar dba Momentum Solar | PSE&G | Accepted | 2019-09-11 | 2019-09-13 | 2020-09-13 | Enphase Energy | IQ6-60-2-US | Inverters | 240 |  | 26 |  |  | 0.97 |  | Outdoor | Roof
Solar Registration Program | NJSRRE1542393651 | North Bergen | 7047 | 8 | 8.19 | Residential | No | Behind the Meter | Trinity Solar | PSE&G | Accepted | 2019-09-12 | 2019-09-16 | 2020-09-16 | Hanwha 315 | Q.PEAK DUO BLK-G5 315 | Solar Panels |  | 0.315 | 3 | 208 | 23 |  | Fixed | Roof
Solar Registration Program | NJSRRE1542393651 | North Bergen | 7047 | 8 | 8.19 | Residential | No | Behind the Meter | Trinity Solar | PSE&G | Accepted | 2019-09-12 | 2019-09-16 | 2020-09-16 | Hanwha 315 | Q.PEAK DUO BLK-G5 315 | Solar Panels |  | 0.315 | 12 | 118 | 23 |  | Fixed | Roof
Solar Registration Program | NJSRRE1542393651 | North Bergen | 7047 | 8 | 8.19 | Residential | No | Behind the Meter | Trinity Solar | PSE&G | Accepted | 2019-09-12 | 2019-09-16 | 2020-09-16 | Hanwha 315 | Q.PEAK DUO BLK-G5 315 | Solar Panels |  | 0.315 | 11 | 298 | 23 |  | Fixed | Roof
Solar Registration Program | NJSRRE1542393651 | North Bergen | 7047 | 8 | 8.19 | Residential | No | Behind the Meter | Trinity Solar | PSE&G | Accepted | 2019-09-12 | 2019-09-16 | 2020-09-16 | Solar Edge | SE7600 | Inverters | 7600 |  | 1 |  |  | 0.97 |  | Outside | Side of home
Solar Registration Program | NJSRRE1542419944 | MILLVILLE | 8332 | 20 | 8.19 | Residential | Yes | Behind the Meter | Vivint Solar Developer, LLC | AC Electric | Accepted | 2019-09-19 | 2019-09-20 | 2020-09-20 | Hanwha | Q.PEAK BLK-G5 315 | Solar Panels |  | 0.315 | 2 | 354 | 23 |  | Fixed | Roof
Solar Registration Program | NJSRRE1542419944 | MILLVILLE | 8332 | 20 | 8.19 | Residential | Yes | Behind the Meter | Vivint Solar Developer, LLC | AC Electric | Accepted | 2019-09-19 | 2019-09-20 | 2020-09-20 | Hanwha | Q.PEAK BLK-G5 315 | Solar Panels |  | 0.315 | 24 | 354 | 23 |  | Fixed | Roof
Solar Registration Program | NJSRRE1542419944 | MILLVILLE | 8332 | 20 | 8.19 | Residential | Yes | Behind the Meter | Vivint Solar Developer, LLC | AC Electric | Accepted | 2019-09-19 | 2019-09-20 | 2020-09-20 | SolarEdge | SE7600H-US | Inverters | 7600 |  | 1 |  |  | 0.992 |  | Outdoor | Near the Utility Meter
Solar Registration Program | NJSRRE1542422696 | Kendall Park | 8824 | 11 | 8.19 | Residential | Yes | Behind the Meter | Vivint Solar Developer, LLC | PSE&G | Accepted | 2019-09-19 | 2019-09-23 | 2020-09-23 | HANWHA SOLAR | Q.PEAK BLK-G5 315 | Solar Panels |  | 0.315 | 26 | 215 | 14 |  | Fixed | Roof
Solar Registration Program | NJSRRE1542422696 | Kendall Park | 8824 | 11 | 8.19 | Residential | Yes | Behind the Meter | Vivint Solar Developer, LLC | PSE&G | Accepted | 2019-09-19 | 2019-09-23 | 2020-09-23 | SOLAR EDGE | SE7600H-US | Inverters | 7600 |  | 1 |  |  | 0.992 |  | Outdoor | NEAR UTILITY METER
Solar Registration Program | NJSRRE1542422961 | Plainfield | 7060 | 10 | 8.19 | Residential | Yes | Behind the Meter | Vivint Solar Developer, LLC | PSE&G | Accepted | 2019-09-19 | 2019-09-23 | 2020-09-23 | Hanwha | Q.PEAK BLK-G5 315 | Solar Panels |  | 0.315 | 17 | 127 | 24 |  | Fixed | Roof
Solar Registration Program | NJSRRE1542422961 | Plainfield | 7060 | 10 | 8.19 | Residential | Yes | Behind the Meter | Vivint Solar Developer, LLC | PSE&G | Accepted | 2019-09-19 | 2019-09-23 | 2020-09-23 | Hanwha | Q.PEAK BLK-G5 315 | Solar Panels |  | 0.315 | 6 | 127 | 24 |  | Fixed | Roof
Solar Registration Program | NJSRRE1542422961 | Plainfield | 7060 | 10 | 8.19 | Residential | Yes | Behind the Meter | Vivint Solar Developer, LLC | PSE&G | Accepted | 2019-09-19 | 2019-09-23 | 2020-09-23 | Hanwha | Q.PEAK BLK-G5 315 | Solar Panels |  | 0.315 | 3 | 307 | 24 |  | Fixed | Roof
Solar Registration Program | NJSRRE1542422961 | Plainfield | 7060 | 10 | 8.19 | Residential | Yes | Behind the Meter | Vivint Solar Developer, LLC | PSE&G | Accepted | 2019-09-19 | 2019-09-23 | 2020-09-23 | SolarEdge | SE7600H-US | Inverters | 7600 |  | 1 |  |  | 0.992 |  | Outdoor | Near the Utility Meter
Solar Registration Program | NJSRRE1542424566 | Turnersville | 8012 | 14 | 8.19 | Residential | Yes | Behind the Meter | Trinity Solar | AC Electric | Accepted | 2019-09-20 | 2019-09-24 | 2020-09-24 | HANWHA | Q.PEAK DUO BLK-G5 315) | Solar Panels |  | 0.315 | 18 | 115 | 30 |  | Fixed | Roof
Solar Registration Program | NJSRRE1542424566 | Turnersville | 8012 | 14 | 8.19 | Residential | Yes | Behind the Meter | Trinity Solar | AC Electric | Accepted | 2019-09-20 | 2019-09-24 | 2020-09-24 | HANWHA | Q.PEAK DUO BLK-G5 315 | Solar Panels |  | 0.315 | 8 | 115 | 30 |  | Fixed | Roof
Solar Registration Program | NJSRRE1542424566 | Turnersville | 8012 | 14 | 8.19 | Residential | Yes | Behind the Meter | Trinity Solar | AC Electric | Accepted | 2019-09-20 | 2019-09-24 | 2020-09-24 | SOLAR EDGE | SE7600H-US | Inverters | 7600 |  | 1 |  |  | 0.97 |  | Outdoor | SIDE
Solar Registration Program | NJSRRE1542424989 | CHERRY HILL | 8003 | 14 | 8.19 | Residential | Yes | Behind the Meter | Vivint Solar Developer, LLC | PSE&G | Accepted | 2019-09-20 | 2019-09-24 | 2020-09-24 | HANWHA SOLAR | Q.PEAK BLK-G5 315 | Solar Panels |  | 0.315 | 11 | 281 | 24 |  | Fixed | Roof
Solar Registration Program | NJSRRE1542424989 | CHERRY HILL | 8003 | 14 | 8.19 | Residential | Yes | Behind the Meter | Vivint Solar Developer, LLC | PSE&G | Accepted | 2019-09-20 | 2019-09-24 | 2020-09-24 | HANWHA SOLAR | Q.PEAK BLK-G5 315 | Solar Panels |  | 0.315 | 15 | 281 | 19 |  | Fixed | Roof
Solar Registration Program | NJSRRE1542424989 | CHERRY HILL | 8003 | 14 | 8.19 | Residential | Yes | Behind the Meter | Vivint Solar Developer, LLC | PSE&G | Accepted | 2019-09-20 | 2019-09-24 | 2020-09-24 | SOLAREDGE | SE7600H-US000BNC4 | Inverters | 7600 |  | 1 |  |  | 0.992 |  | Outdoor | Near The Utility Meter
Solar Registration Program | NJSRRE1542428278 | Hackensack | 7601 | 7 | 8.19 | Residential | Yes | Behind the Meter | Trinity Solar | PSE&G | Accepted | 2019-09-23 | 2019-09-25 | 2020-09-25 | Hanwha 315 | Q.PEAK DUO BLK-G5 315 | Solar Panels |  | 0.315 | 15 | 308 | 23 |  | Fixed | Roof
Solar Registration Program | NJSRRE1542428278 | Hackensack | 7601 | 7 | 8.19 | Residential | Yes | Behind the Meter | Trinity Solar | PSE&G | Accepted | 2019-09-23 | 2019-09-25 | 2020-09-25 | Hanwha 315 | Q.PEAK DUO BLK-G5 315 | Solar Panels |  | 0.315 | 11 | 128 | 23 |  | Fixed | Roof
Solar Registration Program | NJSRRE1542428278 | Hackensack | 7601 | 7 | 8.19 | Residential | Yes | Behind the Meter | Trinity Solar | PSE&G | Accepted | 2019-09-23 | 2019-09-25 | 2020-09-25 | Solar Edge | SE7600H-US | Inverters | 7600 |  | 1 |  |  | 0.97 |  | Outside | Side of home
Solar Registration Program | NJSRRE1542428329 | Bayonne | 7002 | 8 | 8.19 | Residential | Yes | Behind the Meter | Pro Custom Solar dba Momentum Solar | PSE&G | Accepted | 2019-09-23 | 2019-09-24 | 2020-09-24 | HANWHA | Q.PEAK DUO BLK-G5 315 | Solar Panels |  | 0.315 | 14 | 213 | 43 |  | Fixed | Roof
Solar Registration Program | NJSRRE1542428329 | Bayonne | 7002 | 8 | 8.19 | Residential | Yes | Behind the Meter | Pro Custom Solar dba Momentum Solar | PSE&G | Accepted | 2019-09-23 | 2019-09-24 | 2020-09-24 | HANWHA | Q.PEAK DUO BLK-G5 315 | Solar Panels |  | 0.315 | 4 | 33 | 6 |  | Fixed | Roof
Solar Registration Program | NJSRRE1542428329 | Bayonne | 7002 | 8 | 8.19 | Residential | Yes | Behind the Meter | Pro Custom Solar dba Momentum Solar | PSE&G | Accepted | 2019-09-23 | 2019-09-24 | 2020-09-24 | HANWHA | Q.PEAK DUO BLK-G5 315 | Solar Panels |  | 0.315 | 8 | 123 | 3 |  | Fixed | Roof
Solar Registration Program | NJSRRE1542428329 | Bayonne | 7002 | 8 | 8.19 | Residential | Yes | Behind the Meter | Pro Custom Solar dba Momentum Solar | PSE&G | Accepted | 2019-09-23 | 2019-09-24 | 2020-09-24 | Enphase Energy | IQ7-60-2-US | Inverters | 250 |  | 26 |  |  | 0.97 |  | Outdoor | Roof
Solar Registration Program | NJSRRE1542433832 | Haddon Township | 8107 | 14 | 8.19 | Residential | No | Behind the Meter | Suntuity Solar LLC | PSE&G | Accepted | 2019-09-25 | 2019-09-26 | 2020-09-26 | Yingli Green Energy | YL315D-30b | Solar Panels |  | 0.315 | 4 | 328 | 24 |  | Fixed | Roof
Solar Registration Program | NJSRRE1542433832 | Haddon Township | 8107 | 14 | 8.19 | Residential | No | Behind the Meter | Suntuity Solar LLC | PSE&G | Accepted | 2019-09-25 | 2019-09-26 | 2020-09-26 | Yingli Green Energy | YL315D-30b | Solar Panels |  | 0.315 | 14 | 148 | 24 |  | Fixed | Roof
Solar Registration Program | NJSRRE1542433832 | Haddon Township | 8107 | 14 | 8.19 | Residential | No | Behind the Meter | Suntuity Solar LLC | PSE&G | Accepted | 2019-09-25 | 2019-09-26 | 2020-09-26 | Yingli Green Energy | YL315D-30b | Solar Panels |  | 0.315 | 8 | 148 | 17 |  | Fixed | Roof
Solar Registration Program | NJSRRE1542433832 | Haddon Township | 8107 | 14 | 8.19 | Residential | No | Behind the Meter | Suntuity Solar LLC | PSE&G | Accepted | 2019-09-25 | 2019-09-26 | 2020-09-26 | Enphase Energy | IQ7-60-2-US | Inverters | 240 |  | 26 |  |  | 0.97 |  | Outdoor | Behind the PV Modules
Solar Registration Program | NJSRRE1542445328 | West creek | 8092 | 18 | 8.19 | Residential | Yes | Behind the Meter | Trinity Solar | AC Electric | Accepted | 2019-09-26 | 2019-09-30 | 2020-09-30 | Hanwha | Q.PEAK DUO BLK-G5 315 | Solar Panels |  | 0.315 | 26 | 176 | 18 |  | Fixed | Roof
Solar Registration Program | NJSRRE1542445328 | West creek | 8092 | 18 | 8.19 | Residential | Yes | Behind the Meter | Trinity Solar | AC Electric | Accepted | 2019-09-26 | 2019-09-30 | 2020-09-30 | Solar Edge | SE7600 | Inverters | 7600 |  | 1 |  |  | 0.97 |  | Outside | side of home
Solar Registration Program | NJSRRE1542461026 | Edison | 8837 | 11 | 8.19 | Residential | No | Behind the Meter | Trinity Solar | PSE&G | Accepted | 2019-09-30 | 2019-10-02 | 2020-10-02 | Hanwha | Q.PEAK DUO BLK-G5 315 | Solar Panels |  | 0.315 | 26 | 233 | 12 |  | Fixed | Roof
Solar Registration Program | NJSRRE1542461026 | Edison | 8837 | 11 | 8.19 | Residential | No | Behind the Meter | Trinity Solar | PSE&G | Accepted | 2019-09-30 | 2019-10-02 | 2020-10-02 | Solar Edge | SE7600 | Inverters | 7600 |  | 1 |  |  | 0.97 |  | Outside | side of home
Solar Registration Program | NJSRRE1542470943 | South Amboy | 8879 | 11 | 8.19 | Residential | Yes | Behind the Meter | Trinity Solar | JCP&L | Accepted | 2019-10-01 | 2019-10-03 | 2020-10-03 | Hanwha 315 | Q.PEAK DUO BLK-G5 315 | Solar Panels |  | 0.315 | 13 | 148 | 40 |  | Fixed | Roof
Solar Registration Program | NJSRRE1542470943 | South Amboy | 8879 | 11 | 8.19 | Residential | Yes | Behind the Meter | Trinity Solar | JCP&L | Accepted | 2019-10-01 | 2019-10-03 | 2020-10-03 | Hanwha 315 | Q.PEAK DUO BLK-G5 315 | Solar Panels |  | 0.315 | 8 | 328 | 18 |  | Fixed | Roof
Solar Registration Program | NJSRRE1542470943 | South Amboy | 8879 | 11 | 8.19 | Residential | Yes | Behind the Meter | Trinity Solar | JCP&L | Accepted | 2019-10-01 | 2019-10-03 | 2020-10-03 | Hanwha 315 | Q.PEAK DUO BLK-G5 315 | Solar Panels |  | 0.315 | 5 | 148 | 9 |  | Fixed | Roof
Solar Registration Program | NJSRRE1542470943 | South Amboy | 8879 | 11 | 8.19 | Residential | Yes | Behind the Meter | Trinity Solar | JCP&L | Accepted | 2019-10-01 | 2019-10-03 | 2020-10-03 | Solar Edge | SE7600 | Inverters | 7600 |  | 1 |  |  | 0.97 |  | Outside | side of home
Solar Registration Program | NJSRRE1542505534 | Paramus | 7652 | 7 | 8.19 | Residential | No | Behind the Meter | Tesla Energy Operations Inc | PSE&G | Accepted | 2019-10-04 | 2019-10-08 | 2020-10-08 | Hanwha Q-Cells | Q.Peak DUO BLK-G5/SC315 | Solar Panels |  | 0.315 | 26 | 109 | 23 |  | Fixed | Roof
Solar Registration Program | NJSRRE1542505534 | Paramus | 7652 | 7 | 8.19 | Residential | No | Behind the Meter | Tesla Energy Operations Inc | PSE&G | Accepted | 2019-10-04 | 2019-10-08 | 2020-10-08 | SOLAREDGE | SE7600H-US000SNC2 | Inverters | 10 |  | 1 |  |  | 0.99 |  | Outdoor | Outdoor
Solar Registration Program | NJSRRE1542511037 | Millville | 8332 | 20 | 8.19 | Residential | Yes | Behind the Meter | Trinity Solar | AC Electric | Accepted | 2019-10-07 | 2019-10-09 | 2020-10-09 | Hanwha 315 | Q.PEAK DUO BLK-G5 315 | Solar Panels |  | 0.315 | 18 | 90 | 9 |  | Fixed | Roof
Solar Registration Program | NJSRRE1542511037 | Millville | 8332 | 20 | 8.19 | Residential | Yes | Behind the Meter | Trinity Solar | AC Electric | Accepted | 2019-10-07 | 2019-10-09 | 2020-10-09 | Hanwha 315 | Q.PEAK DUO BLK-G5 315 | Solar Panels |  | 0.315 | 8 | 180 | 40 |  | Fixed | Roof
Solar Registration Program | NJSRRE1542511037 | Millville | 8332 | 20 | 8.19 | Residential | Yes | Behind the Meter | Trinity Solar | AC Electric | Accepted | 2019-10-07 | 2019-10-09 | 2020-10-09 | Solar Edge | SE7600H-US | Inverters | 7600 |  | 1 |  |  | 0.97 |  | Outside | side of home
Solar Registration Program | NJSRRE1542512359 | Hammonton | 8037 | 19 | 8.19 | Residential | No | Behind the Meter | Trinity Solar | AC Electric | Accepted | 2019-10-07 | 2019-10-10 | 2020-10-10 | Hanwha | Q.PEAK DUO BLK-G5 315 | Solar Panels |  | 0.315 | 14 | 220 | 18 |  | Fixed | Roof
Solar Registration Program | NJSRRE1542512359 | Hammonton | 8037 | 19 | 8.19 | Residential | No | Behind the Meter | Trinity Solar | AC Electric | Accepted | 2019-10-07 | 2019-10-10 | 2020-10-10 | Hanwha | Q.PEAK DUO BLK-G5 315 | Solar Panels |  | 0.315 | 12 | 220 | 27 |  | Fixed | Roof
Solar Registration Program | NJSRRE1542512359 | Hammonton | 8037 | 19 | 8.19 | Residential | No | Behind the Meter | Trinity Solar | AC Electric | Accepted | 2019-10-07 | 2019-10-10 | 2020-10-10 | Solar Edge | SE7600 | Inverters | 7600 |  | 1 |  |  | 0.97 |  | Outside | side of home
Solar Registration Program | NJSRRE1542515737 | Irvington | 7111 | 9 | 8.19 | Residential | Yes | Behind the Meter | Trinity Solar | PSE&G | Accepted | 2019-10-08 | 2019-10-10 | 2020-10-10 | Hanwha | Q.PEAK DUO BLK-G5 315 | Solar Panels |  | 0.315 | 10 | 282 | 34 |  | Fixed | Roof
Solar Registration Program | NJSRRE1542515737 | Irvington | 7111 | 9 | 8.19 | Residential | Yes | Behind the Meter | Trinity Solar | PSE&G | Accepted | 2019-10-08 | 2019-10-10 | 2020-10-10 | Hanwha | Q.PEAK DUO BLK-G5 315 | Solar Panels |  | 0.315 | 8 | 102 | 34 |  | Fixed | Roof
Solar Registration Program | NJSRRE1542515737 | Irvington | 7111 | 9 | 8.19 | Residential | Yes | Behind the Meter | Trinity Solar | PSE&G | Accepted | 2019-10-08 | 2019-10-10 | 2020-10-10 | Hanwha | Q.PEAK DUO BLK-G5 315 | Solar Panels |  | 0.315 | 8 | 102 | 9 |  | Fixed | Roof
Solar Registration Program | NJSRRE1542515737 | Irvington | 7111 | 9 | 8.19 | Residential | Yes | Behind the Meter | Trinity Solar | PSE&G | Accepted | 2019-10-08 | 2019-10-10 | 2020-10-10 | Solar Edge | SE7600 | Inverters | 7600 |  | 1 |  |  | 0.97 |  | Outside | side of home
Solar Registration Program | NJSRRE1542524506 | Avon | 7717 | 17 | 8.19 | Residential | No | Behind the Meter | Trinity Solar | JCP&L | Accepted | 2019-10-10 | 2019-10-14 | 2020-10-14 | Hanwha | Q.PEAK DUO BLK-G5 315 | Solar Panels |  | 0.315 | 12 | 96 | 27 |  | Fixed | Roof
Solar Registration Program | NJSRRE1542524506 | Avon | 7717 | 17 | 8.19 | Residential | No | Behind the Meter | Trinity Solar | JCP&L | Accepted | 2019-10-10 | 2019-10-14 | 2020-10-14 | Hanwha | Q.PEAK DUO BLK-G5 315 | Solar Panels |  | 0.315 | 14 | 186 | 16 |  | Fixed | Roof
Solar Registration Program | NJSRRE1542524506 | Avon | 7717 | 17 | 8.19 | Residential | No | Behind the Meter | Trinity Solar | JCP&L | Accepted | 2019-10-10 | 2019-10-14 | 2020-10-14 | Solar Edge | SE7600 | Inverters | 7600 |  | 1 |  |  | 0.97 |  | Outside | side of home
Solar Registration Program | NJSRRE1542542226 | Toms River | 8757 | 18 | 8.19 | Residential | Yes | Behind the Meter | Vivint Solar Developer, LLC | JCP&L | Accepted | 2019-10-15 | 2019-10-16 | 2020-10-16 | Hanwha | Q.PEAK BLK-G5 315 | Solar Panels |  | 0.315 | 26 | 167 | 33 |  | Fixed | Roof
Solar Registration Program | NJSRRE1542542226 | Toms River | 8757 | 18 | 8.19 | Residential | Yes | Behind the Meter | Vivint Solar Developer, LLC | JCP&L | Accepted | 2019-10-15 | 2019-10-16 | 2020-10-16 | Solar Edge | SE7600H-US000BNC4 | Inverters | 7600 |  | 1 |  |  | 0.992 |  | Outdoor | Near the Utility Meter
Solar Registration Program | NJSRRE1542544183 | Teaneck | 7666 | 7 | 8.19 | Residential | Yes | Behind the Meter | Trinity Solar | PSE&G | Accepted | 2019-10-15 | 2019-10-17 | 2020-10-17 | Hanhwa | Q.PEAK DUO BLK-G5 315 | Solar Panels |  | 0.315 | 4 | 113 | 40 |  | Fixed | Roof
Solar Registration Program | NJSRRE1542544183 | Teaneck | 7666 | 7 | 8.19 | Residential | Yes | Behind the Meter | Trinity Solar | PSE&G | Accepted | 2019-10-15 | 2019-10-17 | 2020-10-17 | Hanwha | Q.PEAK DUO BLK-G5 315 | Solar Panels |  | 0.315 | 22 | 203 | 34 |  | Fixed | Roof
Solar Registration Program | NJSRRE1542544183 | Teaneck | 7666 | 7 | 8.19 | Residential | Yes | Behind the Meter | Trinity Solar | PSE&G | Accepted | 2019-10-15 | 2019-10-17 | 2020-10-17 | Solar Edge | SE7600 | Inverters | 7600 |  | 1 |  |  | 0.97 |  | Outside | side of home
Solar Registration Program | NJSRRE1542547578 | Pennsauken Township | 8110 | 14 | 8.19 | Residential | Yes | Behind the Meter | Trinity Solar | PSE&G | Accepted | 2019-10-16 | 2019-10-18 | 2020-10-18 | HANWHA | Q.PEAK DUO BLK-G5 315 | Solar Panels |  | 0.315 | 6 | 127 | 30 |  | Fixed | Roof
Solar Registration Program | NJSRRE1542547578 | Pennsauken Township | 8110 | 14 | 8.19 | Residential | Yes | Behind the Meter | Trinity Solar | PSE&G | Accepted | 2019-10-16 | 2019-10-18 | 2020-10-18 | HANWHA | Q.PEAK DUO BLK-G5 315 | Solar Panels |  | 0.315 | 20 | 217 | 40 |  | Fixed | Roof
Solar Registration Program | NJSRRE1542547578 | Pennsauken Township | 8110 | 14 | 8.19 | Residential | Yes | Behind the Meter | Trinity Solar | PSE&G | Accepted | 2019-10-16 | 2019-10-18 | 2020-10-18 | Solar Edge | SE7600H-US000BNC4 | Inverters | 7600 |  | 1 |  |  | 0.97 |  | Outdoor | side of home
Solar Registration Program | NJSRRE1542561777 | Williamstown | 8094 | 15 | 8.19 | Residential | No | Behind the Meter | Suntuity Solar LLC | AC Electric | Accepted | 2019-10-21 | 2019-10-22 | 2020-10-22 | Yingli Green Energy | YL315D-30b | Solar Panels |  | 0.315 | 16 | 259 | 25 |  | Fixed | Roof
Solar Registration Program | NJSRRE1542561777 | Williamstown | 8094 | 15 | 8.19 | Residential | No | Behind the Meter | Suntuity Solar LLC | AC Electric | Accepted | 2019-10-21 | 2019-10-22 | 2020-10-22 | Yingli Green Energy | YL315D-30b | Solar Panels |  | 0.315 | 10 | 79 | 25 |  | Fixed | Roof
Solar Registration Program | NJSRRE1542561777 | Williamstown | 8094 | 15 | 8.19 | Residential | No | Behind the Meter | Suntuity Solar LLC | AC Electric | Accepted | 2019-10-21 | 2019-10-22 | 2020-10-22 | Enphase Energy | IQ7-60-2-US | Inverters | 240 |  | 26 |  |  | 0.97 |  | Outdoor | Behind the PV Modules
Solar Registration Program | NJSRRE1542568629 | Bloomfield | 7003 | 9 | 8.19 | Residential | Yes | Behind the Meter | Trinity Solar | PSE&G | Accepted | 2019-10-21 | 2019-10-23 | 2020-10-23 | Hanwha | Q.PEAK DUO BLK-G5 315 | Solar Panels |  | 0.315 | 18 | 173 | 40 |  | Fixed | Roof
Solar Registration Program | NJSRRE1542568629 | Bloomfield | 7003 | 9 | 8.19 | Residential | Yes | Behind the Meter | Trinity Solar | PSE&G | Accepted | 2019-10-21 | 2019-10-23 | 2020-10-23 | Hanwha | Q.PEAK DUO BLK-G5 315 | Solar Panels |  | 0.315 | 8 | 173 | 9 |  | Fixed | Roof
Solar Registration Program | NJSRRE1542568629 | Bloomfield | 7003 | 9 | 8.19 | Residential | Yes | Behind the Meter | Trinity Solar | PSE&G | Accepted | 2019-10-21 | 2019-10-23 | 2020-10-23 | Solar Edge | SE6000 | Inverters | 6000 |  | 1 |  |  | 0.97 |  | Outside | side of home
Solar Registration Program | NJSRRE1542574989 | Toms River | 8753 | 18 | 8.19 | Residential | Yes | Behind the Meter | Vivint Solar Developer, LLC | JCP&L | Accepted | 2019-10-22 | 2019-10-24 | 2020-10-24 | Hanwha | Q.PEAK BLK-G5 315 | Solar Panels |  | 0.315 | 20 | 94 | 16 |  | Fixed | Roof
Solar Registration Program | NJSRRE1542574989 | Toms River | 8753 | 18 | 8.19 | Residential | Yes | Behind the Meter | Vivint Solar Developer, LLC | JCP&L | Accepted | 2019-10-22 | 2019-10-24 | 2020-10-24 | Hanwha | Q.PEAK BLK-G5 315 | Solar Panels |  | 0.315 | 6 | 184 | 11 |  | Fixed | Roof
Solar Registration Program | NJSRRE1542574989 | Toms River | 8753 | 18 | 8.19 | Residential | Yes | Behind the Meter | Vivint Solar Developer, LLC | JCP&L | Accepted | 2019-10-22 | 2019-10-24 | 2020-10-24 | Solar Edge | SE7600H-US | Inverters | 7600 |  | 1 |  |  | 0.992 |  | Outdoor | Near the Utility Meter
Solar Registration Program | NJSRRE1542576144 | PRINCETON TWP | 8540 | 12 | 8.19 | Residential | No | Behind the Meter | Tesla Energy Operations | PSE&G | Accepted | 2019-10-22 | 2019-10-24 | 2020-10-24 | Hanwha Q-Cells | Q.Peak DUO BLK-G5/SC315 | Solar Panels |  | 0.315 | 7 | 149 | 45 |  | Fixed | Roof | OUTSIDE
Solar Registration Program | NJSRRE1542576144 | PRINCETON TWP | 8540 | 12 | 8.19 | Residential | No | Behind the Meter | Tesla Energy Operations | PSE&G | Accepted | 2019-10-22 | 2019-10-24 | 2020-10-24 | Hanwha Q-Cells | Q.Peak DUO BLK-G5/SC315 | Solar Panels |  | 0.315 | 10 | 239 | 34 |  | Fixed | Roof | outside
Solar Registration Program | NJSRRE1542576144 | PRINCETON TWP | 8540 | 12 | 8.19 | Residential | No | Behind the Meter | Tesla Energy Operations | PSE&G | Accepted | 2019-10-22 | 2019-10-24 | 2020-10-24 | Hanwha Q-Cells # | Q.Peak DUO BLK-G5/SC315 | Solar Panels |  | 0.315 | 9 | 239 | 34 |  | Fixed | Roof | OUTSIDE
Solar Registration Program | NJSRRE1542576144 | PRINCETON TWP | 8540 | 12 | 8.19 | Residential | No | Behind the Meter | Tesla Energy Operations | PSE&G | Accepted | 2019-10-22 | 2019-10-24 | 2020-10-24 | SOLAREDGE | SE7600A-US002SNC2 | Inverters | 7600 |  | 1 |  |  | 0.975 |  | Outside | outside
Solar Registration Program | NJSRRE1542578828 | Millville | 8332 | 20 | 8.19 | Residential | Yes | Behind the Meter | Pro Custom Solar dba Momentum Solar | AC Electric | Accepted | 2019-10-23 | 2019-10-25 | 2020-10-25 | Hanwha | Q.Peak DUO BLK-G5 315 | Solar Panels |  | 0.315 | 8 | 284 | 17 |  | Fixed | Roof
Solar Registration Program | NJSRRE1542578828 | Millville | 8332 | 20 | 8.19 | Residential | Yes | Behind the Meter | Pro Custom Solar dba Momentum Solar | AC Electric | Accepted | 2019-10-23 | 2019-10-25 | 2020-10-25 | Hanwha | Q.Peak DUO BLK-G5 315 | Solar Panels |  | 0.315 | 8 | 104 | 16 |  | Fixed | Roof
Solar Registration Program | NJSRRE1542578828 | Millville | 8332 | 20 | 8.19 | Residential | Yes | Behind the Meter | Pro Custom Solar dba Momentum Solar | AC Electric | Accepted | 2019-10-23 | 2019-10-25 | 2020-10-25 | Hanwha | Q.Peak DUO BLK-G5 315 | Solar Panels |  | 0.315 | 4 | 284 | 45 |  | Fixed | Roof
Solar Registration Program | NJSRRE1542578828 | Millville | 8332 | 20 | 8.19 | Residential | Yes | Behind the Meter | Pro Custom Solar dba Momentum Solar | AC Electric | Accepted | 2019-10-23 | 2019-10-25 | 2020-10-25 | Hanwha | Q.Peak DUO BLK-G5 315 | Solar Panels |  | 0.315 | 6 | 104 | 14 |  | Fixed | Roof
Solar Registration Program | NJSRRE1542578828 | Millville | 8332 | 20 | 8.19 | Residential | Yes | Behind the Meter | Pro Custom Solar dba Momentum Solar | AC Electric | Accepted | 2019-10-23 | 2019-10-25 | 2020-10-25 | Enphase Energy | IQ6-60-2-US | Inverters | 240 |  | 26 |  |  | 0.97 |  | Outdoor | Roof
Solar Registration Program | NJSRRE1542581286 | Mullica Hill | 8062 | 15 | 8.19 | Residential | No | Behind the Meter | Suntuity Solar LLC | AC Electric | Accepted | 2019-10-24 | 2019-10-28 | 2020-10-28 | Yingli Green Energy | YL315D-30b | Solar Panels |  | 0.315 | 26 | 176 | 23 |  | Fixed | Roof
Solar Registration Program | NJSRRE1542581286 | Mullica Hill | 8062 | 15 | 8.19 | Residential | No | Behind the Meter | Suntuity Solar LLC | AC Electric | Accepted | 2019-10-24 | 2019-10-28 | 2020-10-28 | Enphase Energy | IQ7-60-2-US | Inverters | 240 |  | 26 |  |  | 0.97 |  | Outdoor | Behind the PV Modules
Solar Registration Program | NJSRRE1542581453 | MULLICA HILL | 8062 | 15 | 8.19 | Residential | Yes | Behind the Meter | Vivint Solar Developer, LLC | AC Electric | Accepted | 2019-10-24 | 2019-10-28 | 2020-10-28 | Hanwha | Q.PEAK BLK-G5 315 | Solar Panels |  | 0.315 | 12 | 207 | 24 |  | Fixed | Roof
Solar Registration Program | NJSRRE1542581453 | MULLICA HILL | 8062 | 15 | 8.19 | Residential | Yes | Behind the Meter | Vivint Solar Developer, LLC | AC Electric | Accepted | 2019-10-24 | 2019-10-28 | 2020-10-28 | Hanwha | Q.PEAK BLK-G5 315 | Solar Panels |  | 0.315 | 6 | 27 | 24 |  | Fixed | Roof
Solar Registration Program | NJSRRE1542581453 | MULLICA HILL | 8062 | 15 | 8.19 | Residential | Yes | Behind the Meter | Vivint Solar Developer, LLC | AC Electric | Accepted | 2019-10-24 | 2019-10-28 | 2020-10-28 | Hanwha | Q.PEAK BLK-G5 315 | Solar Panels |  | 0.315 | 3 | 207 | 23 |  | Fixed | Roof
Solar Registration Program | NJSRRE1542581453 | MULLICA HILL | 8062 | 15 | 8.19 | Residential | Yes | Behind the Meter | Vivint Solar Developer, LLC | AC Electric | Accepted | 2019-10-24 | 2019-10-28 | 2020-10-28 | Hanwha | Q.PEAK BLK-G5 315 | Solar Panels |  | 0.315 | 5 | 117 | 23 |  | Fixed | Roof
Solar Registration Program | NJSRRE1542581453 | MULLICA HILL | 8062 | 15 | 8.19 | Residential | Yes | Behind the Meter | Vivint Solar Developer, LLC | AC Electric | Accepted | 2019-10-24 | 2019-10-28 | 2020-10-28 | Solar Edge | SE7600H-US | Inverters | 7600 |  | 1 |  |  | 0.992 |  | Outdoor | Near the utility meter
Solar Registration Program | NJSRRE1542642878 | Kenilworth | 7033 | 10 | 8.19 | Residential | Yes | Behind the Meter | Pro Custom Solar dba Momentum Solar | PSE&G | Accepted | 2019-10-25 | 2019-10-29 | 2020-10-29 | Hanwha | Q.Peak DUO BLK-G5 315 | Solar Panels |  | 0.315 | 6 | 172 | 34 |  | Fixed | Roof
Solar Registration Program | NJSRRE1542642878 | Kenilworth | 7033 | 10 | 8.19 | Residential | Yes | Behind the Meter | Pro Custom Solar dba Momentum Solar | PSE&G | Accepted | 2019-10-25 | 2019-10-29 | 2020-10-29 | Hanwha | Q.Peak DUO BLK-G5 315 | Solar Panels |  | 0.315 | 7 | 172 | 12 |  | Fixed | Roof
Solar Registration Program | NJSRRE1542642878 | Kenilworth | 7033 | 10 | 8.19 | Residential | Yes | Behind the Meter | Pro Custom Solar dba Momentum Solar | PSE&G | Accepted | 2019-10-25 | 2019-10-29 | 2020-10-29 | Hanwha | Q.Peak DUO BLK-G5 315 | Solar Panels |  | 0.315 | 9 | 352 | 12 |  | Fixed | Roof
Solar Registration Program | NJSRRE1542642878 | Kenilworth | 7033 | 10 | 8.19 | Residential | Yes | Behind the Meter | Pro Custom Solar dba Momentum Solar | PSE&G | Accepted | 2019-10-25 | 2019-10-29 | 2020-10-29 | Hanwha | Q.Peak DUO BLK-G5 315 | Solar Panels |  | 0.315 | 4 | 352 | 35 |  | Fixed | Roof
Solar Registration Program | NJSRRE1542642878 | Kenilworth | 7033 | 10 | 8.19 | Residential | Yes | Behind the Meter | Pro Custom Solar dba Momentum Solar | PSE&G | Accepted | 2019-10-25 | 2019-10-29 | 2020-10-29 | Enphase Energy | IQ6-60-2-US | Inverters | 240 |  | 26 |  |  | 0.97 |  | Outdoor | Roof
Solar Registration Program | NJSRRE1542684237 | Paterson | 7501 | 6 | 8.19 | Residential | Yes | Behind the Meter | Pro Custom Solar dba Momentum Solar | PSE&G | Accepted | 2019-10-28 | 2019-10-30 | 2020-10-30 | Hanwha | Q.Peak DUO BLK-G5 315 | Solar Panels |  | 0.315 | 13 | 184 | 23 |  | Fixed | Roof
Solar Registration Program | NJSRRE1542684237 | Paterson | 7501 | 6 | 8.19 | Residential | Yes | Behind the Meter | Pro Custom Solar dba Momentum Solar | PSE&G | Accepted | 2019-10-28 | 2019-10-30 | 2020-10-30 | Hanwha | Q.Peak DUO BLK-G5 315 | Solar Panels |  | 0.315 | 13 | 4 | 23 |  | Fixed | Roof
Solar Registration Program | NJSRRE1542684237 | Paterson | 7501 | 6 | 8.19 | Residential | Yes | Behind the Meter | Pro Custom Solar dba Momentum Solar | PSE&G | Accepted | 2019-10-28 | 2019-10-30 | 2020-10-30 | Enphase Energy | IQ6-60-2-US | Inverters | 240 |  | 26 |  |  | 0.97 |  | Outdoor | Roof
Solar Registration Program | NJSRRE1542684738 | Sewell | 8080 | 15 | 8.19 | Residential | Yes | Behind the Meter | Vivint Solar Developer, LLC | AC Electric | Accepted | 2019-10-28 | 2019-10-30 | 2020-10-30 | Hanwha Solar | Q.PEAK BLK-G5 315 | Solar Panels |  | 0.315 | 26 | 127 | 28 |  | Fixed | Roof
Solar Registration Program | NJSRRE1542684738 | Sewell | 8080 | 15 | 8.19 | Residential | Yes | Behind the Meter | Vivint Solar Developer, LLC | AC Electric | Accepted | 2019-10-28 | 2019-10-30 | 2020-10-30 | Solar Edge | SE7600H-US000BNC4 | Inverters | 7600 |  | 1 |  |  | 0.992 |  | Outdoor | Near the utility meter
Solar Registration Program | NJSRRE1542687504 | Villas | 8251 | 21 | 8.19 | Residential | Yes | Behind the Meter | Trinity Solar | AC Electric | Accepted | 2019-10-29 | 2019-10-31 | 2020-10-31 | Hanwha | Q.PEAK DUO BLK-G5 315 | Solar Panels |  | 0.315 | 9 | 216 | 18 |  | Fixed | Roof
Solar Registration Program | NJSRRE1542687504 | Villas | 8251 | 21 | 8.19 | Residential | Yes | Behind the Meter | Trinity Solar | AC Electric | Accepted | 2019-10-29 | 2019-10-31 | 2020-10-31 | Hanwha | Q.PEAK DUO BLK-G5 315 | Solar Panels |  | 0.315 | 9 | 36 | 18 |  | Fixed | Roof
Solar Registration Program | NJSRRE1542687504 | Villas | 8251 | 21 | 8.19 | Residential | Yes | Behind the Meter | Trinity Solar | AC Electric | Accepted | 2019-10-29 | 2019-10-31 | 2020-10-31 | Hanwha | Q.PEAK DUO BLK-G5 315 | Solar Panels |  | 0.315 | 8 | 36 | 10 |  | Fixed | Roof
Solar Registration Program | NJSRRE1542687504 | Villas | 8251 | 21 | 8.19 | Residential | Yes | Behind the Meter | Trinity Solar | AC Electric | Accepted | 2019-10-29 | 2019-10-31 | 2020-10-31 | Solar Edge | SE7600 | Inverters | 7600 |  | 1 |  |  | 0.97 |  | Outside | side of home
Solar Registration Program | NJSRRE1542832687 | Union | 7083 | 10 | 8.19 | Residential | No | Behind the Meter | Pro Custom Solar dba Momentum Solar | PSE&G | Accepted | 2019-10-30 | 2019-11-01 | 2020-11-01 | HANWHA | Q.PEAK DUO BLK-G5 315 | Solar Panels |  | 0.315 | 16 | 171 | 27 |  | Fixed | Roof
Solar Registration Program | NJSRRE1542832687 | Union | 7083 | 10 | 8.19 | Residential | No | Behind the Meter | Pro Custom Solar dba Momentum Solar | PSE&G | Accepted | 2019-10-30 | 2019-11-01 | 2020-11-01 | HANWHA | Q.PEAK DUO BLK-G5 315 | Solar Panels |  | 0.315 | 6 | 171 | 14 |  | Fixed | Roof
Solar Registration Program | NJSRRE1542832687 | Union | 7083 | 10 | 8.19 | Residential | No | Behind the Meter | Pro Custom Solar dba Momentum Solar | PSE&G | Accepted | 2019-10-30 | 2019-11-01 | 2020-11-01 | HANWHA | Q.PEAK DUO BLK-G5 315 | Solar Panels |  | 0.315 | 4 | 261 | 27 |  | Fixed | Roof
Solar Registration Program | NJSRRE1542832687 | Union | 7083 | 10 | 8.19 | Residential | No | Behind the Meter | Pro Custom Solar dba Momentum Solar | PSE&G | Accepted | 2019-10-30 | 2019-11-01 | 2020-11-01 | Enphase Energy | IQ7-60-2-US | Inverters | 250 |  | 26 |  |  | 0.97 |  | Outdoor | Roof
Solar Registration Program | NJSRRE1542837262 | Mount Laurel Township | 8054 | 13 | 8.19 | Residential | No | Behind the Meter | Green Power energy | PSE&G | Accepted | 2019-10-30 | 2019-11-04 | 2020-11-04 | Panasonic | VBHN325KA03 | Solar Panels |  | 0.315 | 21 | 138 | 27 |  | Fixed | Roof
Solar Registration Program | NJSRRE1542837262 | Mount Laurel Township | 8054 | 13 | 8.19 | Residential | No | Behind the Meter | Green Power energy | PSE&G | Accepted | 2019-10-30 | 2019-11-04 | 2020-11-04 | Panasonic | VBHN325KA03 | Solar Panels |  | 0.315 | 5 | 318 | 27 |  | Fixed | Roof
Solar Registration Program | NJSRRE1542837262 | Mount Laurel Township | 8054 | 13 | 8.19 | Residential | No | Behind the Meter | Green Power energy | PSE&G | Accepted | 2019-10-30 | 2019-11-04 | 2020-11-04 | SolarEdge | SE10000H-US | Inverters | 10000 |  | 1 |  |  | 0.97 |  | Outside | Next to meter
Solar Registration Program | NJSRRE1542850474 | Rutherford | 7070 | 7 | 8.19 | Residential | Yes | Behind the Meter | Vivint Solar Developer, LLC | PSE&G | Accepted | 2019-10-31 | 2019-11-04 | 2020-11-04 | Hanwha | Q.PEAK BLK-G5 315 | Solar Panels |  | 0.315 | 4 | 37 | 6 |  | Fixed | Roof
Solar Registration Program | NJSRRE1542850474 | Rutherford | 7070 | 7 | 8.19 | Residential | Yes | Behind the Meter | Vivint Solar Developer, LLC | PSE&G | Accepted | 2019-10-31 | 2019-11-04 | 2020-11-04 | Hanwha | Q.PEAK BLK-G5 315 | Solar Panels |  | 0.315 | 9 | 217 | 39 |  | Fixed | Roof
Solar Registration Program | NJSRRE1542850474 | Rutherford | 7070 | 7 | 8.19 | Residential | Yes | Behind the Meter | Vivint Solar Developer, LLC | PSE&G | Accepted | 2019-10-31 | 2019-11-04 | 2020-11-04 | Hanwha | Q.PEAK BLK-G5 315 | Solar Panels |  | 0.315 | 6 | 127 | 29 |  | Fixed | Roof
Solar Registration Program | NJSRRE1542850474 | Rutherford | 7070 | 7 | 8.19 | Residential | Yes | Behind the Meter | Vivint Solar Developer, LLC | PSE&G | Accepted | 2019-10-31 | 2019-11-04 | 2020-11-04 | Hanwha | Q.PEAK BLK-G5 315 | Solar Panels |  | 0.315 | 5 | 37 | 19 |  | Fixed | Roof
Solar Registration Program | NJSRRE1542850474 | Rutherford | 7070 | 7 | 8.19 | Residential | Yes | Behind the Meter | Vivint Solar Developer, LLC | PSE&G | Accepted | 2019-10-31 | 2019-11-04 | 2020-11-04 | Hanwha | Q.PEAK BLK-G5 315 | Solar Panels |  | 0.315 | 2 | 127 | 40 |  | Fixed | Roof
Solar Registration Program | NJSRRE1542850474 | Rutherford | 7070 | 7 | 8.19 | Residential | Yes | Behind the Meter | Vivint Solar Developer, LLC | PSE&G | Accepted | 2019-10-31 | 2019-11-04 | 2020-11-04 | Solar Edge | SE3800H-US000BNC4 | Inverters | 3800 |  | 2 |  |  | 0.992 |  | Outdoor | Near the Utility Meter
Solar Registration Program | NJSRRE1542851438 | CLIFTON | 7012 | 6 | 8.19 | Residential | Yes | Behind the Meter | Vivint Solar Developer, LLC | PSE&G | Accepted | 2019-11-01 | 2019-11-04 | 2020-11-04 | Hanwha | Q.PEAK BLK-G5 315 | Solar Panels |  | 0.315 | 18 | 132 | 27 |  | Fixed | Roof
Solar Registration Program | NJSRRE1542851438 | CLIFTON | 7012 | 6 | 8.19 | Residential | Yes | Behind the Meter | Vivint Solar Developer, LLC | PSE&G | Accepted | 2019-11-01 | 2019-11-04 | 2020-11-04 | Hanwha | Q.PEAK BLK-G5 315 | Solar Panels |  | 0.315 | 8 | 312 | 27 |  | Fixed | Roof
Solar Registration Program | NJSRRE1542851438 | CLIFTON | 7012 | 6 | 8.19 | Residential | Yes | Behind the Meter | Vivint Solar Developer, LLC | PSE&G | Accepted | 2019-11-01 | 2019-11-04 | 2020-11-04 | Solar Edge | SE7600H-US000BNC4 | Inverters | 7600 |  | 1 |  |  | 0.992 |  | Outdoor | Near the Utility Meter
Solar Registration Program | NJSRRE1542907710 | Marlton | 8053 | 13 | 8.19 | Residential | No | Behind the Meter | Trinity Solar | PSE&G | Accepted | 2019-11-04 | 2019-11-06 | 2020-11-06 | Hanwha | Q.PEAK DUO BLK-G5 315 | Solar Panels |  | 0.315 | 16 | 191 | 23 |  | Fixed | Roof
Solar Registration Program | NJSRRE1542907710 | Marlton | 8053 | 13 | 8.19 | Residential | No | Behind the Meter | Trinity Solar | PSE&G | Accepted | 2019-11-04 | 2019-11-06 | 2020-11-06 | Hanwha | Q.PEAK DUO BLK-G5 315 | Solar Panels |  | 0.315 | 10 | 191 | 23 |  | Fixed | Roof
Solar Registration Program | NJSRRE1542907710 | Marlton | 8053 | 13 | 8.19 | Residential | No | Behind the Meter | Trinity Solar | PSE&G | Accepted | 2019-11-04 | 2019-11-06 | 2020-11-06 | Solar Edge | SE7600 | Inverters | 7600 |  | 1 |  |  | 0.97 |  | Outside | side of home
Solar Registration Program | NJSRRE1542907738 | Wall | 7719 | 17 | 8.19 | Residential | No | Behind the Meter | Advanced Solar & Energy Solutions, LLC | JCP&L | Accepted | 2019-11-04 | 2019-11-06 | 2020-11-06 | Trina Solar | TSM-315 | Solar Panels |  | 0.315 | 26 | 200 | 18 |  | Fixed | Roof
Solar Registration Program | NJSRRE1542907738 | Wall | 7719 | 17 | 8.19 | Residential | No | Behind the Meter | Advanced Solar & Energy Solutions, LLC | JCP&L | Accepted | 2019-11-04 | 2019-11-06 | 2020-11-06 | Solar Edge | SE7600-US | Inverters | 7600 |  | 1 |  |  | 0.97 |  | Indoor | in garage next to meter
Solar Registration Program | NJSRRE1543046345 | SHAMONG | 8088 | 13 | 8.19 | Residential | Yes | Behind the Meter | Vivint Solar Developer, LLC | AC Electric | Accepted | 2019-11-07 | 2019-11-11 | 2020-11-11 | Hanwha | Q.PEAK BLK-G5 315 | Solar Panels |  | 0.315 | 26 | 195 | 44 |  | Fixed | Roof
Solar Registration Program | NJSRRE1543046345 | SHAMONG | 8088 | 13 | 8.19 | Residential | Yes | Behind the Meter | Vivint Solar Developer, LLC | AC Electric | Accepted | 2019-11-07 | 2019-11-11 | 2020-11-11 | Solar Edge | SE7600H-US000BNC4 | Inverters | 7600 |  | 1 |  |  | 0.992 |  | Outdoor | Near the utility meter
Solar Registration Program | NJSRRE1543046406 | Mantua | 8051 | 15 | 8.19 | Residential | Yes | Behind the Meter | Trinity Solar | AC Electric | Accepted | 2019-11-07 | 2019-11-11 | 2020-11-11 | HANWHA | Q.PEAK DUO BLK-G5 315 | Solar Panels |  | 0.315 | 12 | 197 | 15 |  | Fixed | Roof
Solar Registration Program | NJSRRE1543046406 | Mantua | 8051 | 15 | 8.19 | Residential | Yes | Behind the Meter | Trinity Solar | AC Electric | Accepted | 2019-11-07 | 2019-11-11 | 2020-11-11 | HANWHA | Q.PEAK DUO BLK-G5 315 | Solar Panels |  | 0.315 | 14 | 197 | 18 |  | Fixed | Roof
Solar Registration Program | NJSRRE1543046406 | Mantua | 8051 | 15 | 8.19 | Residential | Yes | Behind the Meter | Trinity Solar | AC Electric | Accepted | 2019-11-07 | 2019-11-11 | 2020-11-11 | Solar Edge | SE6000H-US000BNC4 | Inverters | 6000 |  | 1 |  |  | 0.97 |  | Outdoor | side of home
Solar Registration Program | NJSRRE1543057968 | Teaneck | 7666 | 7 | 8.19 | Residential | No | Behind the Meter | Trinity Solar | PSE&G | Accepted | 2019-11-08 | 2019-11-12 | 2020-11-12 | HANWHA | Q.PEAK DUO BLK-G5 315 | Solar Panels |  | 0.315 | 13 | 107 | 37 |  | Fixed | Roof
Solar Registration Program | NJSRRE1543057968 | Teaneck | 7666 | 7 | 8.19 | Residential | No | Behind the Meter | Trinity Solar | PSE&G | Accepted | 2019-11-08 | 2019-11-12 | 2020-11-12 | HANWHA | Q.PEAK DUO BLK-G5 315 | Solar Panels |  | 0.315 | 7 | 287 | 37 |  | Fixed | Roof
Solar Registration Program | NJSRRE1543057968 | Teaneck | 7666 | 7 | 8.19 | Residential | No | Behind the Meter | Trinity Solar | PSE&G | Accepted | 2019-11-08 | 2019-11-12 | 2020-11-12 | HANWHA | Q.PEAK DUO BLK-G5 315 | Solar Panels |  | 0.315 | 4 | 107 | 27 |  | Fixed | Roof
Solar Registration Program | NJSRRE1543057968 | Teaneck | 7666 | 7 | 8.19 | Residential | No | Behind the Meter | Trinity Solar | PSE&G | Accepted | 2019-11-08 | 2019-11-12 | 2020-11-12 | HANWHA | Q.PEAK DUO BLK-G5 315 | Solar Panels |  | 0.315 | 2 | 197 | 37 |  | Fixed | Roof
Solar Registration Program | NJSRRE1543057968 | Teaneck | 7666 | 7 | 8.19 | Residential | No | Behind the Meter | Trinity Solar | PSE&G | Accepted | 2019-11-08 | 2019-11-12 | 2020-11-12 | SOLAR EDG | SE7600H-US | Inverters | 7600 |  | 1 |  |  | 0.97 |  | Outdoor | SIDE OF HOME
Solar Registration Program | NJSRRE1543066047 | Stratford | 8084 | 14 | 8.19 | Residential | No | Behind the Meter | Pro Custom Solar dba Momentum Solar | AC Electric | Accepted | 2019-11-11 | 2019-11-13 | 2020-11-13 | Hanwha | Q.Peak DUO BLK-G5 315 | Solar Panels |  | 0.315 | 15 | 140 | 37 |  | Fixed | Roof
Solar Registration Program | NJSRRE1543066047 | Stratford | 8084 | 14 | 8.19 | Residential | No | Behind the Meter | Pro Custom Solar dba Momentum Solar | AC Electric | Accepted | 2019-11-11 | 2019-11-13 | 2020-11-13 | Hanwha | Q.Peak DUO BLK-G5 315 | Solar Panels |  | 0.315 | 2 | 140 | 25 |  | Fixed | Roof
Solar Registration Program | NJSRRE1543066047 | Stratford | 8084 | 14 | 8.19 | Residential | No | Behind the Meter | Pro Custom Solar dba Momentum Solar | AC Electric | Accepted | 2019-11-11 | 2019-11-13 | 2020-11-13 | Hanwha | Q.Peak DUO BLK-G5 315 | Solar Panels |  | 0.315 | 4 | 320 | 16 |  | Fixed | Roof
Solar Registration Program | NJSRRE1543066047 | Stratford | 8084 | 14 | 8.19 | Residential | No | Behind the Meter | Pro Custom Solar dba Momentum Solar | AC Electric | Accepted | 2019-11-11 | 2019-11-13 | 2020-11-13 | Hanwha | Q.Peak DUO BLK-G5 315 | Solar Panels |  | 0.315 | 5 | 320 | 37 |  | Fixed | Roof
Solar Registration Program | NJSRRE1543066047 | Stratford | 8084 | 14 | 8.19 | Residential | No | Behind the Meter | Pro Custom Solar dba Momentum Solar | AC Electric | Accepted | 2019-11-11 | 2019-11-13 | 2020-11-13 | Enphase Energy | IQ6-60-2-US | Inverters | 240 |  | 26 |  |  | 0.97 |  | Outdoor | Roof
Solar Registration Program | NJSRRE1543067372 | Freehold | 7728 | 17 | 8.19 | Residential | Yes | Behind the Meter | Trinity Solar | JCP&L | Accepted | 2019-11-12 | 2019-11-14 | 2020-11-14 | HANWHA | Q.PEAK DUO BLK-G5 315 | Solar Panels |  | 0.315 | 4 | 254 | 45 |  | Fixed | Roof
Solar Registration Program | NJSRRE1543067372 | Freehold | 7728 | 17 | 8.19 | Residential | Yes | Behind the Meter | Trinity Solar | JCP&L | Accepted | 2019-11-12 | 2019-11-14 | 2020-11-14 | HANWHA | Q.PEAK DUO BLK-G5 315 | Solar Panels |  | 0.315 | 22 | 254 | 22 |  | Fixed | Roof
Solar Registration Program | NJSRRE1543067372 | Freehold | 7728 | 17 | 8.19 | Residential | Yes | Behind the Meter | Trinity Solar | JCP&L | Accepted | 2019-11-12 | 2019-11-14 | 2020-11-14 | Solar Edge | SE7600H-US000BNC4 | Inverters | 7600 |  | 1 |  |  | 0.97 |  | Outdoor | side of home
Solar Registration Program | NJSRRE1543067404 | South Plainfield | 7080 | 11 | 8.19 | Residential | Yes | Behind the Meter | Trinity Solar | PSE&G | Accepted | 2019-11-12 | 2019-11-14 | 2020-11-14 | HANWHA | Q.PEAK DUO BLK-G5 315 | Solar Panels |  | 0.315 | 26 | 217 | 23 |  | Fixed | Roof
Solar Registration Program | NJSRRE1543067404 | South Plainfield | 7080 | 11 | 8.19 | Residential | Yes | Behind the Meter | Trinity Solar | PSE&G | Accepted | 2019-11-12 | 2019-11-14 | 2020-11-14 | Solar Edge | SE7600H-US000BNC4 | Inverters | 7600 |  | 1 |  |  | 0.97 |  | Outdoor | side of home
Solar Registration Program | NJSRRE1543151896 | BARNEGAT | 8005 | 18 | 8.19 | Residential | Yes | Behind the Meter | Vivint Solar Developer, LLC | JCP&L | Accepted | 2019-11-13 | 2019-11-15 | 2020-11-15 | Hanwha | Q.PEAK BLK-G5 315 | Solar Panels |  | 0.315 | 6 | 308 | 26 |  | Fixed | Roof
Solar Registration Program | NJSRRE1543151896 | BARNEGAT | 8005 | 18 | 8.19 | Residential | Yes | Behind the Meter | Vivint Solar Developer, LLC | JCP&L | Accepted | 2019-11-13 | 2019-11-15 | 2020-11-15 | Hanwha | Q.PEAK BLK-G5 315 | Solar Panels |  | 0.315 | 20 | 128 | 26 |  | Fixed | Roof
Solar Registration Program | NJSRRE1543151896 | BARNEGAT | 8005 | 18 | 8.19 | Residential | Yes | Behind the Meter | Vivint Solar Developer, LLC | JCP&L | Accepted | 2019-11-13 | 2019-11-15 | 2020-11-15 | Solar Edge | SE7600H-US000BNC4 | Inverters | 7600 |  | 1 |  |  | 0.992 |  | Outdoor | Near the utility meter
Solar Registration Program | NJSRRE1543162816 | Bridgewater | 8807 | 5 | 8.19 | Residential | Yes | Behind the Meter | Pro Custom Solar dba Momentum Solar | JCP&L | Accepted | 2019-11-13 | 2019-11-15 | 2020-11-15 | Hanwha | Q.Peak DUO BLK-G5 315 | Solar Panels |  | 0.315 | 26 | 175 | 24 |  | Fixed | Roof
Solar Registration Program | NJSRRE1543162816 | Bridgewater | 8807 | 5 | 8.19 | Residential | Yes | Behind the Meter | Pro Custom Solar dba Momentum Solar | JCP&L | Accepted | 2019-11-13 | 2019-11-15 | 2020-11-15 | Enphase Energy | IQ6-60-2-US | Inverters | 240 |  | 26 |  |  | 0.97 |  | Outdoor | Roof
Solar Registration Program | NJSRRE1543170104 | Bordentown | 8505 | 13 | 8.19 | Residential | No | Behind the Meter | Trinity Solar | PSE&G | Accepted | 2019-11-13 | 2019-11-15 | 2020-11-15 | HANWHA | Q.PEAK DUO BLK-G5 315 | Solar Panels |  | 0.315 | 23 | 257 | 34 |  | Fixed | Roof
Solar Registration Program | NJSRRE1543170104 | Bordentown | 8505 | 13 | 8.19 | Residential | No | Behind the Meter | Trinity Solar | PSE&G | Accepted | 2019-11-13 | 2019-11-15 | 2020-11-15 | HANWHA | Q.PEAK DUO BLK-G5 315 | Solar Panels |  | 0.315 | 3 | 167 | 23 |  | Fixed | Roof
Solar Registration Program | NJSRRE1543170104 | Bordentown | 8505 | 13 | 8.19 | Residential | No | Behind the Meter | Trinity Solar | PSE&G | Accepted | 2019-11-13 | 2019-11-15 | 2020-11-15 | Solar Edge | SE7600H-US000BNC4 | Inverters | 7600 |  | 1 |  |  | 0.97 |  | Outdoor | side of home
Solar Registration Program | NJSRRE1543187895 | Burlington | 8016 | 13 | 8.19 | Residential | Yes | Behind the Meter | Pro Custom Solar dba Momentum Solar | PSE&G | Accepted | 2019-11-13 | 2019-11-18 | 2020-11-18 | Hanwha | Q.Peak DUO BLK-G5 315 | Solar Panels |  | 0.315 | 3 | 156 | 25 |  | Fixed | Roof
Solar Registration Program | NJSRRE1543187895 | Burlington | 8016 | 13 | 8.19 | Residential | Yes | Behind the Meter | Pro Custom Solar dba Momentum Solar | PSE&G | Accepted | 2019-11-13 | 2019-11-18 | 2020-11-18 | Hanwha | Q.Peak DUO BLK-G5 315 | Solar Panels |  | 0.315 | 7 | 155 | 18 |  | Fixed | Roof
Solar Registration Program | NJSRRE1543187895 | Burlington | 8016 | 13 | 8.19 | Residential | Yes | Behind the Meter | Pro Custom Solar dba Momentum Solar | PSE&G | Accepted | 2019-11-13 | 2019-11-18 | 2020-11-18 | Hanwha | Q.Peak DUO BLK-G5 315 | Solar Panels |  | 0.315 | 16 | 156 | 26 |  | Fixed | Roof
Solar Registration Program | NJSRRE1543187895 | Burlington | 8016 | 13 | 8.19 | Residential | Yes | Behind the Meter | Pro Custom Solar dba Momentum Solar | PSE&G | Accepted | 2019-11-13 | 2019-11-18 | 2020-11-18 | Enphase Energy | IQ6-60-2-US | Inverters | 240 |  | 26 |  |  | 0.97 |  | Outdoor | Roof
Solar Registration Program | NJSRRE1543254532 | MANAHAWKIN | 8050 | 18 | 8.19 | Residential | Yes | Behind the Meter | Vivint Solar Developer, LLC | AC Electric | Accepted | 2019-11-14 | 2019-11-19 | 2020-11-19 | HANWHA SOLAR | Q.PEAK BLK-G5 315 | Solar Panels |  | 0.315 | 15 | 192 | 26 |  | Fixed | Roof
Solar Registration Program | NJSRRE1543254532 | MANAHAWKIN | 8050 | 18 | 8.19 | Residential | Yes | Behind the Meter | Vivint Solar Developer, LLC | AC Electric | Accepted | 2019-11-14 | 2019-11-19 | 2020-11-19 | HANWHA SOLAR | Q.PEAK BLK-G5 315 | Solar Panels |  | 0.315 | 11 | 12 | 26 |  | Fixed | Roof
Solar Registration Program | NJSRRE1543254532 | MANAHAWKIN | 8050 | 18 | 8.19 | Residential | Yes | Behind the Meter | Vivint Solar Developer, LLC | AC Electric | Accepted | 2019-11-14 | 2019-11-19 | 2020-11-19 | SOLAREDGE | SE7600H-US000BNC4 | Inverters | 7600 |  | 1 |  |  | 0.992 |  | Outdoor | Near the Utility Meter
Solar Registration Program | NJSRRE1543254546 | Brick | 8724 | 18 | 8.19 | Residential | Yes | Behind the Meter | Trinity Solar | JCP&L | Accepted | 2019-11-14 | 2019-11-19 | 2020-11-19 | Hanwha | Q.PEAK DUO BLK-G5 315 | Solar Panels |  | 0.315 | 26 | 228 | 23 |  | Fixed | Roof
Solar Registration Program | NJSRRE1543254546 | Brick | 8724 | 18 | 8.19 | Residential | Yes | Behind the Meter | Trinity Solar | JCP&L | Accepted | 2019-11-14 | 2019-11-19 | 2020-11-19 | Solar Edge | SE7600 | Inverters | 7600 |  | 1 |  |  | 0.97 |  | Outside | side of home
Solar Registration Program | NJSRRE1543394225 | Toms River | 8753 | 18 | 8.19 | Residential | Yes | Behind the Meter | Vivint Solar Developer, LLC | JCP&L | Accepted | 2019-11-18 | 2019-11-20 | 2020-11-20 | HANWHA SOLAR | Q.PEAK BLK-G5 315 | Solar Panels |  | 0.315 | 26 | 352 | 26 |  | Fixed | Roof
Solar Registration Program | NJSRRE1543394225 | Toms River | 8753 | 18 | 8.19 | Residential | Yes | Behind the Meter | Vivint Solar Developer, LLC | JCP&L | Accepted | 2019-11-18 | 2019-11-20 | 2020-11-20 | SOLAREDGE | SE7600H-US000BNC4 | Inverters | 7600 |  | 1 |  |  | 0.992 |  | Outdoor | Near the Utility Meter
Solar Registration Program | NJSRRE1543418011 | Pitman | 8071 | 15 | 8.19 | Residential | No | Behind the Meter | Trinity Solar | AC Electric | Accepted | 2019-11-18 | 2019-11-20 | 2020-11-20 | Hanwha | Q.PEAK DUO BLK-G5 315 | Solar Panels |  | 0.315 | 9 | 44 | 18 |  | Fixed | Roof
Solar Registration Program | NJSRRE1543418011 | Pitman | 8071 | 15 | 8.19 | Residential | No | Behind the Meter | Trinity Solar | AC Electric | Accepted | 2019-11-18 | 2019-11-20 | 2020-11-20 | Hanwha | Q.PEAK DUO BLK-G5 315 | Solar Panels |  | 0.315 | 7 | 224 | 18 |  | Fixed | Roof
Solar Registration Program | NJSRRE1543418011 | Pitman | 8071 | 15 | 8.19 | Residential | No | Behind the Meter | Trinity Solar | AC Electric | Accepted | 2019-11-18 | 2019-11-20 | 2020-11-20 | Hanwha | Q.PEAK DUO BLK-G5 315 | Solar Panels |  | 0.315 | 10 | 224 | 2 |  | Fixed | Roof
Solar Registration Program | NJSRRE1543418011 | Pitman | 8071 | 15 | 8.19 | Residential | No | Behind the Meter | Trinity Solar | AC Electric | Accepted | 2019-11-18 | 2019-11-20 | 2020-11-20 | Solar Edge | SE7600 | Inverters | 7600 |  | 1 |  |  | 0.97 |  | Outside | side of home
Solar Registration Program | NJSRRE1543421707 | Hazlet | 7730 | 17 | 8.19 | Residential | Yes | Behind the Meter | Trinity Solar | JCP&L | Accepted | 2019-11-19 | 2019-11-22 | 2020-11-22 | Hanwha | Q.PEAK DUO BLK-G5 315 | Solar Panels |  | 0.315 | 26 | 273 | 18 |  | Fixed | Roof
Solar Registration Program | NJSRRE1543421707 | Hazlet | 7730 | 17 | 8.19 | Residential | Yes | Behind the Meter | Trinity Solar | JCP&L | Accepted | 2019-11-19 | 2019-11-22 | 2020-11-22 | Solar Edge | SE7600 | Inverters | 7600 |  | 1 |  |  | 0.97 |  | Outside | side of home
Solar Registration Program | NJSRRE1543421811 | Mount Holly | 8060 | 13 | 8.19 | Residential | No | Behind the Meter | Trinity Solar | PSE&G | Accepted | 2019-11-19 | 2019-11-22 | 2020-11-22 | HANWHA | Q.PEAK DUO BLK-G5 315 | Solar Panels |  | 0.315 | 10 | 80 | 27 |  | Fixed | Roof
Solar Registration Program | NJSRRE1543421811 | Mount Holly | 8060 | 13 | 8.19 | Residential | No | Behind the Meter | Trinity Solar | PSE&G | Accepted | 2019-11-19 | 2019-11-22 | 2020-11-22 | HANWHA | Q.PEAK DUO BLK-G5 315 | Solar Panels |  | 0.315 | 16 | 260 | 27 |  | Fixed | Roof
Solar Registration Program | NJSRRE1543421811 | Mount Holly | 8060 | 13 | 8.19 | Residential | No | Behind the Meter | Trinity Solar | PSE&G | Accepted | 2019-11-19 | 2019-11-22 | 2020-11-22 | SOLAR EDGE | SE7600H-US | Inverters | 7600 |  | 1 |  |  | 0.97 |  | Outdoor | SIDE OFHOME
Solar Registration Program | NJSRRE1543425792 | SOUTH AMBOY | 8879 | 11 | 8.19 | Residential | Yes | Behind the Meter | Vivint Solar Developer, LLC | JCP&L | Accepted | 2019-11-26 | 2019-11-26 | 2020-11-26 | HANWHA SOLAR | Q.PEAK BLK-G5 315 | Solar Panels |  | 0.315 | 16 | 241 | 26 |  | Fixed | Roof
Solar Registration Program | NJSRRE1543425792 | SOUTH AMBOY | 8879 | 11 | 8.19 | Residential | Yes | Behind the Meter | Vivint Solar Developer, LLC | JCP&L | Accepted | 2019-11-26 | 2019-11-26 | 2020-11-26 | HANWHA SOLAR | Q.PEAK BLK-G5 315 | Solar Panels |  | 0.315 | 10 | 61 | 26 |  | Fixed | Roof
Solar Registration Program | NJSRRE1543425792 | SOUTH AMBOY | 8879 | 11 | 8.19 | Residential | Yes | Behind the Meter | Vivint Solar Developer, LLC | JCP&L | Accepted | 2019-11-26 | 2019-11-26 | 2020-11-26 | SOLAREDGE | SE7600H-US | Inverters | 7600 |  | 1 |  |  | 0.992 |  | Outdoor | Near the Utility Meter
Solar Registration Program | NJSRRE1543426841 | Mount Laurel | 8054 | 13 | 8.19 | Residential | Yes | Behind the Meter | Pro Custom Solar dba Momentum Solar | PSE&G | Accepted | 2019-11-20 | 2019-11-25 | 2020-11-25 | Hanwha | Q.Peak DUO BLK-G5 315 | Solar Panels |  | 0.315 | 18 | 279 | 16 |  | Fixed | Roof
Solar Registration Program | NJSRRE1543426841 | Mount Laurel | 8054 | 13 | 8.19 | Residential | Yes | Behind the Meter | Pro Custom Solar dba Momentum Solar | PSE&G | Accepted | 2019-11-20 | 2019-11-25 | 2020-11-25 | Hanwha | Q.Peak DUO BLK-G5 315 | Solar Panels |  | 0.315 | 8 | 189 | 23 |  | Fixed | Roof
Solar Registration Program | NJSRRE1543426841 | Mount Laurel | 8054 | 13 | 8.19 | Residential | Yes | Behind the Meter | Pro Custom Solar dba Momentum Solar | PSE&G | Accepted | 2019-11-20 | 2019-11-25 | 2020-11-25 | Enphase Energy | IQ6-60-2-US | Inverters | 240 |  | 26 |  |  | 0.97 |  | Outdoor | Roof
Solar Registration Program | NJSRRE1543441566 | Mt. Holly | 8060 | 13 | 8.19 | Residential | Yes | Behind the Meter | Trinity Solar | PSE&G | Accepted | 2019-11-25 | 2019-11-27 | 2020-11-27 | Hanwha 315 | Q.PEAK DUO BLK-G5 315 | Solar Panels |  | 0.315 | 16 | 88 | 30 |  | Fixed | Roof
Solar Registration Program | NJSRRE1543441566 | Mt. Holly | 8060 | 13 | 8.19 | Residential | Yes | Behind the Meter | Trinity Solar | PSE&G | Accepted | 2019-11-25 | 2019-11-27 | 2020-11-27 | Hanwha 315 | Q.PEAK DUO BLK-G5 315 | Solar Panels |  | 0.315 | 10 | 88 | 30 |  | Fixed | Roof
Solar Registration Program | NJSRRE1543441566 | Mt. Holly | 8060 | 13 | 8.19 | Residential | Yes | Behind the Meter | Trinity Solar | PSE&G | Accepted | 2019-11-25 | 2019-11-27 | 2020-11-27 | Solar Edge | SE7600H-US | Inverters | 7600 |  | 1 |  |  | 0.97 |  | Outside | side of home
Solar Registration Program | NJSRRE1543441804 | Union | 7083 | 10 | 8.19 | Residential | Yes | Behind the Meter | Vivint Solar Developer, LLC | PSE&G | Accepted | 2019-11-27 | 2019-11-27 | 2020-11-27 | Hanwha Solar | Q.PEAK BLK-G5 315 | Solar Panels |  | 0.315 | 10 | 79 | 14 |  | Fixed | Roof
Solar Registration Program | NJSRRE1543441804 | Union | 7083 | 10 | 8.19 | Residential | Yes | Behind the Meter | Vivint Solar Developer, LLC | PSE&G | Accepted | 2019-11-27 | 2019-11-27 | 2020-11-27 | Hanwha Solar | Q.PEAK BLK-G5 315 | Solar Panels |  | 0.315 | 10 | 79 | 41 |  | Fixed | Roof
Solar Registration Program | NJSRRE1543441804 | Union | 7083 | 10 | 8.19 | Residential | Yes | Behind the Meter | Vivint Solar Developer, LLC | PSE&G | Accepted | 2019-11-27 | 2019-11-27 | 2020-11-27 | Hanwha Solar | Q.PEAK BLK-G5 315 | Solar Panels |  | 0.315 | 6 | 259 | 41 |  | Fixed | Roof
Solar Registration Program | NJSRRE1543441804 | Union | 7083 | 10 | 8.19 | Residential | Yes | Behind the Meter | Vivint Solar Developer, LLC | PSE&G | Accepted | 2019-11-27 | 2019-11-27 | 2020-11-27 | Solar Edge | SE7600H-US | Inverters | 7600 |  | 1 |  |  | 0.992 |  | Outdoor | near the utility meter
Solar Registration Program | NJSRRE1543443439 | PENNSAUKEN | 8109 | 14 | 8.19 | Residential | Yes | Behind the Meter | Vivint Solar Developer, LLC | PSE&G | Accepted | 2019-11-29 | 2019-12-02 | 2020-12-02 | Hanwha Solar | Q.PEAK BLK-G5 315 | Solar Panels |  | 0.315 | 8 | 252 | 40 |  | Fixed | Roof
Solar Registration Program | NJSRRE1543443439 | PENNSAUKEN | 8109 | 14 | 8.19 | Residential | Yes | Behind the Meter | Vivint Solar Developer, LLC | PSE&G | Accepted | 2019-11-29 | 2019-12-02 | 2020-12-02 | Hanwha Solar | Q.PEAK BLK-G5 315 | Solar Panels |  | 0.315 | 18 | 72 | 40 |  | Fixed | Roof
Solar Registration Program | NJSRRE1543443439 | PENNSAUKEN | 8109 | 14 | 8.19 | Residential | Yes | Behind the Meter | Vivint Solar Developer, LLC | PSE&G | Accepted | 2019-11-29 | 2019-12-02 | 2020-12-02 | SolarEdge | SE7600H-US | Inverters | 7600 |  | 1 |  |  | 0.992 |  | Outdoor | Near the Utility Meter
Solar Registration Program | NJSRRE1543443590 | CAMDEN | 8105 | 14 | 8.19 | Residential | Yes | Behind the Meter | Vivint Solar Developer, LLC | PSE&G | Accepted | 2019-11-27 | 2019-11-27 | 2020-11-27 | Hanwha Solar | Q.PEAK BLK-G5 315 | Solar Panels |  | 0.315 | 15 | 332 | 47 |  | Fixed | Roof
Solar Registration Program | NJSRRE1543443590 | CAMDEN | 8105 | 14 | 8.19 | Residential | Yes | Behind the Meter | Vivint Solar Developer, LLC | PSE&G | Accepted | 2019-11-27 | 2019-11-27 | 2020-11-27 | Hanwha Solar | Q.PEAK BLK-G5 315 | Solar Panels |  | 0.315 | 8 | 152 | 47 |  | Fixed | Roof
Solar Registration Program | NJSRRE1543443590 | CAMDEN | 8105 | 14 | 8.19 | Residential | Yes | Behind the Meter | Vivint Solar Developer, LLC | PSE&G | Accepted | 2019-11-27 | 2019-11-27 | 2020-11-27 | Hanwha Solar | Q.PEAK BLK-G5 315 | Solar Panels |  | 0.315 | 3 | 152 | 19 |  | Fixed | Roof
Solar Registration Program | NJSRRE1543443590 | CAMDEN | 8105 | 14 | 8.19 | Residential | Yes | Behind the Meter | Vivint Solar Developer, LLC | PSE&G | Accepted | 2019-11-27 | 2019-11-27 | 2020-11-27 | SolarEdge | SE7600H-US | Inverters | 7600 |  | 1 |  |  | 0.992 |  | Outdoor | Near the Utility Meter
Solar Registration Program | NJSRRE1543447057 | Lyndhurst | 7071 | 7 | 8.19 | Residential | No | Behind the Meter | Trinity Solar | PSE&G | Accepted | 2019-11-26 | 2019-12-02 | 2020-12-02 | HANWHA | Q.PEAK DUO BLK-G5 315 | Solar Panels |  | 0.315 | 12 | 38 | 23 |  | Fixed | Roof
Solar Registration Program | NJSRRE1543447057 | Lyndhurst | 7071 | 7 | 8.19 | Residential | No | Behind the Meter | Trinity Solar | PSE&G | Accepted | 2019-11-26 | 2019-12-02 | 2020-12-02 | HANWHA | Q.PEAK DUO BLK-G5 315 | Solar Panels |  | 0.315 | 14 | 218 | 23 |  | Fixed | Roof
Solar Registration Program | NJSRRE1543447057 | Lyndhurst | 7071 | 7 | 8.19 | Residential | No | Behind the Meter | Trinity Solar | PSE&G | Accepted | 2019-11-26 | 2019-12-02 | 2020-12-02 | Solar Edge | SE7600H-US000BNC4 | Inverters | 7600 |  | 1 |  |  | 0.97 |  | Outdoor | side of home
Solar Registration Program | NJSRRE1543450835 | Lyndhurst | 7071 | 7 | 8.19 | Residential | No | Behind the Meter | Trinity Solar | PSE&G | Accepted | 2019-11-27 | 2019-12-03 | 2020-12-03 | HANWHA | Q.PEAK DUO BLK-G5 315 | Solar Panels |  | 0.315 | 12 | 38 | 23 |  | Fixed | Roof
Solar Registration Program | NJSRRE1543450835 | Lyndhurst | 7071 | 7 | 8.19 | Residential | No | Behind the Meter | Trinity Solar | PSE&G | Accepted | 2019-11-27 | 2019-12-03 | 2020-12-03 | HANWHA | Q.PEAK DUO BLK-G5 315 | Solar Panels |  | 0.315 | 14 | 218 | 23 |  | Fixed | Roof
Solar Registration Program | NJSRRE1543450835 | Lyndhurst | 7071 | 7 | 8.19 | Residential | No | Behind the Meter | Trinity Solar | PSE&G | Accepted | 2019-11-27 | 2019-12-03 | 2020-12-03 | Solar Edge | SE7600H-US000BNC4 | Inverters | 7600 |  | 1 |  |  | 0.97 |  | Outdoor | side of home
Solar Registration Program | NJSRRE1543450927 | North Arlington | 7031 | 7 | 8.19 | Residential | Yes | Behind the Meter | Trinity Solar | PSE&G | Accepted | 2019-11-27 | 2019-12-03 | 2020-12-03 | Hanwha | Q.PEAK DUO BLK-G5 315 | Solar Panels |  | 0.315 | 20 | 202 | 23 |  | Fixed | Roof
Solar Registration Program | NJSRRE1543450927 | North Arlington | 7031 | 7 | 8.19 | Residential | Yes | Behind the Meter | Trinity Solar | PSE&G | Accepted | 2019-11-27 | 2019-12-03 | 2020-12-03 | Hanwha | Q.PEAK DUO BLK-G5 315 | Solar Panels |  | 0.315 | 6 | 202 | 18 |  | Fixed | Roof
Solar Registration Program | NJSRRE1543450927 | North Arlington | 7031 | 7 | 8.19 | Residential | Yes | Behind the Meter | Trinity Solar | PSE&G | Accepted | 2019-11-27 | 2019-12-03 | 2020-12-03 | Solar Edge | SE7600 | Inverters | 7600 |  | 1 |  |  | 0.97 |  | Outside | side of home
Solar Registration Program | NJSRRE1543451416 | Edison | 8817 | 11 | 8.19 | Residential | Yes | Behind the Meter | Trinity Solar | PSE&G | Accepted | 2019-11-27 | 2019-12-03 | 2020-12-03 | Hanwha | Q.PEAK DUO BLK-G5 315 | Solar Panels |  | 0.315 | 26 | 90 | 20 |  | Fixed | Roof
Solar Registration Program | NJSRRE1543451416 | Edison | 8817 | 11 | 8.19 | Residential | Yes | Behind the Meter | Trinity Solar | PSE&G | Accepted | 2019-11-27 | 2019-12-03 | 2020-12-03 | Solar Edge | SE7600 | Inverters | 7600 |  | 1 |  |  | 0.97 |  | Outside | side of home
Solar Registration Program | NJSRRE1543451677 | BELLMAWR | 8031 | 14 | 8.19 | Residential | Yes | Behind the Meter | Vivint Solar Developer, LLC | PSE&G | Accepted | 2019-11-27 | 2019-12-03 | 2020-12-03 | HANWHA SOLAR | Q.PEAK BLK-G5 315 | Solar Panels |  | 0.315 | 13 | 251 | 35 |  | Fixed | Roof
Solar Registration Program | NJSRRE1543451677 | BELLMAWR | 8031 | 14 | 8.19 | Residential | Yes | Behind the Meter | Vivint Solar Developer, LLC | PSE&G | Accepted | 2019-11-27 | 2019-12-03 | 2020-12-03 | HANWHA SOLAR | Q.PEAK BLK-G5 315 | Solar Panels |  | 0.315 | 13 | 71 | 35 |  | Fixed | Roof
Solar Registration Program | NJSRRE1543451677 | BELLMAWR | 8031 | 14 | 8.19 | Residential | Yes | Behind the Meter | Vivint Solar Developer, LLC | PSE&G | Accepted | 2019-11-27 | 2019-12-03 | 2020-12-03 | SOLAREDGE | SE7600H-US | Inverters | 7600 |  | 1 |  |  | 0.992 |  | Outdoor | Near the Utility Meter
Solar Registration Program | NJSRRE1543451855 | CINNAMINSON TWP | 8077 | 13 | 8.19 | Residential | No | Behind the Meter | Tesla Energy Operations Inc | PSE&G | Accepted | 2019-11-27 | 2019-12-03 | 2020-12-03 | Hanwha Q-Cells | Q.Peak DUO BLK-G5/SC315 | Solar Panels |  | 0.315 | 16 | 241 | 18 |  | Fixed | Roof
Solar Registration Program | NJSRRE1543451855 | CINNAMINSON TWP | 8077 | 13 | 8.19 | Residential | No | Behind the Meter | Tesla Energy Operations Inc | PSE&G | Accepted | 2019-11-27 | 2019-12-03 | 2020-12-03 | Hanwha Q-Cells | Q.Peak DUO BLK-G5/SC315 | Solar Panels |  | 0.315 | 7 | 241 | 38 |  | Fixed | Roof
Solar Registration Program | NJSRRE1543451855 | CINNAMINSON TWP | 8077 | 13 | 8.19 | Residential | No | Behind the Meter | Tesla Energy Operations Inc | PSE&G | Accepted | 2019-11-27 | 2019-12-03 | 2020-12-03 | Hanwha Q-Cells | Q.Peak DUO BLK-G5/SC315 | Solar Panels |  | 0.315 | 3 | 61 | 18 |  | Fixed | Roof
Solar Registration Program | NJSRRE1543451855 | CINNAMINSON TWP | 8077 | 13 | 8.19 | Residential | No | Behind the Meter | Tesla Energy Operations Inc | PSE&G | Accepted | 2019-11-27 | 2019-12-03 | 2020-12-03 | SOLAREDGE | SE7600H-US000SNC2 | Inverters | 7600 |  | 1 |  |  | 0.99 |  | Indoor | Indoor
Solar Registration Program | NJSRRE1543463173 | Atlantic Highlands | 7716 | 17 | 8.19 | Residential | No | Behind the Meter | Trinity Solar | JCP&L | Accepted | 2019-12-02 | 2019-12-04 | 2020-12-04 | Hanwha | Q.PEAK DUO BLK-G5 315 | Solar Panels |  | 0.315 | 5 | 104 | 23 |  | Fixed | Roof
Solar Registration Program | NJSRRE1543463173 | Atlantic Highlands | 7716 | 17 | 8.19 | Residential | No | Behind the Meter | Trinity Solar | JCP&L | Accepted | 2019-12-02 | 2019-12-04 | 2020-12-04 | Hanwha | Q.PEAK DUO BLK-G5 315 | Solar Panels |  | 0.315 | 9 | 194 | 23 |  | Fixed | Roof
Solar Registration Program | NJSRRE1543463173 | Atlantic Highlands | 7716 | 17 | 8.19 | Residential | No | Behind the Meter | Trinity Solar | JCP&L | Accepted | 2019-12-02 | 2019-12-04 | 2020-12-04 | Hanwha | Q.PEAK DUO BLK-G5 315 | Solar Panels |  | 0.315 | 3 | 194 | 9 |  | Fixed | Roof
Solar Registration Program | NJSRRE1543463173 | Atlantic Highlands | 7716 | 17 | 8.19 | Residential | No | Behind the Meter | Trinity Solar | JCP&L | Accepted | 2019-12-02 | 2019-12-04 | 2020-12-04 | Hanwha | Q.PEAK DUO BLK-G5 315 | Solar Panels |  | 0.315 | 3 | 284 | 8 |  | Fixed | Roof
Solar Registration Program | NJSRRE1543463173 | Atlantic Highlands | 7716 | 17 | 8.19 | Residential | No | Behind the Meter | Trinity Solar | JCP&L | Accepted | 2019-12-02 | 2019-12-04 | 2020-12-04 | Hanwha | Q.PEAK DUO BLK-G5 315 | Solar Panels |  | 0.315 | 3 | 14 | 9 |  | Fixed | Roof
Solar Registration Program | NJSRRE1543463173 | Atlantic Highlands | 7716 | 17 | 8.19 | Residential | No | Behind the Meter | Trinity Solar | JCP&L | Accepted | 2019-12-02 | 2019-12-04 | 2020-12-04 | Hanwha | Q.PEAK DUO BLK-G5 315 | Solar Panels |  | 0.315 | 3 | 104 | 8 |  | Fixed | Roof
Solar Registration Program | NJSRRE1543463173 | Atlantic Highlands | 7716 | 17 | 8.19 | Residential | No | Behind the Meter | Trinity Solar | JCP&L | Accepted | 2019-12-02 | 2019-12-04 | 2020-12-04 | Solar Edge | SE7600 | Inverters | 7600 |  | 1 |  |  | 0.97 |  | Outside | side of home
Solar Registration Program | NJSRRE1543464499 | Keyport | 7735 | 17 | 8.19 | Residential | No | Behind the Meter | All Season Solar | JCP&L | Accepted | 2019-12-02 | 2019-12-04 | 2020-12-04 | Certain Teed | CT315HC11-04 | Solar Panels |  | 0.315 | 8 | 158 | 23 |  | Fixed | Roof
Solar Registration Program | NJSRRE1543464499 | Keyport | 7735 | 17 | 8.19 | Residential | No | Behind the Meter | All Season Solar | JCP&L | Accepted | 2019-12-02 | 2019-12-04 | 2020-12-04 | Certain Teed | CT315HC11-04 | Solar Panels |  | 0.315 | 18 | 158 | 23 |  | Fixed | Roof
Solar Registration Program | NJSRRE1543465381 | Monroe Township | 8831 | 11 | 8.19 | Residential | Yes | Behind the Meter | Vivint Solar Developer, LLC | JCP&L | Accepted | 2019-12-03 | 2019-12-05 | 2020-12-05 | HANWHA SOLAR | Q.PEAK BLK-G5 315 | Solar Panels |  | 0.315 | 14 | 120 | 26 |  | Fixed | Roof
Solar Registration Program | NJSRRE1543465381 | Monroe Township | 8831 | 11 | 8.19 | Residential | Yes | Behind the Meter | Vivint Solar Developer, LLC | JCP&L | Accepted | 2019-12-03 | 2019-12-05 | 2020-12-05 | HANWHA SOLAR | Q.PEAK BLK-G5 315 | Solar Panels |  | 0.315 | 12 | 300 | 26 |  | Fixed | Roof
Solar Registration Program | NJSRRE1543465381 | Monroe Township | 8831 | 11 | 8.19 | Residential | Yes | Behind the Meter | Vivint Solar Developer, LLC | JCP&L | Accepted | 2019-12-03 | 2019-12-05 | 2020-12-05 | SOLAREDGE | SE7600H-US | Inverters | 7600 |  | 1 |  |  | 0.992 |  | Outdoor | Near the Utility Meter
Solar Registration Program | NJSRRE1543474751 | PATERSON | 7513 | 6 | 8.19 | Residential | Yes | Behind the Meter | Pro Custom Solar dba Momentum Solar | PSE&G | Accepted | 2019-12-03 | 2019-12-06 | 2020-12-06 | Hanwha | Q.Peak DUO BLK-G5 315 | Solar Panels |  | 0.315 | 5 | 279 | 34 |  | Fixed | Roof
Solar Registration Program | NJSRRE1543474751 | PATERSON | 7513 | 6 | 8.19 | Residential | Yes | Behind the Meter | Pro Custom Solar dba Momentum Solar | PSE&G | Accepted | 2019-12-03 | 2019-12-06 | 2020-12-06 | Hanwha | Q.Peak DUO BLK-G5 315 | Solar Panels |  | 0.315 | 21 | 99 | 35 |  | Fixed | Roof
Solar Registration Program | NJSRRE1543474751 | PATERSON | 7513 | 6 | 8.19 | Residential | Yes | Behind the Meter | Pro Custom Solar dba Momentum Solar | PSE&G | Accepted | 2019-12-03 | 2019-12-06 | 2020-12-06 | Enphase Energy | IQ6-60-2-US | Inverters | 240 |  | 26 |  |  | 0.97 |  | Outdoor | Roof
Solar Registration Program | NJSRRE1543474914 | Nutley | 7110 | 9 | 8.19 | Residential | Yes | Behind the Meter | Pro Custom Solar dba Momentum Solar | PSE&G | Accepted | 2019-12-03 | 2019-12-05 | 2020-12-05 | Hanwha | IQ6-60-2-US | Solar Panels |  | 0.315 | 8 | 16 | 37 |  | Fixed | Roof
Solar Registration Program | NJSRRE1543474914 | Nutley | 7110 | 9 | 8.19 | Residential | Yes | Behind the Meter | Pro Custom Solar dba Momentum Solar | PSE&G | Accepted | 2019-12-03 | 2019-12-05 | 2020-12-05 | Hanwha | IQ6-60-2-US | Solar Panels |  | 0.315 | 18 | 196 | 35 |  | Fixed | Roof
Solar Registration Program | NJSRRE1543474914 | Nutley | 7110 | 9 | 8.19 | Residential | Yes | Behind the Meter | Pro Custom Solar dba Momentum Solar | PSE&G | Accepted | 2019-12-03 | 2019-12-05 | 2020-12-05 | Enphase Energy | IQ6-60-2-US | Inverters | 240 |  | 26 |  |  | 0.97 |  | Outdoor | Roof
Solar Registration Program | NJSRRE1543477585 | CHESTERFIELD TWP | 8515 | 13 | 8.19 | Residential | No | Behind the Meter | Tesla Energy Operations Inc | PSE&G | Accepted | 2019-12-04 | 2019-12-27 | 2020-12-27 | Hanwha Q-Cells | Q.Peak DUO BLK-G5/SC315 | Solar Panels |  | 0.315 | 4 | 135 | 30 |  | Fixed | Roof
Solar Registration Program | NJSRRE1543477585 | CHESTERFIELD TWP | 8515 | 13 | 8.19 | Residential | No | Behind the Meter | Tesla Energy Operations Inc | PSE&G | Accepted | 2019-12-04 | 2019-12-27 | 2020-12-27 | Hanwha Q-Cells | Q.Peak DUO BLK-G5/SC315 | Solar Panels |  | 0.315 | 6 | 45 | 30 |  | Fixed | Roof
Solar Registration Program | NJSRRE1543477585 | CHESTERFIELD TWP | 8515 | 13 | 8.19 | Residential | No | Behind the Meter | Tesla Energy Operations Inc | PSE&G | Accepted | 2019-12-04 | 2019-12-27 | 2020-12-27 | Hanwha Q-Cells | Q.Peak DUO BLK-G5/SC315 | Solar Panels |  | 0.315 | 16 | 135 | 30 |  | Fixed | Roof
Solar Registration Program | NJSRRE1543477585 | CHESTERFIELD TWP | 8515 | 13 | 8.19 | Residential | No | Behind the Meter | Tesla Energy Operations Inc | PSE&G | Accepted | 2019-12-04 | 2019-12-27 | 2020-12-27 | SOLAREDGE | SE7600H-US000SNC2 | Inverters | 7600 |  | 1 |  |  | 0.99 |  | Outdoor | Outdoor
Solar Registration Program | NJSRRE1543481271 | Westampton | 8060 | 13 | 8.19 | Residential | Yes | Behind the Meter | Pro Custom Solar dba Momentum Solar | PSE&G | Accepted | 2019-12-05 | 2019-12-09 | 2020-12-09 | Hanwha | Q.Peak DUO BLK-G5 315 | Solar Panels |  | 0.315 | 3 | 118 | 18 |  | Fixed | Roof
Solar Registration Program | NJSRRE1543481271 | Westampton | 8060 | 13 | 8.19 | Residential | Yes | Behind the Meter | Pro Custom Solar dba Momentum Solar | PSE&G | Accepted | 2019-12-05 | 2019-12-09 | 2020-12-09 | Hanwha | Q.Peak DUO BLK-G5 315 | Solar Panels |  | 0.315 | 23 | 118 | 19 |  | Fixed | Roof
Solar Registration Program | NJSRRE1543481271 | Westampton | 8060 | 13 | 8.19 | Residential | Yes | Behind the Meter | Pro Custom Solar dba Momentum Solar | PSE&G | Accepted | 2019-12-05 | 2019-12-09 | 2020-12-09 | Enphase Energy | IQ6-60-2-US | Inverters | 240 |  | 26 |  |  | 0.97 |  | Outdoor | Roof
Solar Registration Program | NJSRRE1543481391 | Toms River | 8757 | 18 | 8.19 | Residential | No | Behind the Meter | Trinity Solar | JCP&L | Accepted | 2019-12-05 | 2019-12-09 | 2020-12-09 | Hanwha | Q.PEAK DUO BLK-G5 315 | Solar Panels |  | 0.315 | 12 | 317 | 18 |  | Fixed | Roof
Solar Registration Program | NJSRRE1543481391 | Toms River | 8757 | 18 | 8.19 | Residential | No | Behind the Meter | Trinity Solar | JCP&L | Accepted | 2019-12-05 | 2019-12-09 | 2020-12-09 | Hanwha | Q.PEAK DUO BLK-G5 315 | Solar Panels |  | 0.315 | 14 | 227 | 34 |  | Fixed | Roof
Solar Registration Program | NJSRRE1543481391 | Toms River | 8757 | 18 | 8.19 | Residential | No | Behind the Meter | Trinity Solar | JCP&L | Accepted | 2019-12-05 | 2019-12-09 | 2020-12-09 | Solar Edge | SE7600 | Inverters | 7600 |  | 1 |  |  | 0.97 |  | Outside | side of home
Solar Registration Program | NJSRRE1543481399 | Kenilworth | 7033 | 10 | 8.19 | Residential | Yes | Behind the Meter | Trinity Solar | PSE&G | Accepted | 2019-12-05 | 2019-12-09 | 2020-12-09 | Hanwha | Q.PEAK DUO BLK-G5 315 | Solar Panels |  | 0.315 | 14 | 155 | 9 |  | Fixed | Roof
Solar Registration Program | NJSRRE1543481399 | Kenilworth | 7033 | 10 | 8.19 | Residential | Yes | Behind the Meter | Trinity Solar | PSE&G | Accepted | 2019-12-05 | 2019-12-09 | 2020-12-09 | Hanwha | Q.PEAK DUO BLK-G5 315 | Solar Panels |  | 0.315 | 12 | 155 | 18 |  | Fixed | Roof
Solar Registration Program | NJSRRE1543481399 | Kenilworth | 7033 | 10 | 8.19 | Residential | Yes | Behind the Meter | Trinity Solar | PSE&G | Accepted | 2019-12-05 | 2019-12-09 | 2020-12-09 | Solar Edge | SE7600 | Inverters | 7600 |  | 1 |  |  | 0.97 |  | Outside | side of home
Solar Registration Program | NJSRRE1543481525 | SEWELL | 8080 | 15 | 8.19 | Residential | Yes | Behind the Meter | Vivint Solar Developer, LLC | AC Electric | Accepted | 2019-12-07 | 2019-12-09 | 2020-12-09 | HANWHA SOLAR | Q.PEAK BLK-G5 315 | Solar Panels |  | 0.315 | 11 | 285 | 28 |  | Fixed | Roof
Solar Registration Program | NJSRRE1543481525 | SEWELL | 8080 | 15 | 8.19 | Residential | Yes | Behind the Meter | Vivint Solar Developer, LLC | AC Electric | Accepted | 2019-12-07 | 2019-12-09 | 2020-12-09 | HANWHA SOLAR | Q.PEAK BLK-G5 315 | Solar Panels |  | 0.315 | 15 | 105 | 28 |  | Fixed | Roof
Solar Registration Program | NJSRRE1543481525 | SEWELL | 8080 | 15 | 8.19 | Residential | Yes | Behind the Meter | Vivint Solar Developer, LLC | AC Electric | Accepted | 2019-12-07 | 2019-12-09 | 2020-12-09 | SOLAREDGE | SE7600H-US | Inverters | 7600 |  | 1 |  |  | 0.992 |  | Outdoor | Near the Utility Meter
Solar Registration Program | NJSRRE1543481662 | South Amboy | 8879 | 11 | 8.19 | Residential | Yes | Behind the Meter | Trinity Solar | JCP&L | Accepted | 2019-12-05 | 2019-12-10 | 2020-12-10 | HANWHA | Q.PEAK DUO BLK-G5 315 | Solar Panels |  | 0.315 | 8 | 149 | 40 |  | Fixed | Roof
Solar Registration Program | NJSRRE1543481662 | South Amboy | 8879 | 11 | 8.19 | Residential | Yes | Behind the Meter | Trinity Solar | JCP&L | Accepted | 2019-12-05 | 2019-12-10 | 2020-12-10 | HANWHA | Q.PEAK DUO BLK-G5 315 | Solar Panels |  | 0.315 | 13 | 59 | 18 |  | Fixed | Roof
Solar Registration Program | NJSRRE1543481662 | South Amboy | 8879 | 11 | 8.19 | Residential | Yes | Behind the Meter | Trinity Solar | JCP&L | Accepted | 2019-12-05 | 2019-12-10 | 2020-12-10 | HANWHA | Q.PEAK DUO BLK-G5 315 | Solar Panels |  | 0.315 | 5 | 239 | 30 |  | Fixed | Roof
Solar Registration Program | NJSRRE1543481662 | South Amboy | 8879 | 11 | 8.19 | Residential | Yes | Behind the Meter | Trinity Solar | JCP&L | Accepted | 2019-12-05 | 2019-12-10 | 2020-12-10 | SOLAR EDGE | SE7600H-US | Inverters | 7600 |  | 1 |  |  | 0.97 |  | Outside | SIDE OF HOME
Solar Registration Program | NJSRRE1543495776 | Vineland | 8360 | 20 | 8.19 | Residential | Yes | Behind the Meter | Trinity Solar | Vineland Muni Electric | Accepted | 2019-12-06 | 2019-12-10 | 2020-12-10 | Hanwha 315 | Q.PEAK DUO BLK-G5 315 | Solar Panels |  | 0.315 | 26 | 184 | 23 |  | Fixed | Roof
Solar Registration Program | NJSRRE1543495776 | Vineland | 8360 | 20 | 8.19 | Residential | Yes | Behind the Meter | Trinity Solar | Vineland Muni Electric | Accepted | 2019-12-06 | 2019-12-10 | 2020-12-10 | Solar Edge | SE7600H-US | Inverters | 7600 |  | 1 |  |  | 0.97 |  | Outside | side of home
Solar Registration Program | NJSRRE1543496358 | Lyndhurst | 7071 | 7 | 8.19 | Residential | No | Behind the Meter | Trinity Solar | PSE&G | Accepted | 2019-12-06 | 2019-12-10 | 2020-12-10 | HANWHA | Q.PEAK DUO BLK-G5 315 | Solar Panels |  | 0.315 | 20 | 128 | 34 |  | Fixed | Roof
Solar Registration Program | NJSRRE1543496358 | Lyndhurst | 7071 | 7 | 8.19 | Residential | No | Behind the Meter | Trinity Solar | PSE&G | Accepted | 2019-12-06 | 2019-12-10 | 2020-12-10 | HANWHA | Q.PEAK DUO BLK-G5 315 | Solar Panels |  | 0.315 | 6 | 38 | 9 |  | Fixed | Roof
Solar Registration Program | NJSRRE1543496358 | Lyndhurst | 7071 | 7 | 8.19 | Residential | No | Behind the Meter | Trinity Solar | PSE&G | Accepted | 2019-12-06 | 2019-12-10 | 2020-12-10 | Solar Edge | SE7600H-US000BNC4 | Inverters | 7600 |  | 1 |  |  | 0.97 |  | Outdoor | side of home
Solar Registration Program | NJSRRE1543498199 | AUDUBON | 8106 | 14 | 8.19 | Residential | Yes | Behind the Meter | Vivint Solar Developer, LLC | PSE&G | Accepted | 2019-12-07 | 2019-12-10 | 2020-12-10 | HANWHA SOLAR | Q.PEAK BLK-G5 315 | Solar Panels |  | 0.315 | 26 | 244 | 30 |  | Fixed | Roof
Solar Registration Program | NJSRRE1543498199 | AUDUBON | 8106 | 14 | 8.19 | Residential | Yes | Behind the Meter | Vivint Solar Developer, LLC | PSE&G | Accepted | 2019-12-07 | 2019-12-10 | 2020-12-10 | SOLAREDGE | SE7600H-US | Inverters | 7600 |  | 1 |  |  | 0.992 |  | Outdoor | Near the Utility Meter
Solar Registration Program | NJSRRE1543501681 | Swedesboro | 8085 | 15 | 8.19 | Residential | Yes | Behind the Meter | Trinity Solar | AC Electric | Accepted | 2019-12-09 | 2019-12-11 | 2020-12-11 | HANWHA | Q.PEAK DUO BLK-G5 315 | Solar Panels |  | 0.315 | 19 | 157 | 34 |  | Fixed | Roof
Solar Registration Program | NJSRRE1543501681 | Swedesboro | 8085 | 15 | 8.19 | Residential | Yes | Behind the Meter | Trinity Solar | AC Electric | Accepted | 2019-12-09 | 2019-12-11 | 2020-12-11 | HANWHA | Q.PEAK DUO BLK-G5 315 | Solar Panels |  | 0.315 | 4 | 247 | 40 |  | Fixed | Roof
Solar Registration Program | NJSRRE1543501681 | Swedesboro | 8085 | 15 | 8.19 | Residential | Yes | Behind the Meter | Trinity Solar | AC Electric | Accepted | 2019-12-09 | 2019-12-11 | 2020-12-11 | HANWHA | Q.PEAK DUO BLK-G5 315 | Solar Panels |  | 0.315 | 3 | 157 | 34 |  | Fixed | Roof
Solar Registration Program | NJSRRE1543501681 | Swedesboro | 8085 | 15 | 8.19 | Residential | Yes | Behind the Meter | Trinity Solar | AC Electric | Accepted | 2019-12-09 | 2019-12-11 | 2020-12-11 | SOLAR EDGE | SE7600H-US | Inverters | 7600 |  | 1 |  |  | 0.97 |  | Outside | SIDE
Solar Registration Program | NJSRRE1543502195 | Englewood | 7631 | 7 | 8.19 | Residential | Yes | Behind the Meter | Vivint Solar Developer, LLC | PSE&G | Accepted | 2019-12-09 | 2019-12-12 | 2020-12-12 | Hanwha | Q.PEAK BLK-G5 315 | Solar Panels |  | 0.315 | 2 | 264 | 38 |  | Fixed | Roof
Solar Registration Program | NJSRRE1543502195 | Englewood | 7631 | 7 | 8.19 | Residential | Yes | Behind the Meter | Vivint Solar Developer, LLC | PSE&G | Accepted | 2019-12-09 | 2019-12-12 | 2020-12-12 | Hanwha | Q.PEAK BLK-G5 315 | Solar Panels |  | 0.315 | 11 | 84 | 37 |  | Fixed | Roof
Solar Registration Program | NJSRRE1543502195 | Englewood | 7631 | 7 | 8.19 | Residential | Yes | Behind the Meter | Vivint Solar Developer, LLC | PSE&G | Accepted | 2019-12-09 | 2019-12-12 | 2020-12-12 | Hanwha | Q.PEAK BLK-G5 315 | Solar Panels |  | 0.315 | 2 | 84 | 38 |  | Fixed | Roof
Solar Registration Program | NJSRRE1543502195 | Englewood | 7631 | 7 | 8.19 | Residential | Yes | Behind the Meter | Vivint Solar Developer, LLC | PSE&G | Accepted | 2019-12-09 | 2019-12-12 | 2020-12-12 | Hanwha | Q.PEAK BLK-G5 315 | Solar Panels |  | 0.315 | 11 | 264 | 11 |  | Fixed | Roof
Solar Registration Program | NJSRRE1543502195 | Englewood | 7631 | 7 | 8.19 | Residential | Yes | Behind the Meter | Vivint Solar Developer, LLC | PSE&G | Accepted | 2019-12-09 | 2019-12-12 | 2020-12-12 | Solar Edge | SE7600H-US | Inverters | 7600 |  | 1 |  |  | 0.992 |  | Outdoor | Near the utility meter
Solar Registration Program | NJSRRE1543513077 | Perth Amboy | 8861 | 11 | 8.19 | Residential | Yes | Behind the Meter | Pro Custom Solar dba Momentum Solar | PSE&G | Accepted | 2019-12-11 | 2019-12-16 | 2020-12-16 | HANWHA | Q.PEAK DUO BLK-G5 315 | Solar Panels |  | 0.315 | 8 | 110 | 42 |  | Fixed | Roof
Solar Registration Program | NJSRRE1543513077 | Perth Amboy | 8861 | 11 | 8.19 | Residential | Yes | Behind the Meter | Pro Custom Solar dba Momentum Solar | PSE&G | Accepted | 2019-12-11 | 2019-12-16 | 2020-12-16 | HANWHA | Q.PEAK DUO BLK-G5 315 | Solar Panels |  | 0.315 | 6 | 110 | 37 |  | Fixed | Roof
Solar Registration Program | NJSRRE1543513077 | Perth Amboy | 8861 | 11 | 8.19 | Residential | Yes | Behind the Meter | Pro Custom Solar dba Momentum Solar | PSE&G | Accepted | 2019-12-11 | 2019-12-16 | 2020-12-16 | HANWHA | Q.PEAK DUO BLK-G5 315 | Solar Panels |  | 0.315 | 12 | 290 | 40 |  | Fixed | Roof
Solar Registration Program | NJSRRE1543513077 | Perth Amboy | 8861 | 11 | 8.19 | Residential | Yes | Behind the Meter | Pro Custom Solar dba Momentum Solar | PSE&G | Accepted | 2019-12-11 | 2019-12-16 | 2020-12-16 | Enphase Energy | IQ6-60-2-US | Inverters | 230 |  | 26 |  |  | 0.97 |  | Outdoor | Roof
Solar Registration Program | NJSRRE1543513338 | Sicklerville | 8081 | 14 | 8.19 | Residential | Yes | Behind the Meter | Trinity Solar | AC Electric | Accepted | 2019-12-11 | 2019-12-16 | 2020-12-16 | HANWHA | Q.PEAK DUO BLK-G5 315 | Solar Panels |  | 0.315 | 26 | 220 | 34 |  | Fixed | Roof
Solar Registration Program | NJSRRE1543513338 | Sicklerville | 8081 | 14 | 8.19 | Residential | Yes | Behind the Meter | Trinity Solar | AC Electric | Accepted | 2019-12-11 | 2019-12-16 | 2020-12-16 | Solar Edge | SE7600H-US000BNC4 | Inverters | 7600 |  | 1 |  |  | 0.97 |  | Outdoor | side of home
Solar Registration Program | NJSRRE1543532375 | Forked River | 8731 | 18 | 8.19 | Residential | Yes | Behind the Meter | Trinity Solar | JCP&L | Accepted | 2019-12-12 | 2019-12-17 | 2020-12-17 | Hanwha | Q.PEAK DUO BLK-G5 315 | Solar Panels |  | 0.315 | 26 | 114 | 18 |  | Fixed | Roof
Solar Registration Program | NJSRRE1543532375 | Forked River | 8731 | 18 | 8.19 | Residential | Yes | Behind the Meter | Trinity Solar | JCP&L | Accepted | 2019-12-12 | 2019-12-17 | 2020-12-17 | Solar Edge | SE7600 | Inverters | 7600 |  | 1 |  |  | 0.97 |  | Outside | side of home
Solar Registration Program | NJSRRE1543532581 | Marlton | 8053 | 13 | 8.19 | Residential | Yes | Behind the Meter | Trinity Solar | PSE&G | Accepted | 2019-12-12 | 2019-12-17 | 2020-12-17 | Hanwha | Q.PEAK DUO BLK-G5 315 | Solar Panels |  | 0.315 | 10 | 102 | 18 |  | Fixed | Roof
Solar Registration Program | NJSRRE1543532581 | Marlton | 8053 | 13 | 8.19 | Residential | Yes | Behind the Meter | Trinity Solar | PSE&G | Accepted | 2019-12-12 | 2019-12-17 | 2020-12-17 | Hanwha | Q.PEAK DUO BLK-G5 315 | Solar Panels |  | 0.315 | 16 | 282 | 18 |  | Fixed | Roof
Solar Registration Program | NJSRRE1543532581 | Marlton | 8053 | 13 | 8.19 | Residential | Yes | Behind the Meter | Trinity Solar | PSE&G | Accepted | 2019-12-12 | 2019-12-17 | 2020-12-17 | Solar Edge | SE7600 | Inverters | 7600 |  | 1 |  |  | 0.97 |  | Outside | side of home
Solar Registration Program | NJSRRE1543541709 | Lyndhurst | 7071 | 7 | 8.19 | Residential | Yes | Behind the Meter | Pro Custom Solar dba Momentum Solar | PSE&G | Accepted | 2019-12-13 | 2019-12-17 | 2020-12-17 | HANWHA | Q.PEAK DUO BLK-G5 315 | Solar Panels |  | 0.315 | 5 | 125 | 18 |  | Fixed | Roof
Solar Registration Program | NJSRRE1543541709 | Lyndhurst | 7071 | 7 | 8.19 | Residential | Yes | Behind the Meter | Pro Custom Solar dba Momentum Solar | PSE&G | Accepted | 2019-12-13 | 2019-12-17 | 2020-12-17 | HANWHA | Q.PEAK DUO BLK-G5 315 | Solar Panels |  | 0.315 | 8 | 125 | 45 |  | Fixed | Roof
Solar Registration Program | NJSRRE1543541709 | Lyndhurst | 7071 | 7 | 8.19 | Residential | Yes | Behind the Meter | Pro Custom Solar dba Momentum Solar | PSE&G | Accepted | 2019-12-13 | 2019-12-17 | 2020-12-17 | HANWHA | Q.PEAK DUO BLK-G5 315 | Solar Panels |  | 0.315 | 13 | 305 | 45 |  | Fixed | Roof
Solar Registration Program | NJSRRE1543541709 | Lyndhurst | 7071 | 7 | 8.19 | Residential | Yes | Behind the Meter | Pro Custom Solar dba Momentum Solar | PSE&G | Accepted | 2019-12-13 | 2019-12-17 | 2020-12-17 | Enphase Energy | IQ6-60-2-US | Inverters | 230 |  | 26 |  |  | 0.97 |  | Outdoor | Roof
Solar Registration Program | NJSRRE1543547752 | Clark | 7066 | 10 | 8.19 | Residential | Yes | Behind the Meter | Trinity Solar | PSE&G | Accepted | 2019-12-13 | 2019-12-18 | 2020-12-18 | Hanwha | Q.PEAK DUO BLK-G5 315 | Solar Panels |  | 0.315 | 14 | 156 | 18 |  | Fixed | Roof
Solar Registration Program | NJSRRE1543547752 | Clark | 7066 | 10 | 8.19 | Residential | Yes | Behind the Meter | Trinity Solar | PSE&G | Accepted | 2019-12-13 | 2019-12-18 | 2020-12-18 | Hanwha | Q.PEAK DUO BLK-G5 315 | Solar Panels |  | 0.315 | 12 | 153 | 27 |  | Fixed | Roof
Solar Registration Program | NJSRRE1543547752 | Clark | 7066 | 10 | 8.19 | Residential | Yes | Behind the Meter | Trinity Solar | PSE&G | Accepted | 2019-12-13 | 2019-12-18 | 2020-12-18 | Solar Edge | SE7600 | Inverters | 7600 |  | 1 |  |  | 0.97 |  | Outside | side of home
Solar Registration Program | NJSRRE1543552517 | Somerset | 8873 | 5 | 8.19 | Residential | No | Behind the Meter | Trinity Solar | PSE&G | Accepted | 2019-12-16 | 2019-12-19 | 2020-12-19 | Hanwha | Q.PEAK DUO BLK-G5 315 | Solar Panels |  | 0.315 | 11 | 219 | 18 |  | Fixed | Roof
Solar Registration Program | NJSRRE1543552517 | Somerset | 8873 | 5 | 8.19 | Residential | No | Behind the Meter | Trinity Solar | PSE&G | Accepted | 2019-12-16 | 2019-12-19 | 2020-12-19 | Hanwha | Q.PEAK DUO BLK-G5 315 | Solar Panels |  | 0.315 | 4 | 219 | 30 |  | Fixed | Roof
Solar Registration Program | NJSRRE1543552517 | Somerset | 8873 | 5 | 8.19 | Residential | No | Behind the Meter | Trinity Solar | PSE&G | Accepted | 2019-12-16 | 2019-12-19 | 2020-12-19 | Hanwha | Q.PEAK DUO BLK-G5 315 | Solar Panels |  | 0.315 | 5 | 39 | 14 |  | Fixed | Roof
Solar Registration Program | NJSRRE1543552517 | Somerset | 8873 | 5 | 8.19 | Residential | No | Behind the Meter | Trinity Solar | PSE&G | Accepted | 2019-12-16 | 2019-12-19 | 2020-12-19 | Hanwha | Q.PEAK DUO BLK-G5 315 | Solar Panels |  | 0.315 | 6 | 219 | 14 |  | Fixed | Roof
Solar Registration Program | NJSRRE1543552517 | Somerset | 8873 | 5 | 8.19 | Residential | No | Behind the Meter | Trinity Solar | PSE&G | Accepted | 2019-12-16 | 2019-12-19 | 2020-12-19 | Solar Edge | SE7600 | Inverters | 7600 |  | 1 |  |  | 0.97 |  | Outside | side of home
Solar Registration Program | NJSRRE1543552998 | Cherryhill | 8003 | 14 | 8.19 | Residential | No | Behind the Meter | Trinity Solar | PSE&G | Accepted | 2019-12-16 | 2019-12-19 | 2020-12-19 | HANWHA | Q.PEAK DUO BLK-G5 315 | Solar Panels |  | 0.315 | 26 | 180 | 30 |  | Fixed | Roof
Solar Registration Program | NJSRRE1543552998 | Cherryhill | 8003 | 14 | 8.19 | Residential | No | Behind the Meter | Trinity Solar | PSE&G | Accepted | 2019-12-16 | 2019-12-19 | 2020-12-19 | SOLAR EDGE | SE7600H-US | Inverters | 7600 |  | 1 |  |  | 0.97 |  | Outside | SIDE OF HOME
Solar Registration Program | NJSRRE1543555612 | Manville | 8835 | 5 | 8.19 | Residential | Yes | Behind the Meter | Suntuity Solar LLC | PSE&G | Accepted | 2019-12-17 | 2019-12-20 | 2020-12-20 | Yingli Green Energy | YL315D-30b | Solar Panels |  | 0.315 | 20 | 219 | 22 |  | Fixed | Roof
Solar Registration Program | NJSRRE1543555612 | Manville | 8835 | 5 | 8.19 | Residential | Yes | Behind the Meter | Suntuity Solar LLC | PSE&G | Accepted | 2019-12-17 | 2019-12-20 | 2020-12-20 | Yingli Green Energy | YL315D-30b | Solar Panels |  | 0.315 | 6 | 219 | 22 |  | Fixed | Roof
Solar Registration Program | NJSRRE1543555612 | Manville | 8835 | 5 | 8.19 | Residential | Yes | Behind the Meter | Suntuity Solar LLC | PSE&G | Accepted | 2019-12-17 | 2019-12-20 | 2020-12-20 | Enphase Energy | IQ7-60-2-US | Inverters | 240 |  | 26 |  |  | 0.97 |  | Outdoor | Behind the PV Modules
Solar Registration Program | NJSRRE1543555708 | Bayonne | 7002 | 8 | 8.19 | Residential | Yes | Behind the Meter | Pro Custom Solar dba Momentum Solar | PSE&G | Accepted | 2019-12-17 | 2019-12-20 | 2020-12-20 | HANWHA | Q.PEAK DUO BLK-G5 315 | Solar Panels |  | 0.315 | 3 | 213 | 18 |  | Fixed | Roof
Solar Registration Program | NJSRRE1543555708 | Bayonne | 7002 | 8 | 8.19 | Residential | Yes | Behind the Meter | Pro Custom Solar dba Momentum Solar | PSE&G | Accepted | 2019-12-17 | 2019-12-20 | 2020-12-20 | HANWHA | Q.PEAK DUO BLK-G5 315 | Solar Panels |  | 0.315 | 17 | 123 | 18 |  | Fixed | Roof
Solar Registration Program | NJSRRE1543555708 | Bayonne | 7002 | 8 | 8.19 | Residential | Yes | Behind the Meter | Pro Custom Solar dba Momentum Solar | PSE&G | Accepted | 2019-12-17 | 2019-12-20 | 2020-12-20 | HANWHA | Q.PEAK DUO BLK-G5 315 | Solar Panels |  | 0.315 | 6 | 123 | 18 |  | Fixed | Roof
Solar Registration Program | NJSRRE1543555708 | Bayonne | 7002 | 8 | 8.19 | Residential | Yes | Behind the Meter | Pro Custom Solar dba Momentum Solar | PSE&G | Accepted | 2019-12-17 | 2019-12-20 | 2020-12-20 | Enphase Energy | IQ6-60-2-US | Inverters | 230 |  | 26 |  |  | 0.97 |  | Outdoor | Roof
Solar Registration Program | NJSRRE1543555871 | Marlton | 8053 | 13 | 8.19 | Residential | Yes | Behind the Meter | Trinity Solar | PSE&G | Accepted | 2019-12-17 | 2019-12-20 | 2020-12-20 | HANWHA | Q.PEAK DUO BLK-G5 315 | Solar Panels |  | 0.315 | 26 | 170 | 40 |  | Fixed | Roof
Solar Registration Program | NJSRRE1543555871 | Marlton | 8053 | 13 | 8.19 | Residential | Yes | Behind the Meter | Trinity Solar | PSE&G | Accepted | 2019-12-17 | 2019-12-20 | 2020-12-20 | SOLAR EDGE | SE7600H-US | Inverters | 7600 |  | 1 |  |  | 0.97 |  | Outside | SIDE OF HOME
Solar Registration Program | NJSRRE1543556220 | Bridgeton | 8302 | 20 | 8.19 | Residential | Yes | Behind the Meter | Trinity Solar | AC Electric | Accepted | 2019-12-17 | 2019-12-20 | 2020-12-20 | HANWHA | Q.PEAK DUO BLK-G5 315 | Solar Panels |  | 0.315 | 26 | 162 | 30 |  | Fixed | Roof
Solar Registration Program | NJSRRE1543556220 | Bridgeton | 8302 | 20 | 8.19 | Residential | Yes | Behind the Meter | Trinity Solar | AC Electric | Accepted | 2019-12-17 | 2019-12-20 | 2020-12-20 | SOLAR EDGE | SE7600H-US | Inverters | 7600 |  | 1 |  |  | 0.97 |  | Outside | SIDE OF HOME
Solar Registration Program | NJSRRE1543566337 | DOVER | 7801 | 3 | 8.19 | Residential | Yes | Behind the Meter | Vivint Solar Developer, LLC | JCP&L | Accepted | 2019-12-19 | 2019-12-23 | 2020-12-23 | Hanwha Solar | Q.PEAK BLK-G5 315 | Solar Panels |  | 0.315 | 14 | 139 | 31 |  | Fixed | Roof
Solar Registration Program | NJSRRE1543566337 | DOVER | 7801 | 3 | 8.19 | Residential | Yes | Behind the Meter | Vivint Solar Developer, LLC | JCP&L | Accepted | 2019-12-19 | 2019-12-23 | 2020-12-23 | Hanwha Solar | Q.PEAK BLK-G5 315 | Solar Panels |  | 0.315 | 12 | 319 | 31 |  | Fixed | Roof
Solar Registration Program | NJSRRE1543566337 | DOVER | 7801 | 3 | 8.19 | Residential | Yes | Behind the Meter | Vivint Solar Developer, LLC | JCP&L | Accepted | 2019-12-19 | 2019-12-23 | 2020-12-23 | Solar Edge | SE7600H-US | Inverters | 7600 |  | 1 |  |  | 0.992 |  | Outdoor | Near the utility meter
Solar Registration Program | NJSRRE1543570709 | Highland Park | 8904 | 11 | 8.19 | Residential | Yes | Behind the Meter | Trinity Solar | PSE&G | Accepted | 2019-12-19 | 2019-12-23 | 2020-12-23 | Hanwha | Q.PEAK DUO BLK-G5 315 | Solar Panels |  | 0.315 | 6 | 163 | 18 |  | Fixed | Roof
Solar Registration Program | NJSRRE1543570709 | Highland Park | 8904 | 11 | 8.19 | Residential | Yes | Behind the Meter | Trinity Solar | PSE&G | Accepted | 2019-12-19 | 2019-12-23 | 2020-12-23 | Hanwha | Q.PEAK DUO BLK-G5 315 | Solar Panels |  | 0.315 | 15 | 163 | 18 |  | Fixed | Roof
Solar Registration Program | NJSRRE1543570709 | Highland Park | 8904 | 11 | 8.19 | Residential | Yes | Behind the Meter | Trinity Solar | PSE&G | Accepted | 2019-12-19 | 2019-12-23 | 2020-12-23 | Hanwha | Q.PEAK DUO BLK-G5 315 | Solar Panels |  | 0.315 | 5 | 163 | 7 |  | Fixed | Roof
Solar Registration Program | NJSRRE1543570709 | Highland Park | 8904 | 11 | 8.19 | Residential | Yes | Behind the Meter | Trinity Solar | PSE&G | Accepted | 2019-12-19 | 2019-12-23 | 2020-12-23 | Solar Edge | SE7600 | Inverters | 7600 |  | 1 |  |  | 0.97 |  | Outside | side of home
Solar Registration Program | NJSRRE1543570813 | Lindenwold | 8021 | 14 | 8.19 | Residential | Yes | Behind the Meter | Vision Solar LLC | AC Electric | Accepted | 2019-12-19 | 2019-12-23 | 2020-12-23 | hanwa qcells | q.peak duo-g5 315 | Solar Panels |  | 0.315 | 26 | 203 | 23 |  | Fixed | Roof
Solar Registration Program | NJSRRE1543570813 | Lindenwold | 8021 | 14 | 8.19 | Residential | Yes | Behind the Meter | Vision Solar LLC | AC Electric | Accepted | 2019-12-19 | 2019-12-23 | 2020-12-23 | enphase | iq7-60-2-us | Inverters | 0.25 |  | 26 |  |  | 0.96 |  | Other | behind panels
Solar Registration Program | NJSRRE1543572435 | Longport | 8403 | 19 | 8.19 | Residential | No | Behind the Meter | All Season Solar | AC Electric | Accepted | 2019-12-19 | 2019-12-26 | 2020-12-26 | Certain Teed | CT315HC11-04 | Solar Panels |  | 0.315 | 4 | 143 | 37 |  | Fixed | Roof
Solar Registration Program | NJSRRE1543572435 | Longport | 8403 | 19 | 8.19 | Residential | No | Behind the Meter | All Season Solar | AC Electric | Accepted | 2019-12-19 | 2019-12-26 | 2020-12-26 | Certain Teed | CT315HC11-04 | Solar Panels |  | 0.315 | 4 | 143 | 44 |  | Fixed | Roof
Solar Registration Program | NJSRRE1543572435 | Longport | 8403 | 19 | 8.19 | Residential | No | Behind the Meter | All Season Solar | AC Electric | Accepted | 2019-12-19 | 2019-12-26 | 2020-12-26 | Certain Teed | CT315HC11-04 | Solar Panels |  | 0.315 | 3 | 233 | 32 |  | Fixed | Roof
Solar Registration Program | NJSRRE1543572435 | Longport | 8403 | 19 | 8.19 | Residential | No | Behind the Meter | All Season Solar | AC Electric | Accepted | 2019-12-19 | 2019-12-26 | 2020-12-26 | Certain Teed | CT315HC11-04 | Solar Panels |  | 0.315 | 3 | 53 | 32 |  | Fixed | Roof
Solar Registration Program | NJSRRE1543572435 | Longport | 8403 | 19 | 8.19 | Residential | No | Behind the Meter | All Season Solar | AC Electric | Accepted | 2019-12-19 | 2019-12-26 | 2020-12-26 | Certain Teed | CT315HC11-04 | Solar Panels |  | 0.315 | 3 | 233 | 40 |  | Fixed | Roof
Solar Registration Program | NJSRRE1543572435 | Longport | 8403 | 19 | 8.19 | Residential | No | Behind the Meter | All Season Solar | AC Electric | Accepted | 2019-12-19 | 2019-12-26 | 2020-12-26 | Certain Teed | CT315HC11-04 | Solar Panels |  | 0.315 | 1 | 53 | 32 |  | Fixed | Roof
Solar Registration Program | NJSRRE1543572435 | Longport | 8403 | 19 | 8.19 | Residential | No | Behind the Meter | All Season Solar | AC Electric | Accepted | 2019-12-19 | 2019-12-26 | 2020-12-26 | Certain Teed | CT315HC11-04 | Solar Panels |  | 0.315 | 4 | 143 | 37 |  | Fixed | Roof
Solar Registration Program | NJSRRE1543572435 | Longport | 8403 | 19 | 8.19 | Residential | No | Behind the Meter | All Season Solar | AC Electric | Accepted | 2019-12-19 | 2019-12-26 | 2020-12-26 | Certain Teed | CT315HC11-04 | Solar Panels |  | 0.315 | 4 | 143 | 44 |  | Fixed | Roof
Solar Registration Program | NJSRRE1543572435 | Longport | 8403 | 19 | 8.19 | Residential | No | Behind the Meter | All Season Solar | AC Electric | Accepted | 2019-12-19 | 2019-12-26 | 2020-12-26 | Enphase | IQ7 | Inverters | 240 |  | 26 |  |  | 0.97 |  | Outdoor | Under Module
Solar Registration Program | NJSRRE1543575051 | Millville | 8332 | 20 | 8.19 | Residential | Yes | Behind the Meter | Trinity Solar | AC Electric | Accepted | 2019-12-20 | 2019-12-26 | 2020-12-26 | Hanwha | Q.PEAK DUO BLK-G5 315 | Solar Panels |  | 0.315 | 26 | 1446 | 18 |  | Fixed | Roof
Solar Registration Program | NJSRRE1543575051 | Millville | 8332 | 20 | 8.19 | Residential | Yes | Behind the Meter | Trinity Solar | AC Electric | Accepted | 2019-12-20 | 2019-12-26 | 2020-12-26 | Solar Edge | SE7600 | Inverters | 7600 |  | 1 |  |  | 0.97 |  | Outside | side of home
Solar Registration Program | NJSRRE1543821287 | Millville | 8332 | 20 | 8.19 | Residential | Yes | Behind the Meter | Trinity Solar | AC Electric | Accepted | 2019-12-26 | 2019-12-31 | 2020-12-31 | HANWHA | Q.PEAK DUO BLK-G5 315 | Solar Panels |  | 0.315 | 26 | 221 | 23 |  | Fixed | Roof
Solar Registration Program | NJSRRE1543821287 | Millville | 8332 | 20 | 8.19 | Residential | Yes | Behind the Meter | Trinity Solar | AC Electric | Accepted | 2019-12-26 | 2019-12-31 | 2020-12-31 | SOLAR EDGE | SE7600H-US | Inverters | 7600 |  | 1 |  |  | 0.97 |  | Outside | SIDE OF HOME
Solar Registration Program | NJSRRE1543547199 | North Arlington Boro | 7031 | 7 | 8.2 | Residential | No | Behind the Meter | SunnyMac LLC | PSE&G | Accepted | 2019-12-13 | 2019-12-17 | 2020-12-17 | SunPower | SPR-A-Series410 | Solar Panels |  | 0.41 | 2 | 33 | 30 |  | Fixed | Roof
Solar Registration Program | NJSRRE1543547199 | North Arlington Boro | 7031 | 7 | 8.2 | Residential | No | Behind the Meter | SunnyMac LLC | PSE&G | Accepted | 2019-12-13 | 2019-12-17 | 2020-12-17 | SunPower | SPR-A-Series410 | Solar Panels |  | 0.41 | 10 | 213 | 30 |  | Fixed | Roof
Solar Registration Program | NJSRRE1543547199 | North Arlington Boro | 7031 | 7 | 8.2 | Residential | No | Behind the Meter | SunnyMac LLC | PSE&G | Accepted | 2019-12-13 | 2019-12-17 | 2020-12-17 | SunPower | SPR-A-Series410 | Solar Panels |  | 0.41 | 2 | 303 | 23 |  | Fixed | Roof
Solar Registration Program | NJSRRE1543547199 | North Arlington Boro | 7031 | 7 | 8.2 | Residential | No | Behind the Meter | SunnyMac LLC | PSE&G | Accepted | 2019-12-13 | 2019-12-17 | 2020-12-17 | SunPower | SPR-A-Series410 | Solar Panels |  | 0.41 | 6 | 303 | 30 |  | Fixed | Roof
Solar Registration Program | NJSRRE1543547199 | North Arlington Boro | 7031 | 7 | 8.2 | Residential | No | Behind the Meter | SunnyMac LLC | PSE&G | Accepted | 2019-12-13 | 2019-12-17 | 2020-12-17 | Enphase | IQ7XS-96-ACM-US | Inverters | 0.315 |  | 20 |  |  | 0.99 |  | Outdoor | roof
Solar Registration Program | NJSRRE1541514347 | Barnegat | 8005 | 18 | 8.24 | Residential | Yes | Behind the Meter | All Season Solar | AC Electric | Accepted | 2019-07-01 | 2019-07-03 | 2020-07-03 | Trina | TSM DD05A.05II 305W MAR 2019 | Solar Panels |  | 0.305 | 27 | 136 | 30 |  | Fixed | Roof
Solar Registration Program | NJSRRE1541514347 | Barnegat | 8005 | 18 | 8.24 | Residential | Yes | Behind the Meter | All Season Solar | AC Electric | Accepted | 2019-07-01 | 2019-07-03 | 2020-07-03 | Enphase | IQ7 | Inverters | 240 |  | 27 |  |  | 0.97 |  | Outdoor | Under Module
Solar Registration Program | NJSRRE1541888624 | Barnegat | 8005 | 18 | 8.24 | Residential | Yes | Behind the Meter | Bright Planet Solar | JCP&L | Accepted | 2019-09-04 | 2019-09-05 | 2020-09-05 | Longi | LR6-60P B-305M | Solar Panels |  | 0.305 | 20 | 217 | 20 |  | Fixed | Roof
Solar Registration Program | NJSRRE1541888624 | Barnegat | 8005 | 18 | 8.24 | Residential | Yes | Behind the Meter | Bright Planet Solar | JCP&L | Accepted | 2019-09-04 | 2019-09-05 | 2020-09-05 | Longi | LR6-60P B-305M | Solar Panels |  | 0.305 | 7 | 37 | 20 |  | Fixed | Roof
Solar Registration Program | NJSRRE1541888624 | Barnegat | 8005 | 18 | 8.24 | Residential | Yes | Behind the Meter | Bright Planet Solar | JCP&L | Accepted | 2019-09-04 | 2019-09-05 | 2020-09-05 | SolarEdge | SE7600H-USRGM | Inverters | 7600 |  | 1 |  |  | 0.98 |  | Outdoor | Next to Meter
Solar Registration Program | NJSRRE1542373155 | Manahawkin | 8050 | 18 | 8.24 | Residential | Yes | Behind the Meter | All Season Solar | AC Electric | Accepted | 2019-09-09 | 2019-09-11 | 2020-09-11 | Trina | TSM DD05A II 305w | Solar Panels |  | 0.305 | 27 | 176 | 27 |  | Fixed | Roof
Solar Registration Program | NJSRRE1542373155 | Manahawkin | 8050 | 18 | 8.24 | Residential | Yes | Behind the Meter | All Season Solar | AC Electric | Accepted | 2019-09-09 | 2019-09-11 | 2020-09-11 | Enphase | IQ7 | Inverters | 0.24 |  | 27 |  |  | 0.97 |  | Outdoor | under module
Solar Registration Program | NJSRRE1542428726 | Millville | 8332 | 20 | 8.24 | Residential | Yes | Behind the Meter | RCL Enterprises Inc. | AC Electric | Accepted | 2019-09-23 | 2019-09-25 | 2020-09-25 | Trina Solar | TSM-305DD05A | Solar Panels |  | 0.305 | 27 | 221 | 18 |  | Fixed | Roof
Solar Registration Program | NJSRRE1542428726 | Millville | 8332 | 20 | 8.24 | Residential | Yes | Behind the Meter | RCL Enterprises Inc. | AC Electric | Accepted | 2019-09-23 | 2019-09-25 | 2020-09-25 | Enphase | IQ7 | Inverters | 6480 |  | 27 |  |  | 0.96 |  | Outdoor | under panels
Solar Registration Program | NJSRRE1542445082 | rahway | 7065 | 10 | 8.24 | Residential | No | Behind the Meter | Whitman Construction, LLC | PSE&G | Accepted | 2019-09-26 | 2019-09-30 | 2020-09-30 | Trina Solar | TSM-305DD05A | Solar Panels |  | 0.305 | 5 | 34 | 20 |  | Fixed | Roof
Solar Registration Program | NJSRRE1542445082 | rahway | 7065 | 10 | 8.24 | Residential | No | Behind the Meter | Whitman Construction, LLC | PSE&G | Accepted | 2019-09-26 | 2019-09-30 | 2020-09-30 | Trina Solar | TSM-305DD05A | Solar Panels |  | 0.305 | 22 | 214 | 20 |  | Fixed | Roof
Solar Registration Program | NJSRRE1542445082 | rahway | 7065 | 10 | 8.24 | Residential | No | Behind the Meter | Whitman Construction, LLC | PSE&G | Accepted | 2019-09-26 | 2019-09-30 | 2020-09-30 | Enphase Energy | IQ7-60-2-US | Inverters | 0.24 |  | 27 |  |  | 0.976 |  | Outside | roof
Solar Registration Program | NJSRRE1542528412 | Totowa | 7512 | 6 | 8.24 | Residential | No | Behind the Meter | KG Solar and Renewable Energy LLC | PSE&G | Accepted | 2019-10-28 | 2019-10-29 | 2020-10-29 | S-Energy | SN305M-10 | Solar Panels |  | 0.305 | 27 | 228 | 24 |  | Fixed | Roof
Solar Registration Program | NJSRRE1542528412 | Totowa | 7512 | 6 | 8.24 | Residential | No | Behind the Meter | KG Solar and Renewable Energy LLC | PSE&G | Accepted | 2019-10-28 | 2019-10-29 | 2020-10-29 | Enphase | 1Q7-60-2-US | Inverters | 250 |  | 25 |  |  | 0.976 |  | Outside | roof
Solar Registration Program | NJSRRE1542528412 | Totowa | 7512 | 6 | 8.24 | Residential | No | Behind the Meter | KG Solar and Renewable Energy LLC | PSE&G | Accepted | 2019-10-28 | 2019-10-29 | 2020-10-29 | Enphase | Envoy Enlighten | Meters |  |  | 1 |  |  |  | Yes
Solar Registration Program | NJSRRE1542683789 | Brigantine | 8203 | 19 | 8.24 | Residential | No | Behind the Meter | Advanced Renewable Solutions | AC Electric | Final As-Built Received | 2019-10-27 | 2019-10-30 | 2020-10-30 | TRINA SOLAR | TSM-305DD05A.05 | Solar Panels |  | 0.305 | 27 | 145, 55 | 19 |  | Fixed | Roof
Solar Registration Program | NJSRRE1542683789 | Brigantine | 8203 | 19 | 8.24 | Residential | No | Behind the Meter | Advanced Renewable Solutions | AC Electric | Final As-Built Received | 2019-10-27 | 2019-10-30 | 2020-10-30 | SOLAR EDGE | SE6000H-US000N-NC2 | Inverters | 6000 |  | 1 |  |  | 0.992 |  | Outdoor | Wall mounted, adjacent to Utility Meter and Disconnect
Solar Registration Program | NJSRRE1543058620 | South Plainfield | 7080 | 11 | 8.24 | Residential | No | Behind the Meter | Advanced Solar & Energy Solutions, LLC | PSE&G | Accepted | 2019-11-08 | 2019-11-12 | 2020-11-12 | Trina Solar Energy | TSM-305W | Solar Panels |  | 0.305 | 27 | 170 | 19 |  | Fixed | Roof
Solar Registration Program | NJSRRE1543058620 | South Plainfield | 7080 | 11 | 8.24 | Residential | No | Behind the Meter | Advanced Solar & Energy Solutions, LLC | PSE&G | Accepted | 2019-11-08 | 2019-11-12 | 2020-11-12 | Solar Edge | SE7600-US | Inverters | 7600 |  | 1 |  |  | 0.97 |  | Indoor | Garage
Solar Registration Program | NJSRRE1543821183 | Paulsboro | 8066 | 15 | 8.24 | Residential | No | Behind the Meter | Bright Planet Solar | AC Electric | Accepted | 2019-12-26 | 2019-12-31 | 2020-12-31 | Trina Solar | TSM-DD05A.18(II) 305W | Solar Panels |  | 0.305 | 23 | 188 | 23 |  | Fixed | Roof
Solar Registration Program | NJSRRE1543821183 | Paulsboro | 8066 | 15 | 8.24 | Residential | No | Behind the Meter | Bright Planet Solar | AC Electric | Accepted | 2019-12-26 | 2019-12-31 | 2020-12-31 | Trina Solar | TSM-DD05A.18(II) 305W | Solar Panels |  | 0.305 | 4 | 188 | 23 |  | Fixed | Roof
Solar Registration Program | NJSRRE1543821183 | Paulsboro | 8066 | 15 | 8.24 | Residential | No | Behind the Meter | Bright Planet Solar | AC Electric | Accepted | 2019-12-26 | 2019-12-31 | 2020-12-31 | Solar Edge | SE7600H-USRGM | Inverters | 7600 |  | 1 |  |  | 0.98 |  | Outdoor | Next to meter
Solar Registration Program | NJSRRE1540244592 | Bradley Beach | 7720 | 17 | 8.25 | Residential | Yes | Behind the Meter | Sunrun Installation Services, Inc. | JCP&L | Accepted | 2019-01-15 | 2019-01-17 | 2020-01-17 | LG Electronics | LG330N1C-A5 | Solar Panels |  | 0.33 | 4 | 191 | 34 |  | Fixed | Roof
Solar Registration Program | NJSRRE1540244592 | Bradley Beach | 7720 | 17 | 8.25 | Residential | Yes | Behind the Meter | Sunrun Installation Services, Inc. | JCP&L | Accepted | 2019-01-15 | 2019-01-17 | 2020-01-17 | LG Electronics | LG330N1C-A5 | Solar Panels |  | 0.33 | 11 | 101 | 40 |  | Fixed | Roof
Solar Registration Program | NJSRRE1540244592 | Bradley Beach | 7720 | 17 | 8.25 | Residential | Yes | Behind the Meter | Sunrun Installation Services, Inc. | JCP&L | Accepted | 2019-01-15 | 2019-01-17 | 2020-01-17 | LG Electronics | LG330N1C-A5 | Solar Panels |  | 0.33 | 10 | 281 | 40 |  | Fixed | Roof
Solar Registration Program | NJSRRE1540244592 | Bradley Beach | 7720 | 17 | 8.25 | Residential | Yes | Behind the Meter | Sunrun Installation Services, Inc. | JCP&L | Accepted | 2019-01-15 | 2019-01-17 | 2020-01-17 | SolarEdge Technologies | SE7600H-USRGM | Inverters | 7600 |  | 1 |  |  | 0.96 |  | Outdoor | Next To Meter
Solar Registration Program | NJSRRE1540292925 | West Windsor Township | 8550 | 12 | 8.25 | Residential | No | Behind the Meter | Sunrun Installation Services, Inc. | JCP&L | Accepted | 2019-01-28 | 2019-01-30 | 2020-01-30 | LG Electronics | LG330N1C-A5 | Solar Panels |  | 0.33 | 22 | 132 | 30 |  | Fixed | Roof
Solar Registration Program | NJSRRE1540292925 | West Windsor Township | 8550 | 12 | 8.25 | Residential | No | Behind the Meter | Sunrun Installation Services, Inc. | JCP&L | Accepted | 2019-01-28 | 2019-01-30 | 2020-01-30 | LG Electronics | LG330N1C-A5 | Solar Panels |  | 0.33 | 3 | 222 | 32 |  | Fixed | Roof
Solar Registration Program | NJSRRE1540292925 | West Windsor Township | 8550 | 12 | 8.25 | Residential | No | Behind the Meter | Sunrun Installation Services, Inc. | JCP&L | Accepted | 2019-01-28 | 2019-01-30 | 2020-01-30 | SolarEdge Technologies | SE7600H-USRGM | Inverters | 7600 |  | 1 |  |  | 0.96 |  | Outdoor | Next To Meter
Solar Registration Program | NJSRRE1540381674 | Barnegat Township | 8005 | 18 | 8.25 | Residential | No | Behind the Meter | Sunrun Installation Services, Inc. | JCP&L | Accepted | 2019-02-20 | 2019-02-22 | 2020-02-22 | LG Electronics | LG330N1C-A5 | Solar Panels |  | 0.33 | 25 | 81 | 27 |  | Fixed | Roof
Solar Registration Program | NJSRRE1540381674 | Barnegat Township | 8005 | 18 | 8.25 | Residential | No | Behind the Meter | Sunrun Installation Services, Inc. | JCP&L | Accepted | 2019-02-20 | 2019-02-22 | 2020-02-22 | SMA America | SB 7.0ΓÇô1SPΓÇôUSΓÇô40 | Inverters | 7000 |  | 1 |  |  | 0.96 |  | Outdoor | meter
Solar Registration Program | NJSRRE1541633294 | Woodbine | 8270 | 21 | 8.25 | Residential | No | Behind the Meter | Sunrun Installation Services, Inc. | AC Electric | Accepted | 2019-07-11 | 2019-07-15 | 2020-07-15 | LG Electronics | LG330N1C-A5 | Solar Panels |  | 0.33 | 25 | 192 | 26 |  | Fixed | Roof
Solar Registration Program | NJSRRE1541633294 | Woodbine | 8270 | 21 | 8.25 | Residential | No | Behind the Meter | Sunrun Installation Services, Inc. | AC Electric | Accepted | 2019-07-11 | 2019-07-15 | 2020-07-15 | Ningbo Ginlong Technologies | Solis-1P7.6K-4G-US | Inverters | 7600 |  | 1 |  |  | 0.96 |  | Outdoor | Next To Meter
Solar Registration Program | NJSRRE1541688689 | Hightstown | 8520 | 12 | 8.25 | Residential | No | Behind the Meter | Green Power Energy | JCP&L | Accepted | 2019-07-19 | 2019-07-23 | 2020-07-23 | Panasonic | VBHN330SA17 | Solar Panels |  | 0.33 | 12 | 149 | 37 |  | Fixed | Roof
Solar Registration Program | NJSRRE1541688689 | Hightstown | 8520 | 12 | 8.25 | Residential | No | Behind the Meter | Green Power Energy | JCP&L | Accepted | 2019-07-19 | 2019-07-23 | 2020-07-23 | Panasonic | VBHN330SA17 | Solar Panels |  | 0.33 | 5 | 238 | 37 |  | Fixed | Roof
Solar Registration Program | NJSRRE1541688689 | Hightstown | 8520 | 12 | 8.25 | Residential | No | Behind the Meter | Green Power Energy | JCP&L | Accepted | 2019-07-19 | 2019-07-23 | 2020-07-23 | Panasonic | VBHN330SA17 | Solar Panels |  | 0.33 | 8 | 152 | 37 |  | Fixed | Roof
Solar Registration Program | NJSRRE1541688689 | Hightstown | 8520 | 12 | 8.25 | Residential | No | Behind the Meter | Green Power Energy | JCP&L | Accepted | 2019-07-19 | 2019-07-23 | 2020-07-23 | Solar Edge | SE7600H-US | Inverters | 7600 |  | 1 |  |  | 0.97 |  | Outside | next to meter
Solar Registration Program | NJSRRE1541715521 | Hackensack | 7601 | 7 | 8.25 | Residential | No | Behind the Meter | Sunrun Installation Services, Inc. | PSE&G | Accepted | 2019-07-29 | 2019-08-01 | 2020-08-01 | LG Electronics | LG330N1C-A5 | Solar Panels |  | 0.33 | 3 | 110 | 27 |  | Fixed | Roof
Solar Registration Program | NJSRRE1541715521 | Hackensack | 7601 | 7 | 8.25 | Residential | No | Behind the Meter | Sunrun Installation Services, Inc. | PSE&G | Accepted | 2019-07-29 | 2019-08-01 | 2020-08-01 | LG Electronics | LG330N1C-A5 | Solar Panels |  | 0.33 | 7 | 290 | 27 |  | Fixed | Roof
Solar Registration Program | NJSRRE1541715521 | Hackensack | 7601 | 7 | 8.25 | Residential | No | Behind the Meter | Sunrun Installation Services, Inc. | PSE&G | Accepted | 2019-07-29 | 2019-08-01 | 2020-08-01 | LG Electronics | LG330N1C-A5 | Solar Panels |  | 0.33 | 15 | 200 | 27 |  | Fixed | Roof
Solar Registration Program | NJSRRE1541715521 | Hackensack | 7601 | 7 | 8.25 | Residential | No | Behind the Meter | Sunrun Installation Services, Inc. | PSE&G | Accepted | 2019-07-29 | 2019-08-01 | 2020-08-01 | SolarEdge Technologies | SE7600H-USRGM | Inverters | 7600 |  | 1 |  |  | 0.96 |  | Outdoor | Next To Meter
Solar Registration Program | NJSRRE1541883736 | Lambertville | 8530 | 4 | 8.25 | Residential | No | Behind the Meter | Garden State Solar | JCP&L | As-Built Incomplete | 2019-08-26 | 2019-09-18 | 2020-09-18 | Siliken | SLK250 | Solar Panels |  | 0.25 | 33 | 280 | 19 |  | Fixed | Roof
Solar Registration Program | NJSRRE1541883736 | Lambertville | 8530 | 4 | 8.25 | Residential | No | Behind the Meter | Garden State Solar | JCP&L | As-Built Incomplete | 2019-08-26 | 2019-09-18 | 2020-09-18 | Enphase | M215 | Inverters | 215 |  | 33 |  |  | 0.965 |  | Outside | side
Solar Registration Program | NJSRRE1541883736 | Lambertville | 8530 | 4 | 8.25 | Residential | No | Behind the Meter | Garden State Solar | JCP&L | As-Built Incomplete | 2019-08-26 | 2019-09-18 | 2020-09-18 | sentinel | clcl200 | Meters | 240w |  | 1 |  |  |  | Yes | Outdoor
Solar Registration Program | NJSRRE1542294395 | Hillsborough | 8844 | 5 | 8.25 | Residential | No | Behind the Meter | Tafrow Electric | PSE&G | Accepted | 2019-09-06 | 2019-09-12 | 2020-09-12 | LG | NEON ACE 330 | Solar Panels |  | 0.33 | 25 | 180 | 10 |  | Fixed | Ground | REAR YARD
Solar Registration Program | NJSRRE1542294395 | Hillsborough | 8844 | 5 | 8.25 | Residential | No | Behind the Meter | Tafrow Electric | PSE&G | Accepted | 2019-09-06 | 2019-09-12 | 2020-09-12 | ENPHASE | IQ6+ | Inverters | 290 |  | 25 |  |  | 0.97 |  | Outside | UNDER EACH MODULE
Solar Registration Program | NJSRRE1542294395 | Hillsborough | 8844 | 5 | 8.25 | Residential | No | Behind the Meter | Tafrow Electric | PSE&G | Accepted | 2019-09-06 | 2019-09-12 | 2020-09-12 | Enphase | Envoy S | Meters |  |  | 1
Solar Registration Program | NJSRRE1542433909 | Ventnor City | 8406 | 19 | 8.25 | Residential | No | Behind the Meter | Green Power Energy | AC Electric | Accepted | 2019-09-25 | 2019-09-27 | 2020-09-27 | Panasonic | VBHN330SA17 | Solar Panels |  | 0.33 | 21 | 148 | 23 |  | Fixed | Roof
Solar Registration Program | NJSRRE1542433909 | Ventnor City | 8406 | 19 | 8.25 | Residential | No | Behind the Meter | Green Power Energy | AC Electric | Accepted | 2019-09-25 | 2019-09-27 | 2020-09-27 | Panasonic | VBHN330SA17 | Solar Panels |  | 0.33 | 4 | 147 | 27 |  | Fixed | Roof
Solar Registration Program | NJSRRE1542433909 | Ventnor City | 8406 | 19 | 8.25 | Residential | No | Behind the Meter | Green Power Energy | AC Electric | Accepted | 2019-09-25 | 2019-09-27 | 2020-09-27 | Solar Edge | SE7600H-US | Inverters | 7600 |  | 1 |  |  | 0.97 |  | Outside | next to meter
Solar Registration Program | NJSRRE1542544688 | Freehold | 7728 | 17 | 8.25 | Residential | No | Behind the Meter | Sunrun Installation Services, Inc. | JCP&L | Accepted | 2019-10-15 | 2019-10-18 | 2020-10-18 | LG Electronics | LG330N1C-A5 | Solar Panels |  | 0.33 | 9 | 203 | 30 |  | Fixed | Roof
Solar Registration Program | NJSRRE1542544688 | Freehold | 7728 | 17 | 8.25 | Residential | No | Behind the Meter | Sunrun Installation Services, Inc. | JCP&L | Accepted | 2019-10-15 | 2019-10-18 | 2020-10-18 | LG Electronics | LG330N1C-A5 | Solar Panels |  | 0.33 | 8 | 292 | 28 |  | Fixed | Roof
Solar Registration Program | NJSRRE1542544688 | Freehold | 7728 | 17 | 8.25 | Residential | No | Behind the Meter | Sunrun Installation Services, Inc. | JCP&L | Accepted | 2019-10-15 | 2019-10-18 | 2020-10-18 | LG Electronics | LG330N1C-A5 | Solar Panels |  | 0.33 | 8 | 112 | 30 |  | Fixed | Roof
Solar Registration Program | NJSRRE1542544688 | Freehold | 7728 | 17 | 8.25 | Residential | No | Behind the Meter | Sunrun Installation Services, Inc. | JCP&L | Accepted | 2019-10-15 | 2019-10-18 | 2020-10-18 | Ningbo Ginlong Technologies | Solis-1P7.6K-4G-US | Inverters | 7600 |  | 1 |  |  | 0.96 |  | Outdoor | Next To Meter
Solar Registration Program | NJSRRE1542559551 | Jackson Township | 8527 | 18 | 8.25 | Residential | No | Behind the Meter | Sunrun Installation Services, Inc. | JCP&L | Accepted | 2019-10-18 | 2019-10-22 | 2020-10-22 | LG Electronics | LG330N1C-A5 | Solar Panels |  | 0.33 | 8 | 250 | 30 |  | Fixed | Roof
Solar Registration Program | NJSRRE1542559551 | Jackson Township | 8527 | 18 | 8.25 | Residential | No | Behind the Meter | Sunrun Installation Services, Inc. | JCP&L | Accepted | 2019-10-18 | 2019-10-22 | 2020-10-22 | LG Electronics | LG330N1C-A5 | Solar Panels |  | 0.33 | 17 | 159 | 40 |  | Fixed | Roof
Solar Registration Program | NJSRRE1542559551 | Jackson Township | 8527 | 18 | 8.25 | Residential | No | Behind the Meter | Sunrun Installation Services, Inc. | JCP&L | Accepted | 2019-10-18 | 2019-10-22 | 2020-10-22 | Delta Electronics | M8-TL-US | Inverters | 7680 |  | 1 |  |  | 0.96 |  | Outdoor | Next To Meter
Solar Registration Program | NJSRRE1543046204 | Tuckerton | 8087 | 18 | 8.25 | Residential | No | Behind the Meter | Whitman Construction, LLC | AC Electric | Accepted | 2019-11-07 | 2019-11-11 | 2020-11-11 | Panasonic | VBHN330SA17 | Solar Panels |  | 0.33 | 25 | 147 | 25 |  | Fixed | Roof
Solar Registration Program | NJSRRE1543046204 | Tuckerton | 8087 | 18 | 8.25 | Residential | No | Behind the Meter | Whitman Construction, LLC | AC Electric | Accepted | 2019-11-07 | 2019-11-11 | 2020-11-11 | Enphase Energy | IQ7X-96-2-US | Inverters | 0.24 |  | 25 |  |  | 0.975 |  | Outside | roof
Solar Registration Program | NJSRRE1543443073 | Chesterfield | 8515 | 13 | 8.25 | Residential | No | Behind the Meter | Whitman Construction, LLC | PSE&G | Accepted | 2019-11-26 | 2019-11-27 | 2020-11-27 | Panasonic | VBHN330SA17 | Solar Panels |  | 0.33 | 13 | 260 | 30 |  | Fixed | Roof
Solar Registration Program | NJSRRE1543443073 | Chesterfield | 8515 | 13 | 8.25 | Residential | No | Behind the Meter | Whitman Construction, LLC | PSE&G | Accepted | 2019-11-26 | 2019-11-27 | 2020-11-27 | Panasonic | VBHN330SA17 | Solar Panels |  | 0.33 | 13 | 260 | 30 |  | Fixed | Roof
Solar Registration Program | NJSRRE1543443073 | Chesterfield | 8515 | 13 | 8.25 | Residential | No | Behind the Meter | Whitman Construction, LLC | PSE&G | Accepted | 2019-11-26 | 2019-11-27 | 2020-11-27 | Panasonic | VBHN330SA17 | Solar Panels |  | 0.33 | 13 | 260 | 30 |  | Fixed | Roof
Solar Registration Program | NJSRRE1543443073 | Chesterfield | 8515 | 13 | 8.25 | Residential | No | Behind the Meter | Whitman Construction, LLC | PSE&G | Accepted | 2019-11-26 | 2019-11-27 | 2020-11-27 | Panasonic | VBHN330SA17 | Solar Panels |  | 0.33 | 13 | 260 | 30 |  | Fixed | Roof
Solar Registration Program | NJSRRE1543443073 | Chesterfield | 8515 | 13 | 8.25 | Residential | No | Behind the Meter | Whitman Construction, LLC | PSE&G | Accepted | 2019-11-26 | 2019-11-27 | 2020-11-27 | Panasonic | VBHN330SA17 | Solar Panels |  | 0.33 | 4 | 170 | 37 |  | Fixed | Roof
Solar Registration Program | NJSRRE1543443073 | Chesterfield | 8515 | 13 | 8.25 | Residential | No | Behind the Meter | Whitman Construction, LLC | PSE&G | Accepted | 2019-11-26 | 2019-11-27 | 2020-11-27 | Panasonic | VBHN330SA17 | Solar Panels |  | 0.33 | 4 | 170 | 37 |  | Fixed | Roof
Solar Registration Program | NJSRRE1543443073 | Chesterfield | 8515 | 13 | 8.25 | Residential | No | Behind the Meter | Whitman Construction, LLC | PSE&G | Accepted | 2019-11-26 | 2019-11-27 | 2020-11-27 | Panasonic | VBHN330SA17 | Solar Panels |  | 0.33 | 4 | 170 | 37 |  | Fixed | Roof
Solar Registration Program | NJSRRE1543443073 | Chesterfield | 8515 | 13 | 8.25 | Residential | No | Behind the Meter | Whitman Construction, LLC | PSE&G | Accepted | 2019-11-26 | 2019-11-27 | 2020-11-27 | Panasonic | VBHN330SA17 | Solar Panels |  | 0.33 | 4 | 170 | 37 |  | Fixed | Roof
Solar Registration Program | NJSRRE1543443073 | Chesterfield | 8515 | 13 | 8.25 | Residential | No | Behind the Meter | Whitman Construction, LLC | PSE&G | Accepted | 2019-11-26 | 2019-11-27 | 2020-11-27 | Panasonic | VBHN330SA17 | Solar Panels |  | 0.33 | 8 | 170 | 35 |  | Fixed | Roof
Solar Registration Program | NJSRRE1543443073 | Chesterfield | 8515 | 13 | 8.25 | Residential | No | Behind the Meter | Whitman Construction, LLC | PSE&G | Accepted | 2019-11-26 | 2019-11-27 | 2020-11-27 | Panasonic | VBHN330SA17 | Solar Panels |  | 0.33 | 8 | 170 | 35 |  | Fixed | Roof
Solar Registration Program | NJSRRE1543443073 | Chesterfield | 8515 | 13 | 8.25 | Residential | No | Behind the Meter | Whitman Construction, LLC | PSE&G | Accepted | 2019-11-26 | 2019-11-27 | 2020-11-27 | Panasonic | VBHN330SA17 | Solar Panels |  | 0.33 | 8 | 170 | 35 |  | Fixed | Roof
Solar Registration Program | NJSRRE1543443073 | Chesterfield | 8515 | 13 | 8.25 | Residential | No | Behind the Meter | Whitman Construction, LLC | PSE&G | Accepted | 2019-11-26 | 2019-11-27 | 2020-11-27 | Panasonic | VBHN330SA17 | Solar Panels |  | 0.33 | 8 | 170 | 35 |  | Fixed | Roof
Solar Registration Program | NJSRRE1543443073 | Chesterfield | 8515 | 13 | 8.25 | Residential | No | Behind the Meter | Whitman Construction, LLC | PSE&G | Accepted | 2019-11-26 | 2019-11-27 | 2020-11-27 | Enphase Energy | IQ7-X-96-2-US | Inverters | 0.24 |  | 25 |  |  | 0.975 |  | Outside | roof
Solar Registration Program | NJSRRE1543443073 | Chesterfield | 8515 | 13 | 8.25 | Residential | No | Behind the Meter | Whitman Construction, LLC | PSE&G | Accepted | 2019-11-26 | 2019-11-27 | 2020-11-27 | Enphase Energy | IQ7-X-96-2-US | Inverters | 0.24 |  | 25 |  |  | 0.975 |  | Outside | roof
Solar Registration Program | NJSRRE1543443073 | Chesterfield | 8515 | 13 | 8.25 | Residential | No | Behind the Meter | Whitman Construction, LLC | PSE&G | Accepted | 2019-11-26 | 2019-11-27 | 2020-11-27 | Enphase Energy | IQ7-X-96-2-US | Inverters | 0.24 |  | 25 |  |  | 0.975 |  | Outside | roof
Solar Registration Program | NJSRRE1543443073 | Chesterfield | 8515 | 13 | 8.25 | Residential | No | Behind the Meter | Whitman Construction, LLC | PSE&G | Accepted | 2019-11-26 | 2019-11-27 | 2020-11-27 | Enphase Energy | IQ7-X-96-2-US | Inverters | 0.24 |  | 25 |  |  | 0.975 |  | Outside | roof
Solar Registration Program | NJSRRE1540742827 | Jackson | 8527 | 18 | 8.26 | Residential | Yes | Behind the Meter | Pro Custom Solar dba Momentum Solar | JCP&L | Accepted | 2019-03-27 | 2019-03-28 | 2020-03-28 | HANWHA | Q-CELLS Q.PEAK BLK-G4.1 295 | Solar Panels |  | 0.295 | 28 | 228 | 11 |  | Fixed | Roof
Solar Registration Program | NJSRRE1540742827 | Jackson | 8527 | 18 | 8.26 | Residential | Yes | Behind the Meter | Pro Custom Solar dba Momentum Solar | JCP&L | Accepted | 2019-03-27 | 2019-03-28 | 2020-03-28 | ENPHASE | IQ6-60-2-US | Inverters | 240 |  | 28 |  |  | 0.97 |  | Outdoor | ROOF
Solar Registration Program | NJSRRE1541038139 | Millville | 8332 | 20 | 8.26 | Residential | Yes | Behind the Meter | Bright Planet Solar | AC Electric | Accepted | 2019-05-23 | 2019-07-09 | 2020-07-09 | HANWHA Q-CELLS | Q.PEAK BLK-G4.1 | Solar Panels |  | 0.295 | 28 | 170 | 25 |  | Fixed | Roof
Solar Registration Program | NJSRRE1541038139 | Millville | 8332 | 20 | 8.26 | Residential | Yes | Behind the Meter | Bright Planet Solar | AC Electric | Accepted | 2019-05-23 | 2019-07-09 | 2020-07-09 | SOLAR EDGE | SE7600H-USRGM | Inverters | 7600 |  | 1 |  |  | 0.98 |  | Outside | NEXT TO METER
Solar Registration Program | NJSRRE1540253665 | newtonville | 8346 | 19 | 8.28 | Residential | Yes | Behind the Meter | Vision Solar LLC | AC Electric | Accepted | 2019-01-17 | 2019-01-21 | 2020-01-21 | sunpower | spr-x22-360-e-ac | Solar Panels |  | 0.36 | 23 | 222 | 23 |  | Fixed | Roof
Solar Registration Program | NJSRRE1540253665 | newtonville | 8346 | 19 | 8.28 | Residential | Yes | Behind the Meter | Vision Solar LLC | AC Electric | Accepted | 2019-01-17 | 2019-01-21 | 2020-01-21 | Sunpower | spr-x22-360-e-ac | Inverters | 0.36 |  | 23 |  |  | 0.96 |  | Outside | behind the panels
Solar Registration Program | NJSRRE1540378340 | Neptune | 7753 | 17 | 8.28 | Residential | Yes | Behind the Meter | Sunrun Installation Services, Inc. | JCP&L | Accepted | 2019-02-19 | 2019-02-21 | 2020-02-21 | LG Electronics | LG360Q1C-A5 | Solar Panels |  | 0.36 | 14 | 193 | 23 |  | Fixed | Roof
Solar Registration Program | NJSRRE1540378340 | Neptune | 7753 | 17 | 8.28 | Residential | Yes | Behind the Meter | Sunrun Installation Services, Inc. | JCP&L | Accepted | 2019-02-19 | 2019-02-21 | 2020-02-21 | LG Electronics | LG360Q1C-A5 | Solar Panels |  | 0.36 | 9 | 13 | 23 |  | Fixed | Roof
Solar Registration Program | NJSRRE1540378340 | Neptune | 7753 | 17 | 8.28 | Residential | Yes | Behind the Meter | Sunrun Installation Services, Inc. | JCP&L | Accepted | 2019-02-19 | 2019-02-21 | 2020-02-21 | SMA America | SB7.0-1SP-US-40 | Inverters | 7000 |  | 1 |  |  | 0.96 |  | Outdoor | Next To Meter
Solar Registration Program | NJSRRE1540720952 | Millvile | 8332 | 20 | 8.28 | Residential | Yes | Behind the Meter | Sun Up Zero Down | AC Electric | Accepted | 2019-03-26 | 2019-03-26 | 2020-03-26 | Sunpower | SPR-X22-360-BLK-C-AC | Solar Panels |  | 0.36 | 11 | 265 | 10 |  | Fixed | Roof
Solar Registration Program | NJSRRE1540720952 | Millvile | 8332 | 20 | 8.28 | Residential | Yes | Behind the Meter | Sun Up Zero Down | AC Electric | Accepted | 2019-03-26 | 2019-03-26 | 2020-03-26 | Sunpower | SPR-X22-360-BLK-C-AC | Solar Panels |  | 0.36 | 10 | 85 | 10 |  | Fixed | Roof
Solar Registration Program | NJSRRE1540720952 | Millvile | 8332 | 20 | 8.28 | Residential | Yes | Behind the Meter | Sun Up Zero Down | AC Electric | Accepted | 2019-03-26 | 2019-03-26 | 2020-03-26 | SUnpower | SPR-X22-360-BLK-C-AC | Solar Panels |  | 0.36 | 2 | 264 | 28 |  | Fixed | Roof
Solar Registration Program | NJSRRE1540720952 | Millvile | 8332 | 20 | 8.28 | Residential | Yes | Behind the Meter | Sun Up Zero Down | AC Electric | Accepted | 2019-03-26 | 2019-03-26 | 2020-03-26 | Sunpower | SPR-X22-360-BLK-C-AC | Inverters | 7360 |  | 23 |  |  | 0.96 |  | Outside | behind panels
Solar Registration Program | NJSRRE1540993840 | Milmay | 8340 | 19 | 8.28 | Residential | No | Behind the Meter | SunPower Capital LLC | AC Electric | Accepted | 2019-05-16 | 2019-05-21 | 2020-05-21 | sunpower | spr-x22-360-e-ac | Solar Panels |  | 0.36 | 23 | 180 | 30 |  | Fixed | Ground
Solar Registration Program | NJSRRE1540993840 | Milmay | 8340 | 19 | 8.28 | Residential | No | Behind the Meter | SunPower Capital LLC | AC Electric | Accepted | 2019-05-16 | 2019-05-21 | 2020-05-21 | sunpower | spr-x22-360-e-ac | Inverters | 0.36 |  | 23 |  |  | 0.96 |  | Other | behind panels
Solar Registration Program | NJSRRE1541413432 | Hazlet | 7730 | 17 | 8.28 | Residential | Yes | Behind the Meter | Sunrun Installation Services, Inc. | JCP&L | Accepted | 2019-06-15 | 2019-06-19 | 2020-06-19 | LG Electronics | LG360Q1C-A5 | Solar Panels |  | 0.36 | 23 | 287 | 18 |  | Fixed | Roof
Solar Registration Program | NJSRRE1541413432 | Hazlet | 7730 | 17 | 8.28 | Residential | Yes | Behind the Meter | Sunrun Installation Services, Inc. | JCP&L | Accepted | 2019-06-15 | 2019-06-19 | 2020-06-19 | Ningbo Ginlong Technologies | Solis-1P7.6K-4G-US | Inverters | 7600 |  | 1 |  |  | 0.96 |  | Outdoor | Next To Meter
Solar Registration Program | NJSRRE1542429034 | Jersey City | 7305 | 8 | 8.28 | Residential | Yes | Behind the Meter | Pro Custom Solar dba Momentum Solar | PSE&G | Accepted | 2019-09-23 | 2019-09-25 | 2020-09-25 | LG ELECTRONICS | LG345N1C-V5 | Solar Panels |  | 0.345 | 24 | 146 | 23 |  | Fixed | Roof
Solar Registration Program | NJSRRE1542429034 | Jersey City | 7305 | 8 | 8.28 | Residential | Yes | Behind the Meter | Pro Custom Solar dba Momentum Solar | PSE&G | Accepted | 2019-09-23 | 2019-09-25 | 2020-09-25 | Enphase Energy | IQ7-60-2-US | Inverters | 250 |  | 24 |  |  | 0.97 |  | Outdoor | Roof
Solar Registration Program | NJSRRE1542443595 | Barnegat | 8005 | 18 | 8.28 | Residential | Yes | Behind the Meter | Pro Custom Solar dba Momentum Solar | AC Electric | Accepted | 2019-09-26 | 2019-09-30 | 2020-09-30 | LG ELECTRONICS | LG 345N1C-V5 | Solar Panels |  | 0.345 | 6 | 154 | 30 |  | Fixed | Roof
Solar Registration Program | NJSRRE1542443595 | Barnegat | 8005 | 18 | 8.28 | Residential | Yes | Behind the Meter | Pro Custom Solar dba Momentum Solar | AC Electric | Accepted | 2019-09-26 | 2019-09-30 | 2020-09-30 | LG ELECTRONICS | LG 345N1C-V5 | Solar Panels |  | 0.345 | 9 | 334 | 31 |  | Fixed | Roof
Solar Registration Program | NJSRRE1542443595 | Barnegat | 8005 | 18 | 8.28 | Residential | Yes | Behind the Meter | Pro Custom Solar dba Momentum Solar | AC Electric | Accepted | 2019-09-26 | 2019-09-30 | 2020-09-30 | LG ELECTRONICS | LG 345N1C-V5 | Solar Panels |  | 0.345 | 9 | 154 | 31 |  | Fixed | Roof
Solar Registration Program | NJSRRE1542443595 | Barnegat | 8005 | 18 | 8.28 | Residential | Yes | Behind the Meter | Pro Custom Solar dba Momentum Solar | AC Electric | Accepted | 2019-09-26 | 2019-09-30 | 2020-09-30 | Enphase Energy | IQ7-60-2-US | Inverters | 250 |  | 24 |  |  | 0.97 |  | Outdoor | Roof
Solar Registration Program | NJSRRE1542443691 | Paterson | 7502 | 6 | 8.28 | Residential | Yes | Behind the Meter | Pro Custom Solar dba Momentum Solar | PSE&G | Accepted | 2019-09-26 | 2019-09-30 | 2020-09-30 | LG ELECTRONICS | LG 345N1C-V5 | Solar Panels |  | 0.345 | 11 | 138 | 44 |  | Fixed | Roof
Solar Registration Program | NJSRRE1542443691 | Paterson | 7502 | 6 | 8.28 | Residential | Yes | Behind the Meter | Pro Custom Solar dba Momentum Solar | PSE&G | Accepted | 2019-09-26 | 2019-09-30 | 2020-09-30 | LG ELECTRONICS | LG 345N1C-V5 | Solar Panels |  | 0.345 | 13 | 318 | 44 |  | Fixed | Roof
Solar Registration Program | NJSRRE1542443691 | Paterson | 7502 | 6 | 8.28 | Residential | Yes | Behind the Meter | Pro Custom Solar dba Momentum Solar | PSE&G | Accepted | 2019-09-26 | 2019-09-30 | 2020-09-30 | Enphase Energy | IQ7-60-2-US | Inverters | 250 |  | 24 |  |  | 0.97 |  | Outdoor | Roof
Solar Registration Program | NJSRRE1542467636 | Bayonne | 7002 | 8 | 8.28 | Residential | Yes | Behind the Meter | Pro Custom Solar dba Momentum Solar | PSE&G | Accepted | 2019-10-01 | 2019-10-03 | 2020-10-03 | LG ELECTRONICS | LG 345N1C-V5 | Solar Panels |  | 0.345 | 4 | 282 | 30 |  | Fixed | Roof
Solar Registration Program | NJSRRE1542467636 | Bayonne | 7002 | 8 | 8.28 | Residential | Yes | Behind the Meter | Pro Custom Solar dba Momentum Solar | PSE&G | Accepted | 2019-10-01 | 2019-10-03 | 2020-10-03 | LG ELECTRONICS | LG 345N1C-V5 | Solar Panels |  | 0.345 | 8 | 102 | 33 |  | Fixed | Roof
Solar Registration Program | NJSRRE1542467636 | Bayonne | 7002 | 8 | 8.28 | Residential | Yes | Behind the Meter | Pro Custom Solar dba Momentum Solar | PSE&G | Accepted | 2019-10-01 | 2019-10-03 | 2020-10-03 | LG ELECTRONICS | LG 345N1C-V5 | Solar Panels |  | 0.345 | 12 | 191 | 2 |  | Fixed | Roof
Solar Registration Program | NJSRRE1542467636 | Bayonne | 7002 | 8 | 8.28 | Residential | Yes | Behind the Meter | Pro Custom Solar dba Momentum Solar | PSE&G | Accepted | 2019-10-01 | 2019-10-03 | 2020-10-03 | Enphase Energy | IQ7-60-2-US | Inverters | 250 |  | 24 |  |  | 0.97 |  | Outdoor | Roof
Solar Registration Program | NJSRRE1542498260 | PENNS GROVE | 8069 | 16 | 8.28 | Residential | Yes | Behind the Meter | Pro Custom Solar dba Momentum Solar | AC Electric | Accepted | 2019-10-02 | 2019-10-04 | 2020-10-04 | LG ELECTRONICS | LG 345N1C-V5 | Solar Panels |  | 0.345 | 10 | 214 | 52 |  | Fixed | Roof
Solar Registration Program | NJSRRE1542498260 | PENNS GROVE | 8069 | 16 | 8.28 | Residential | Yes | Behind the Meter | Pro Custom Solar dba Momentum Solar | AC Electric | Accepted | 2019-10-02 | 2019-10-04 | 2020-10-04 | LG ELECTRONICS | LG 345N1C-V5 | Solar Panels |  | 0.345 | 6 | 215 | 7 |  | Fixed | Roof
Solar Registration Program | NJSRRE1542498260 | PENNS GROVE | 8069 | 16 | 8.28 | Residential | Yes | Behind the Meter | Pro Custom Solar dba Momentum Solar | AC Electric | Accepted | 2019-10-02 | 2019-10-04 | 2020-10-04 | LG ELECTRONICS | LG 345N1C-V5 | Solar Panels |  | 0.345 | 8 | 214 | 52 |  | Fixed | Roof
Solar Registration Program | NJSRRE1542498260 | PENNS GROVE | 8069 | 16 | 8.28 | Residential | Yes | Behind the Meter | Pro Custom Solar dba Momentum Solar | AC Electric | Accepted | 2019-10-02 | 2019-10-04 | 2020-10-04 | Enphase Energy | IQ7-60-2-US | Inverters | 250 |  | 24 |  |  | 0.97 |  | Outdoor | Roof
Solar Registration Program | NJSRRE1542518937 | Little Ferry | 7643 | 7 | 8.28 | Residential | Yes | Behind the Meter | Pro Custom Solar dba Momentum Solar | PSE&G | Accepted | 2019-10-09 | 2019-10-11 | 2020-10-11 | LG ELECTRONICS | LG 345N1C-V5 | Solar Panels |  | 0.345 | 8 | 203 | 26 |  | Fixed | Roof
Solar Registration Program | NJSRRE1542518937 | Little Ferry | 7643 | 7 | 8.28 | Residential | Yes | Behind the Meter | Pro Custom Solar dba Momentum Solar | PSE&G | Accepted | 2019-10-09 | 2019-10-11 | 2020-10-11 | LG ELECTRONICS | LG 345N1C-V5 | Solar Panels |  | 0.345 | 16 | 113 | 26 |  | Fixed | Roof
Solar Registration Program | NJSRRE1542518937 | Little Ferry | 7643 | 7 | 8.28 | Residential | Yes | Behind the Meter | Pro Custom Solar dba Momentum Solar | PSE&G | Accepted | 2019-10-09 | 2019-10-11 | 2020-10-11 | Enphase Energy | IQ7-60-2-US | Inverters | 250 |  | 24 |  |  | 0.97 |  | Outdoor | Roof
Solar Registration Program | NJSRRE1542541980 | HAZLET | 7730 | 17 | 8.28 | Residential | Yes | Behind the Meter | Sea Bright Solar, LLC | JCP&L | Accepted | 2019-10-14 | 2019-10-16 | 2020-10-16 | SUNPOWER | SPR-X22-360-E-AC | Solar Panels |  | 0.36 | 11 | 200 | 9 |  | Fixed | Roof | SW
Solar Registration Program | NJSRRE1542541980 | HAZLET | 7730 | 17 | 8.28 | Residential | Yes | Behind the Meter | Sea Bright Solar, LLC | JCP&L | Accepted | 2019-10-14 | 2019-10-16 | 2020-10-16 | SUNPOWER | SPR-X22-360-E-AC | Solar Panels |  | 0.36 | 12 | 20 | 9 |  | Fixed | Roof | NE
Solar Registration Program | NJSRRE1542541980 | HAZLET | 7730 | 17 | 8.28 | Residential | Yes | Behind the Meter | Sea Bright Solar, LLC | JCP&L | Accepted | 2019-10-14 | 2019-10-16 | 2020-10-16 | SUNPOWER | SPR-X22-360-E-AC | Inverters | 320 |  | 23 |  |  | 0.96 |  | Outside | BENEATH ARRAY
Solar Registration Program | NJSRRE1542554114 | Old Bridge | 8857 | 11 | 8.28 | Residential | Yes | Behind the Meter | Pro Custom Solar dba Momentum Solar | JCP&L | Accepted | 2019-10-17 | 2019-10-21 | 2020-10-21 | LG ELECTRONICS | LG 345N1C-V5 | Solar Panels |  | 0.345 | 10 | 83 | 18 |  | Fixed | Roof
Solar Registration Program | NJSRRE1542554114 | Old Bridge | 8857 | 11 | 8.28 | Residential | Yes | Behind the Meter | Pro Custom Solar dba Momentum Solar | JCP&L | Accepted | 2019-10-17 | 2019-10-21 | 2020-10-21 | LG ELECTRONICS | LG 345N1C-V5 | Solar Panels |  | 0.345 | 4 | 83 | 42 |  | Fixed | Roof
Solar Registration Program | NJSRRE1542554114 | Old Bridge | 8857 | 11 | 8.28 | Residential | Yes | Behind the Meter | Pro Custom Solar dba Momentum Solar | JCP&L | Accepted | 2019-10-17 | 2019-10-21 | 2020-10-21 | LG ELECTRONICS | LG 345N1C-V5 | Solar Panels |  | 0.345 | 10 | 263 | 42 |  | Fixed | Roof
Solar Registration Program | NJSRRE1542554114 | Old Bridge | 8857 | 11 | 8.28 | Residential | Yes | Behind the Meter | Pro Custom Solar dba Momentum Solar | JCP&L | Accepted | 2019-10-17 | 2019-10-21 | 2020-10-21 | Enphase Energy | IQ7-60-2-US | Inverters | 250 |  | 24 |  |  | 0.97 |  | Outdoor | Roof
Solar Registration Program | NJSRRE1542581999 | Woodbridge Township | 7067 | 10 | 8.28 | Residential | No | Behind the Meter | Pro Custom Solar dba Momentum Solar | PSE&G | Accepted | 2019-10-24 | 2019-10-28 | 2020-10-28 | LG Electronics | LG 345N1C-V5 | Solar Panels |  | 0.345 | 12 | 174 | 41 |  | Fixed | Roof
Solar Registration Program | NJSRRE1542581999 | Woodbridge Township | 7067 | 10 | 8.28 | Residential | No | Behind the Meter | Pro Custom Solar dba Momentum Solar | PSE&G | Accepted | 2019-10-24 | 2019-10-28 | 2020-10-28 | LG Electronics | LG 345N1C-V5 | Solar Panels |  | 0.345 | 4 | 264 | 41 |  | Fixed | Roof
Solar Registration Program | NJSRRE1542581999 | Woodbridge Township | 7067 | 10 | 8.28 | Residential | No | Behind the Meter | Pro Custom Solar dba Momentum Solar | PSE&G | Accepted | 2019-10-24 | 2019-10-28 | 2020-10-28 | LG Electronics | LG 345N1C-V5 | Solar Panels |  | 0.345 | 8 | 174 | 5 |  | Fixed | Roof
Solar Registration Program | NJSRRE1542581999 | Woodbridge Township | 7067 | 10 | 8.28 | Residential | No | Behind the Meter | Pro Custom Solar dba Momentum Solar | PSE&G | Accepted | 2019-10-24 | 2019-10-28 | 2020-10-28 | Enphase Energy | IQ7PLUS-72-2-US | Inverters | 295 |  | 24 |  |  | 0.97 |  | Outdoor | Roof
Solar Registration Program | NJSRRE1542582580 | Avon-by-the-Sea | 7717 | 17 | 8.28 | Residential | No | Behind the Meter | Pro Custom Solar dba Momentum Solar | JCP&L | Accepted | 2019-10-24 | 2019-10-28 | 2020-10-28 | LG Electronics | LG 345N1C-V5 | Solar Panels |  | 0.345 | 8 | 106 | 39 |  | Fixed | Roof
Solar Registration Program | NJSRRE1542582580 | Avon-by-the-Sea | 7717 | 17 | 8.28 | Residential | No | Behind the Meter | Pro Custom Solar dba Momentum Solar | JCP&L | Accepted | 2019-10-24 | 2019-10-28 | 2020-10-28 | LG Electronics | LG 345N1C-V5 | Solar Panels |  | 0.345 | 6 | 286 | 41 |  | Fixed | Roof
Solar Registration Program | NJSRRE1542582580 | Avon-by-the-Sea | 7717 | 17 | 8.28 | Residential | No | Behind the Meter | Pro Custom Solar dba Momentum Solar | JCP&L | Accepted | 2019-10-24 | 2019-10-28 | 2020-10-28 | LG Electronics | LG 345N1C-V5 | Solar Panels |  | 0.345 | 4 | 106 | 40 |  | Fixed | Roof
Solar Registration Program | NJSRRE1542582580 | Avon-by-the-Sea | 7717 | 17 | 8.28 | Residential | No | Behind the Meter | Pro Custom Solar dba Momentum Solar | JCP&L | Accepted | 2019-10-24 | 2019-10-28 | 2020-10-28 | LG Electronics | LG 345N1C-V5 | Solar Panels |  | 0.345 | 6 | 286 | 41 |  | Fixed | Roof
Solar Registration Program | NJSRRE1542582580 | Avon-by-the-Sea | 7717 | 17 | 8.28 | Residential | No | Behind the Meter | Pro Custom Solar dba Momentum Solar | JCP&L | Accepted | 2019-10-24 | 2019-10-28 | 2020-10-28 | Enphase Energy | IQ7PLUS-72-2-US | Inverters | 295 |  | 24 |  |  | 0.97 |  | Outdoor | Roof
Solar Registration Program | NJSRRE1542684397 | Lake Hiawatha | 7034 | 3 | 8.28 | Residential | Yes | Behind the Meter | Pro Custom Solar dba Momentum Solar | JCP&L | Accepted | 2019-10-28 | 2019-10-30 | 2020-10-30 | LG Electronics | LG 345N1C-V5 | Solar Panels |  | 0.345 | 6 | 358 | 24 |  | Fixed | Roof
Solar Registration Program | NJSRRE1542684397 | Lake Hiawatha | 7034 | 3 | 8.28 | Residential | Yes | Behind the Meter | Pro Custom Solar dba Momentum Solar | JCP&L | Accepted | 2019-10-28 | 2019-10-30 | 2020-10-30 | LG Electronics | LG 345N1C-V5 | Solar Panels |  | 0.345 | 18 | 178 | 25 |  | Fixed | Roof
Solar Registration Program | NJSRRE1542684397 | Lake Hiawatha | 7034 | 3 | 8.28 | Residential | Yes | Behind the Meter | Pro Custom Solar dba Momentum Solar | JCP&L | Accepted | 2019-10-28 | 2019-10-30 | 2020-10-30 | Enphase Energy | IQ7PLUS-72-2-US | Inverters | 295 |  | 24 |  |  | 0.97 |  | Outdoor | Roof
Solar Registration Program | NJSRRE1542921194 | Delran | 8075 | 13 | 8.28 | Residential | Yes | Behind the Meter | Pro Custom Solar dba Momentum Solar | PSE&G | Accepted | 2019-11-05 | 2019-11-06 | 2020-11-06 | LG Electronics | LG 345N1C-V5 | Solar Panels |  | 0.345 | 6 | 240 | 17 |  | Fixed | Roof
Solar Registration Program | NJSRRE1542921194 | Delran | 8075 | 13 | 8.28 | Residential | Yes | Behind the Meter | Pro Custom Solar dba Momentum Solar | PSE&G | Accepted | 2019-11-05 | 2019-11-06 | 2020-11-06 | LG Electronics | LG 345N1C-V5 | Solar Panels |  | 0.345 | 18 | 240 | 19 |  | Fixed | Roof
Solar Registration Program | NJSRRE1542921194 | Delran | 8075 | 13 | 8.28 | Residential | Yes | Behind the Meter | Pro Custom Solar dba Momentum Solar | PSE&G | Accepted | 2019-11-05 | 2019-11-06 | 2020-11-06 | Enphase Energy | IQ7PLUS-72-2-US | Inverters | 295 |  | 24 |  |  | 0.97 |  | Outdoor | Roof
Solar Registration Program | NJSRRE1543437107 | Rutherford | 7070 | 7 | 8.28 | Residential | No | Behind the Meter | Pro Custom Solar dba Momentum Solar | PSE&G | Accepted | 2019-11-22 | 2019-11-26 | 2020-11-26 | LG Electronics | LG 345N1C-V5 | Solar Panels |  | 0.345 | 4 | 128 | 31 |  | Fixed | Roof
Solar Registration Program | NJSRRE1543437107 | Rutherford | 7070 | 7 | 8.28 | Residential | No | Behind the Meter | Pro Custom Solar dba Momentum Solar | PSE&G | Accepted | 2019-11-22 | 2019-11-26 | 2020-11-26 | LG Electronics | LG 345N1C-V5 | Solar Panels |  | 0.345 | 6 | 38 | 32 |  | Fixed | Roof
Solar Registration Program | NJSRRE1543437107 | Rutherford | 7070 | 7 | 8.28 | Residential | No | Behind the Meter | Pro Custom Solar dba Momentum Solar | PSE&G | Accepted | 2019-11-22 | 2019-11-26 | 2020-11-26 | LG Electronics | LG 345N1C-V5 | Solar Panels |  | 0.345 | 4 | 38 | 32 |  | Fixed | Roof
Solar Registration Program | NJSRRE1543437107 | Rutherford | 7070 | 7 | 8.28 | Residential | No | Behind the Meter | Pro Custom Solar dba Momentum Solar | PSE&G | Accepted | 2019-11-22 | 2019-11-26 | 2020-11-26 | LG Electronics | LG 345N1C-V5 | Solar Panels |  | 0.345 | 4 | 218 | 32 |  | Fixed | Roof
Solar Registration Program | NJSRRE1543437107 | Rutherford | 7070 | 7 | 8.28 | Residential | No | Behind the Meter | Pro Custom Solar dba Momentum Solar | PSE&G | Accepted | 2019-11-22 | 2019-11-26 | 2020-11-26 | LG Electronics | LG 345N1C-V5 | Solar Panels |  | 0.345 | 6 | 218 | 32 |  | Fixed | Roof
Solar Registration Program | NJSRRE1543437107 | Rutherford | 7070 | 7 | 8.28 | Residential | No | Behind the Meter | Pro Custom Solar dba Momentum Solar | PSE&G | Accepted | 2019-11-22 | 2019-11-26 | 2020-11-26 | Enphase Energy | IQ7PLUS-72-2-US | Inverters | 295 |  | 24 |  |  | 0.97 |  | Outdoor | Roof
Solar Registration Program | NJSRRE1543446592 | Piscataway | 8854 | 11 | 8.28 | Residential | No | Behind the Meter | Pro Custom Solar dba Momentum Solar | PSE&G | Accepted | 2019-11-26 | 2019-12-02 | 2020-12-02 | Enphase Energy | IQ7PLUS-72-2-US | Inverters | 295 |  | 24 |  |  | 0.97 |  | Outdoor | Roof
Solar Registration Program | NJSRRE1543446592 | Piscataway | 8854 | 11 | 8.28 | Residential | No | Behind the Meter | Pro Custom Solar dba Momentum Solar | PSE&G | Accepted | 2019-11-26 | 2019-12-02 | 2020-12-02 | LG Electronics | LG 345N1C-V5 | Solar Panels |  | 0.345 | 12 | 121 | 29 |  | Fixed | Roof
Solar Registration Program | NJSRRE1543446592 | Piscataway | 8854 | 11 | 8.28 | Residential | No | Behind the Meter | Pro Custom Solar dba Momentum Solar | PSE&G | Accepted | 2019-11-26 | 2019-12-02 | 2020-12-02 | LG Electronics | LG 345N1C-V5 | Solar Panels |  | 0.345 | 12 | 120 | 26 |  | Fixed | Roof
Solar Registration Program | NJSRRE1543478353 | Parsippany | 7054 | 3 | 8.28 | Residential | No | Behind the Meter | Pro Custom Solar dba Momentum Solar | JCP&L | Accepted | 2019-12-04 | 2019-12-06 | 2020-12-06 | LG Electronics | LG 345N1C-V5 | Solar Panels |  | 0.345 | 24 | 172 | 27 |  | Fixed | Roof
Solar Registration Program | NJSRRE1543478353 | Parsippany | 7054 | 3 | 8.28 | Residential | No | Behind the Meter | Pro Custom Solar dba Momentum Solar | JCP&L | Accepted | 2019-12-04 | 2019-12-06 | 2020-12-06 | Enphase Energy | IQ7PLUS-72-2-US | Inverters | 295 |  | 24 |  |  | 0.97 |  | Outdoor | Roof
Solar Registration Program | NJSRRE1543502063 | Rutherford | 7070 | 7 | 8.28 | Residential | Yes | Behind the Meter | Pro Custom Solar dba Momentum Solar | PSE&G | Accepted | 2019-12-09 | 2019-12-11 | 2020-12-11 | LG ELECTRONICS | LG 345N1C-V5 | Solar Panels |  | 0.345 | 14 | 127 | 25 |  | Fixed | Roof
Solar Registration Program | NJSRRE1543502063 | Rutherford | 7070 | 7 | 8.28 | Residential | Yes | Behind the Meter | Pro Custom Solar dba Momentum Solar | PSE&G | Accepted | 2019-12-09 | 2019-12-11 | 2020-12-11 | LG ELECTRONICS | LG 345N1C-V5 | Solar Panels |  | 0.345 | 10 | 307 | 24 |  | Fixed | Roof
Solar Registration Program | NJSRRE1543502063 | Rutherford | 7070 | 7 | 8.28 | Residential | Yes | Behind the Meter | Pro Custom Solar dba Momentum Solar | PSE&G | Accepted | 2019-12-09 | 2019-12-11 | 2020-12-11 | Enphase Energy | IQ7Plus-72-2-US | Inverters | 295 |  | 24 |  |  | 0.97 |  | Outdoor | Roof
Solar Registration Program | NJSRRE1543513048 | Orange | 7050 | 9 | 8.28 | Residential | Yes | Behind the Meter | Pro Custom Solar dba Momentum Solar | PSE&G | Accepted | 2019-12-11 | 2019-12-18 | 2020-12-18 | LG ELECTRONICS | LG 345N1C-V5 | Solar Panels |  | 0.345 | 10 | 210 | 32 |  | Fixed | Roof
Solar Registration Program | NJSRRE1543513048 | Orange | 7050 | 9 | 8.28 | Residential | Yes | Behind the Meter | Pro Custom Solar dba Momentum Solar | PSE&G | Accepted | 2019-12-11 | 2019-12-18 | 2020-12-18 | LG ELECTRONICS | LG 345N1C-V5 | Solar Panels |  | 0.345 | 4 | 120 | 32 |  | Fixed | Roof
Solar Registration Program | NJSRRE1543513048 | Orange | 7050 | 9 | 8.28 | Residential | Yes | Behind the Meter | Pro Custom Solar dba Momentum Solar | PSE&G | Accepted | 2019-12-11 | 2019-12-18 | 2020-12-18 | LG ELECTRONICS | LG 345N1C-V5 | Solar Panels |  | 0.345 | 6 | 300 | 32 |  | Fixed | Roof
Solar Registration Program | NJSRRE1543513048 | Orange | 7050 | 9 | 8.28 | Residential | Yes | Behind the Meter | Pro Custom Solar dba Momentum Solar | PSE&G | Accepted | 2019-12-11 | 2019-12-18 | 2020-12-18 | LG ELECTRONICS | LG 345N1C-V5 | Solar Panels |  | 0.345 | 2 | 120 | 20 |  | Fixed | Roof
Solar Registration Program | NJSRRE1543513048 | Orange | 7050 | 9 | 8.28 | Residential | Yes | Behind the Meter | Pro Custom Solar dba Momentum Solar | PSE&G | Accepted | 2019-12-11 | 2019-12-18 | 2020-12-18 | LG ELECTRONICS | LG 345N1C-V5 | Solar Panels |  | 0.345 | 2 | 300 | 20 |  | Fixed | Roof
Solar Registration Program | NJSRRE1543513048 | Orange | 7050 | 9 | 8.28 | Residential | Yes | Behind the Meter | Pro Custom Solar dba Momentum Solar | PSE&G | Accepted | 2019-12-11 | 2019-12-18 | 2020-12-18 | Enphase Energy | IQ7Plus-72-2-US | Inverters | 290 |  | 24 |  |  | 0.97 |  | Outdoor | Roof
Solar Registration Program | NJSRRE1543570929 | Gloucester City | 8030 | 14 | 8.28 | Residential | No | Behind the Meter | Sunrun Installation Services, Inc. | PSE&G | Accepted | 2019-12-19 | 2019-12-26 | 2020-12-26 | LG Electronics | LG345N1C-V5 | Solar Panels |  | 0.345 | 24 | 218 | 34 |  | Fixed | Roof
Solar Registration Program | NJSRRE1543570929 | Gloucester City | 8030 | 14 | 8.28 | Residential | No | Behind the Meter | Sunrun Installation Services, Inc. | PSE&G | Accepted | 2019-12-19 | 2019-12-26 | 2020-12-26 | Enphase Energy | IQ7PLUS-72-x-US (240V) | Inverters | 290 |  | 24 |  |  | 0.96 |  | Outdoor | Rooftop
Solar Registration Program | NJSRRE1543571080 | Bergenfield | 7621 | 7 | 8.28 | Residential | Yes | Behind the Meter | Pro Custom Solar dba Momentum Solar | PSE&G | Accepted | 2019-12-19 | 2019-12-26 | 2020-12-26 | LG Electronics | LG 345N1C-V5 | Solar Panels |  | 0.345 | 10 | 103 | 15 |  | Fixed | Roof
Solar Registration Program | NJSRRE1543571080 | Bergenfield | 7621 | 7 | 8.28 | Residential | Yes | Behind the Meter | Pro Custom Solar dba Momentum Solar | PSE&G | Accepted | 2019-12-19 | 2019-12-26 | 2020-12-26 | LG Electronics | LG 345N1C-V5 | Solar Panels |  | 0.345 | 14 | 283 | 13 |  | Fixed | Roof
Solar Registration Program | NJSRRE1543571080 | Bergenfield | 7621 | 7 | 8.28 | Residential | Yes | Behind the Meter | Pro Custom Solar dba Momentum Solar | PSE&G | Accepted | 2019-12-19 | 2019-12-26 | 2020-12-26 | Enphase Energy | IQ7PLUS-72-2-US | Inverters | 295 |  | 24 |  |  | 0.97 |  | Outdoor | Roof
Solar Registration Program | NJSRRE1543651642 | New Brunswick | 8901 | 11 | 8.28 | Residential | No | Behind the Meter | Pro Custom Solar dba Momentum Solar | PSE&G | Accepted | 2019-12-23 | 2019-12-30 | 2020-12-30 | LG ELECTRONICS | LG 345N1C-V5 | Solar Panels |  | 0.345 | 12 | 128 | 38 |  | Fixed | Roof
Solar Registration Program | NJSRRE1543651642 | New Brunswick | 8901 | 11 | 8.28 | Residential | No | Behind the Meter | Pro Custom Solar dba Momentum Solar | PSE&G | Accepted | 2019-12-23 | 2019-12-30 | 2020-12-30 | LG ELECTRONICS | LG 345N1C-V5 | Solar Panels |  | 0.345 | 12 | 308 | 38 |  | Fixed | Roof
Solar Registration Program | NJSRRE1543651642 | New Brunswick | 8901 | 11 | 8.28 | Residential | No | Behind the Meter | Pro Custom Solar dba Momentum Solar | PSE&G | Accepted | 2019-12-23 | 2019-12-30 | 2020-12-30 | Enphase Energy | IQ7Plus-72-2-US | Inverters | 290 |  | 24 |  |  | 0.97 |  | Outdoor | Roof
Solar Registration Program | NJSRRE1540216158 | Old Tappan | 7675 | 7 | 8.32 | Residential | Yes | Behind the Meter | Vivint Solar Developer, LLC | Orange Rockland Electric | Accepted | 2019-01-08 | 2019-01-11 | 2020-01-11 | Trina Solar | TSM-260 PD05.08 | Solar Panels |  | 0.26 | 9 | 270 | 32 |  | Fixed | Roof
Solar Registration Program | NJSRRE1540216158 | Old Tappan | 7675 | 7 | 8.32 | Residential | Yes | Behind the Meter | Vivint Solar Developer, LLC | Orange Rockland Electric | Accepted | 2019-01-08 | 2019-01-11 | 2020-01-11 | Trina Solar | TSM-260 PD05.08 | Solar Panels |  | 0.26 | 23 | 180 | 42 |  | Fixed | Roof
Solar Registration Program | NJSRRE1540216158 | Old Tappan | 7675 | 7 | 8.32 | Residential | Yes | Behind the Meter | Vivint Solar Developer, LLC | Orange Rockland Electric | Accepted | 2019-01-08 | 2019-01-11 | 2020-01-11 | Enphase Energy | M215-60-2LL-S22-IG | Inverters | 215 |  | 32 |  |  | 0.96 |  | Other | Underneath each module.
Solar Registration Program | NJSRRE1541688358 | Landisville | 8326 | 19 | 8.32 | Residential | No | Behind the Meter | Castle Energy, LLC | AC Electric | Accepted | 2019-07-19 | 2019-07-23 | 2020-07-23 | LG Electronics | LG320N1K-A5 | Solar Panels |  | 0.32 | 3 | 154 | 20 |  | Fixed | Roof
Solar Registration Program | NJSRRE1541688358 | Landisville | 8326 | 19 | 8.32 | Residential | No | Behind the Meter | Castle Energy, LLC | AC Electric | Accepted | 2019-07-19 | 2019-07-23 | 2020-07-23 | LG Electronics | LG320N1K-A5 | Solar Panels |  | 0.32 | 16 | 243 | 36 |  | Fixed | Roof
Solar Registration Program | NJSRRE1541688358 | Landisville | 8326 | 19 | 8.32 | Residential | No | Behind the Meter | Castle Energy, LLC | AC Electric | Accepted | 2019-07-19 | 2019-07-23 | 2020-07-23 | LG Electronics | LG320N1K-A5 | Solar Panels |  | 0.32 | 3 | 243 | 29 |  | Fixed | Roof
Solar Registration Program | NJSRRE1541688358 | Landisville | 8326 | 19 | 8.32 | Residential | No | Behind the Meter | Castle Energy, LLC | AC Electric | Accepted | 2019-07-19 | 2019-07-23 | 2020-07-23 | LG Electronics | LG320N1K-A5 | Solar Panels |  | 0.32 | 4 | 153 | 20 |  | Fixed | Roof
Solar Registration Program | NJSRRE1541688358 | Landisville | 8326 | 19 | 8.32 | Residential | No | Behind the Meter | Castle Energy, LLC | AC Electric | Accepted | 2019-07-19 | 2019-07-23 | 2020-07-23 | Enphase Energy | IQ7-60-2-US | Inverters | 240 |  | 26 |  |  | 0.967 |  | Outside | on the rooftop under each solar panel
Solar Registration Program | NJSRRE1541833056 | Ceder Grove | 7009 | 9 | 8.32 | Residential | No | Behind the Meter | Morgan Associates and Consulting LLC | PSE&G | Accepted | 2019-08-14 | 2019-08-23 | 2020-08-23 | Canadian Solar | 260 | Solar Panels |  | 0.26 | 32 | 172 | 18 |  | Fixed | Roof
Solar Registration Program | NJSRRE1541833056 | Ceder Grove | 7009 | 9 | 8.32 | Residential | No | Behind the Meter | Morgan Associates and Consulting LLC | PSE&G | Accepted | 2019-08-14 | 2019-08-23 | 2020-08-23 | ENphase | 215 | Inverters | 215 |  | 32 |  |  | 0.98 |  | Outside | Roof
Solar Registration Program | NJSRRE1542559334 | CHERRY HILL | 8002 | 14 | 8.32 | Residential | Yes | Behind the Meter | Vivint Solar Developer, LLC | PSE&G | Accepted | 2019-10-18 | 2019-10-22 | 2020-10-22 | Jinko Solar | JKM320M-60HBL | Solar Panels |  | 0.32 | 3 | 224 | 23 |  | Fixed | Roof
Solar Registration Program | NJSRRE1542559334 | CHERRY HILL | 8002 | 14 | 8.32 | Residential | Yes | Behind the Meter | Vivint Solar Developer, LLC | PSE&G | Accepted | 2019-10-18 | 2019-10-22 | 2020-10-22 | Jinko Solar | JKM320M-60HBL | Solar Panels |  | 0.32 | 7 | 134 | 23 |  | Fixed | Roof
Solar Registration Program | NJSRRE1542559334 | CHERRY HILL | 8002 | 14 | 8.32 | Residential | Yes | Behind the Meter | Vivint Solar Developer, LLC | PSE&G | Accepted | 2019-10-18 | 2019-10-22 | 2020-10-22 | Jinko Solar | JKM320M-60HBL | Solar Panels |  | 0.32 | 8 | 314 | 23 |  | Fixed | Roof
Solar Registration Program | NJSRRE1542559334 | CHERRY HILL | 8002 | 14 | 8.32 | Residential | Yes | Behind the Meter | Vivint Solar Developer, LLC | PSE&G | Accepted | 2019-10-18 | 2019-10-22 | 2020-10-22 | Jinko Solar | JKM320M-60HBL | Solar Panels |  | 0.32 | 6 | 224 | 12 |  | Fixed | Roof
Solar Registration Program | NJSRRE1542559334 | CHERRY HILL | 8002 | 14 | 8.32 | Residential | Yes | Behind the Meter | Vivint Solar Developer, LLC | PSE&G | Accepted | 2019-10-18 | 2019-10-22 | 2020-10-22 | Jinko Solar | JKM320M-60HBL | Solar Panels |  | 0.32 | 2 | 44 | 12 |  | Fixed | Roof
Solar Registration Program | NJSRRE1542559334 | CHERRY HILL | 8002 | 14 | 8.32 | Residential | Yes | Behind the Meter | Vivint Solar Developer, LLC | PSE&G | Accepted | 2019-10-18 | 2019-10-22 | 2020-10-22 | Solar Edge | SE7600H-US000BNC4 | Inverters | 7600 |  | 1 |  |  | 0.992 |  | Outdoor | Near the Utility Meter
Solar Registration Program | NJSRRE1542797462 | Hillsborough | 8844 | 5 | 8.32 | Residential | No | Behind the Meter | Green Power Energy | PSE&G | Accepted | 2019-10-30 | 2019-11-01 | 2020-11-01 | Silfab | SLA320M | Solar Panels |  | 0.32 | 13 | 199 | 27 |  | Fixed | Roof
Solar Registration Program | NJSRRE1542797462 | Hillsborough | 8844 | 5 | 8.32 | Residential | No | Behind the Meter | Green Power Energy | PSE&G | Accepted | 2019-10-30 | 2019-11-01 | 2020-11-01 | Silfab | SLA320M | Solar Panels |  | 0.32 | 13 | 199 | 27 |  | Fixed | Roof
Solar Registration Program | NJSRRE1542797462 | Hillsborough | 8844 | 5 | 8.32 | Residential | No | Behind the Meter | Green Power Energy | PSE&G | Accepted | 2019-10-30 | 2019-11-01 | 2020-11-01 | SolarEdge | SE7600H-US | Inverters | 7600 |  | 1 |  |  | 0.97 |  | Outside | next to meter
Solar Registration Program | NJSRRE1543046471 | LAKE HOPATCONG | 7849 | 3 | 8.32 | Residential | Yes | Behind the Meter | Vivint Solar Developer, LLC | JCP&L | Accepted | 2019-11-08 | 2019-11-12 | 2020-11-12 | Trina Solar | TSM-260 PD05.08 | Solar Panels |  | 0.26 | 17 | 274 | 25 |  | Fixed | Roof
Solar Registration Program | NJSRRE1543046471 | LAKE HOPATCONG | 7849 | 3 | 8.32 | Residential | Yes | Behind the Meter | Vivint Solar Developer, LLC | JCP&L | Accepted | 2019-11-08 | 2019-11-12 | 2020-11-12 | Trina Solar | TSM-260 PD05.08 | Solar Panels |  | 0.26 | 15 | 94 | 25 |  | Fixed | Roof
Solar Registration Program | NJSRRE1543046471 | LAKE HOPATCONG | 7849 | 3 | 8.32 | Residential | Yes | Behind the Meter | Vivint Solar Developer, LLC | JCP&L | Accepted | 2019-11-08 | 2019-11-12 | 2020-11-12 | ENPHASE | M215-60-2LL-S2x-IG | Inverters | 215 |  | 32 |  |  | 0.96 |  | Other | Underneath each module
Solar Registration Program | NJSRRE1543421697 | Elizabeth | 7201 | 10 | 8.32 | Residential | No | Behind the Meter | New Jersey Suntech | PSE&G | Accepted | 2019-11-19 | 2019-11-21 | 2020-11-21 | Jinko | JKM320M-60 | Solar Panels |  | 0.32 | 26 | 205 | 36 |  | Fixed | Roof
Solar Registration Program | NJSRRE1543421697 | Elizabeth | 7201 | 10 | 8.32 | Residential | No | Behind the Meter | New Jersey Suntech | PSE&G | Accepted | 2019-11-19 | 2019-11-21 | 2020-11-21 | Solaredge | SE7600-US | Inverters | 7600 |  | 1 |  |  | 0.97 |  | Outside | Next to utility meter
Solar Registration Program | NJSRRE1543427074 | Sewell | 8080 | 15 | 8.32 | Residential | No | Behind the Meter | Advanced Renewable Solutions | AC Electric | Accepted | 2019-11-20 | 2019-11-25 | 2020-11-25 | JINKO SOLAR | JKM320M-60 | Solar Panels |  | 0.32 | 26 | 142 | 34 |  | Fixed | Pole
Solar Registration Program | NJSRRE1543427074 | Sewell | 8080 | 15 | 8.32 | Residential | No | Behind the Meter | Advanced Renewable Solutions | AC Electric | Accepted | 2019-11-20 | 2019-11-25 | 2020-11-25 | SOLAR EDGE | SE6000H-US000N-NC2 | Inverters | 6000 |  | 1 |  |  | 0.992 |  | Outdoor | Wall mounted, adjacent to Utility Meter and Disconnect
Solar Registration Program | NJSRRE1543565588 | Egg Harbor Township | 8234 | 19 | 8.32 | Residential | No | Behind the Meter | Castle Energy, LLC | AC Electric | Accepted | 2019-12-18 | 2019-12-23 | 2020-12-23 | Hanwha Q-Cells | Q.Peak DUO-G5 320 | Solar Panels |  | 0.32 | 26 | 111 | 30 |  | Fixed | Roof
Solar Registration Program | NJSRRE1543565588 | Egg Harbor Township | 8234 | 19 | 8.32 | Residential | No | Behind the Meter | Castle Energy, LLC | AC Electric | Accepted | 2019-12-18 | 2019-12-23 | 2020-12-23 | Enphase Energy | IQ7-60-2-US | Inverters | 240 |  | 26 |  |  | 0.967 |  | Outdoor | on the rooftop under each solar panel
Solar Registration Program | NJSRRE1541046703 | Woodbridge | 8863 | 11 | 8.37 | Residential | Yes | Behind the Meter | Suntuity Solar LLC | PSE&G | Accepted | 2019-05-28 | 2019-05-30 | 2020-05-30 | Yingli Green Energy | YL310D-30b | Solar Panels |  | 0.31 | 11 | 18 | 26 |  | Fixed | Roof
Solar Registration Program | NJSRRE1541046703 | Woodbridge | 8863 | 11 | 8.37 | Residential | Yes | Behind the Meter | Suntuity Solar LLC | PSE&G | Accepted | 2019-05-28 | 2019-05-30 | 2020-05-30 | Yingli Green Energy | YL310D-30b | Solar Panels |  | 0.31 | 16 | 198 | 26 |  | Fixed | Roof
Solar Registration Program | NJSRRE1541046703 | Woodbridge | 8863 | 11 | 8.37 | Residential | Yes | Behind the Meter | Suntuity Solar LLC | PSE&G | Accepted | 2019-05-28 | 2019-05-30 | 2020-05-30 | Enphase Energy | IQ7-60-2-US | Inverters | 240 |  | 27 |  |  | 0.97 |  | Outdoor | Behind the PV modules
Solar Registration Program | NJSRRE1541124890 | Merchantville | 8109 | 14 | 8.37 | Residential | Yes | Behind the Meter | Vivint Solar Developer, LLC | PSE&G | Accepted | 2019-06-10 | 2019-06-11 | 2020-06-11 | Jinko Solar | JKM310M-60BL | Solar Panels |  | 0.31 | 2 | 212 | 22 |  | Fixed | Roof
Solar Registration Program | NJSRRE1541124890 | Merchantville | 8109 | 14 | 8.37 | Residential | Yes | Behind the Meter | Vivint Solar Developer, LLC | PSE&G | Accepted | 2019-06-10 | 2019-06-11 | 2020-06-11 | Jinko Solar | JKM310M-60BL | Solar Panels |  | 0.31 | 8 | 212 | 24 |  | Fixed | Roof
Solar Registration Program | NJSRRE1541124890 | Merchantville | 8109 | 14 | 8.37 | Residential | Yes | Behind the Meter | Vivint Solar Developer, LLC | PSE&G | Accepted | 2019-06-10 | 2019-06-11 | 2020-06-11 | Jinko Solar | Jinko Solar | Solar Panels |  | 0.31 | 6 | 302 | 22 |  | Fixed | Roof
Solar Registration Program | NJSRRE1541124890 | Merchantville | 8109 | 14 | 8.37 | Residential | Yes | Behind the Meter | Vivint Solar Developer, LLC | PSE&G | Accepted | 2019-06-10 | 2019-06-11 | 2020-06-11 | Jinko Solar | JKM310M-60BL | Solar Panels |  | 0.31 | 8 | 32 | 22 |  | Fixed | Roof
Solar Registration Program | NJSRRE1541124890 | Merchantville | 8109 | 14 | 8.37 | Residential | Yes | Behind the Meter | Vivint Solar Developer, LLC | PSE&G | Accepted | 2019-06-10 | 2019-06-11 | 2020-06-11 | Jinko Solar | JKM310M-60BL | Solar Panels |  | 0.31 | 3 | 32 | 24 |  | Fixed | Roof
Solar Registration Program | NJSRRE1541124890 | Merchantville | 8109 | 14 | 8.37 | Residential | Yes | Behind the Meter | Vivint Solar Developer, LLC | PSE&G | Accepted | 2019-06-10 | 2019-06-11 | 2020-06-11 | SolarEdge | SE7600H-US | Inverters | 7600 |  | 1 |  |  | 0.992 |  | Outdoor | Near the Utility Meter
Solar Registration Program | NJSRRE1541453305 | Lawnside | 8045 | 14 | 8.37 | Residential | Yes | Behind the Meter | Suntuity Solar LLC | PSE&G | Accepted | 2019-06-24 | 2019-06-26 | 2020-06-26 | Yingli Green Energy | YL310D-30b | Solar Panels |  | 0.31 | 27 | 93 | 21 |  | Fixed | Roof
Solar Registration Program | NJSRRE1541453305 | Lawnside | 8045 | 14 | 8.37 | Residential | Yes | Behind the Meter | Suntuity Solar LLC | PSE&G | Accepted | 2019-06-24 | 2019-06-26 | 2020-06-26 | Enphase Energy | IQ7-60-2-US | Inverters | 240 |  | 27 |  |  | 0.97 |  | Outdoor | Behind the PV Modules
Solar Registration Program | NJSRRE1541514272 | Bridgeton | 8302 | 20 | 8.37 | Residential | Yes | Behind the Meter | Suntuity Solar LLC | AC Electric | Accepted | 2019-07-01 | 2019-07-05 | 2020-07-05 | Yingli Green Energy | YL310D-30b | Solar Panels |  | 0.31 | 8 | 193 | 4 |  | Fixed | Roof
Solar Registration Program | NJSRRE1541514272 | Bridgeton | 8302 | 20 | 8.37 | Residential | Yes | Behind the Meter | Suntuity Solar LLC | AC Electric | Accepted | 2019-07-01 | 2019-07-05 | 2020-07-05 | Yingli Green Energy | YL310D-30b | Solar Panels |  | 0.31 | 9 | 193 | 24 |  | Fixed | Roof
Solar Registration Program | NJSRRE1541514272 | Bridgeton | 8302 | 20 | 8.37 | Residential | Yes | Behind the Meter | Suntuity Solar LLC | AC Electric | Accepted | 2019-07-01 | 2019-07-05 | 2020-07-05 | Yingli Green Energy | YL310D-30b | Solar Panels |  | 0.31 | 10 | 193 | 10 |  | Fixed | Roof
Solar Registration Program | NJSRRE1541514272 | Bridgeton | 8302 | 20 | 8.37 | Residential | Yes | Behind the Meter | Suntuity Solar LLC | AC Electric | Accepted | 2019-07-01 | 2019-07-05 | 2020-07-05 | Enphase Energy | IQ7-60-2-US | Inverters | 240 |  | 27 |  |  | 0.97 |  | Outdoor | Behind the PV Modules
Solar Registration Program | NJSRRE1541614018 | Bellmawr | 8031 | 14 | 8.37 | Residential | Yes | Behind the Meter | Suntuity Solar LLC | PSE&G | Accepted | 2019-07-04 | 2019-07-09 | 2020-07-09 | Yingli Green Energy | YL310D-30b | Solar Panels |  | 0.31 | 17 | 161 | 8 |  | Fixed | Roof
Solar Registration Program | NJSRRE1541614018 | Bellmawr | 8031 | 14 | 8.37 | Residential | Yes | Behind the Meter | Suntuity Solar LLC | PSE&G | Accepted | 2019-07-04 | 2019-07-09 | 2020-07-09 | Yingli Green Energy | YL310D-30b | Solar Panels |  | 0.31 | 10 | 161 | 5 |  | Fixed | Roof
Solar Registration Program | NJSRRE1541614018 | Bellmawr | 8031 | 14 | 8.37 | Residential | Yes | Behind the Meter | Suntuity Solar LLC | PSE&G | Accepted | 2019-07-04 | 2019-07-09 | 2020-07-09 | Enphase Energy | IQ7-60-2-US | Inverters | 240 |  | 27 |  |  | 0.97 |  | Outdoor | Behind the PV Modules
Solar Registration Program | NJSRRE1541644392 | North Bergen | 7047 | 8 | 8.37 | Residential | No | Behind the Meter | Suntuity Solar LLC | PSE&G | Accepted | 2019-07-15 | 2019-07-17 | 2020-07-17 | Yingli Green Energy | YL310D-30b | Solar Panels |  | 0.31 | 7 | 301 | 34 |  | Fixed | Roof
Solar Registration Program | NJSRRE1541644392 | North Bergen | 7047 | 8 | 8.37 | Residential | No | Behind the Meter | Suntuity Solar LLC | PSE&G | Accepted | 2019-07-15 | 2019-07-17 | 2020-07-17 | Yingli Green Energy | YL310D-30b | Solar Panels |  | 0.31 | 20 | 121 | 34 |  | Fixed | Roof
Solar Registration Program | NJSRRE1541644392 | North Bergen | 7047 | 8 | 8.37 | Residential | No | Behind the Meter | Suntuity Solar LLC | PSE&G | Accepted | 2019-07-15 | 2019-07-17 | 2020-07-17 | Enphase Energy | IQ7-60-2-US | Inverters | 240 |  | 27 |  |  | 0.97 |  | Outdoor | Behind the PV Modules
Solar Registration Program | NJSRRE1541680325 | North Bergen | 7047 | 8 | 8.37 | Residential | No | Behind the Meter | Suntuity Solar LLC | PSE&G | Accepted | 2019-07-18 | 2019-07-26 | 2020-07-26 | Yingli Green Energy | YL310D-30b | Solar Panels |  | 0.31 | 9 | 34 | 27 |  | Fixed | Roof
Solar Registration Program | NJSRRE1541680325 | North Bergen | 7047 | 8 | 8.37 | Residential | No | Behind the Meter | Suntuity Solar LLC | PSE&G | Accepted | 2019-07-18 | 2019-07-26 | 2020-07-26 | Yingli Green Energy | YL310D-30b | Solar Panels |  | 0.31 | 18 | 214 | 27 |  | Fixed | Roof
Solar Registration Program | NJSRRE1541680325 | North Bergen | 7047 | 8 | 8.37 | Residential | No | Behind the Meter | Suntuity Solar LLC | PSE&G | Accepted | 2019-07-18 | 2019-07-26 | 2020-07-26 | Enphase Energy | IQ7-60-2-US | Inverters | 240 |  | 27 |  |  | 0.97 |  | Outdoor | Behind the PV Modules
Solar Registration Program | NJSRRE1541692744 | Blackwood | 8012 | 14 | 8.37 | Residential | No | Behind the Meter | Suntuity Solar LLC | PSE&G | Accepted | 2019-07-22 | 2019-07-24 | 2020-07-24 | Yingli Green Energy | YL310D-30b | Solar Panels |  | 0.31 | 16 | 68 | 23 |  | Fixed | Roof
Solar Registration Program | NJSRRE1541692744 | Blackwood | 8012 | 14 | 8.37 | Residential | No | Behind the Meter | Suntuity Solar LLC | PSE&G | Accepted | 2019-07-22 | 2019-07-24 | 2020-07-24 | Yingli Green Energy | YL310D-30b | Solar Panels |  | 0.31 | 5 | 68 | 23 |  | Fixed | Roof
Solar Registration Program | NJSRRE1541692744 | Blackwood | 8012 | 14 | 8.37 | Residential | No | Behind the Meter | Suntuity Solar LLC | PSE&G | Accepted | 2019-07-22 | 2019-07-24 | 2020-07-24 | Yingli Green Energy | YL310D-30b | Solar Panels |  | 0.31 | 6 | 68 | 23 |  | Fixed | Roof
Solar Registration Program | NJSRRE1541692744 | Blackwood | 8012 | 14 | 8.37 | Residential | No | Behind the Meter | Suntuity Solar LLC | PSE&G | Accepted | 2019-07-22 | 2019-07-24 | 2020-07-24 | Enphase Energy | IQ7-60-2-US | Inverters | 240 |  | 27 |  |  | 0.97 |  | Outdoor | Behind the PV Modules
Solar Registration Program | NJSRRE1541731315 | Mays Landing | 8330 | 19 | 8.37 | Residential | Yes | Behind the Meter | Suntuity Solar LLC | AC Electric | Accepted | 2019-08-02 | 2019-08-06 | 2020-08-06 | Yingli Green Energy | YL310D-30b | Solar Panels |  | 0.31 | 10 | 117 | 23 |  | Fixed | Roof
Solar Registration Program | NJSRRE1541731315 | Mays Landing | 8330 | 19 | 8.37 | Residential | Yes | Behind the Meter | Suntuity Solar LLC | AC Electric | Accepted | 2019-08-02 | 2019-08-06 | 2020-08-06 | Yingli Green Energy | YL310D-30b | Solar Panels |  | 0.31 | 17 | 297 | 9 |  | Fixed | Roof
Solar Registration Program | NJSRRE1541731315 | Mays Landing | 8330 | 19 | 8.37 | Residential | Yes | Behind the Meter | Suntuity Solar LLC | AC Electric | Accepted | 2019-08-02 | 2019-08-06 | 2020-08-06 | Enphase Energy | IQ7-60-2-US | Inverters | 240 |  | 27 |  |  | 0.97 |  | Outdoor | Behind the PV Modules
Solar Registration Program | NJSRRE1541880870 | Millville | 8332 | 20 | 8.37 | Residential | Yes | Behind the Meter | Solar Energy World | AC Electric | Accepted | 2019-08-23 | 2019-08-27 | 2020-08-27 | LONGi Green Energy Technology | LR6-60PE-310M | Solar Panels |  | 0.31 | 27 | 185 | 22 |  | Fixed | Roof
Solar Registration Program | NJSRRE1541880870 | Millville | 8332 | 20 | 8.37 | Residential | Yes | Behind the Meter | Solar Energy World | AC Electric | Accepted | 2019-08-23 | 2019-08-27 | 2020-08-27 | Solar Edge | SE7600H-USRGM | Inverters | 7600 |  | 1 |  |  | 0.98 |  | Outside | near meter
Solar Registration Program | NJSRRE1541882890 | Cedar Run | 8092 | 18 | 8.37 | Residential | Yes | Behind the Meter | Suntuity Solar LLC | AC Electric | Accepted | 2019-08-24 | 2019-08-28 | 2020-08-28 | Yingli Solar | YL310D-30b | Solar Panels |  | 0.31 | 27 | 192 | 27 |  | Fixed | Roof
Solar Registration Program | NJSRRE1541882890 | Cedar Run | 8092 | 18 | 8.37 | Residential | Yes | Behind the Meter | Suntuity Solar LLC | AC Electric | Accepted | 2019-08-24 | 2019-08-28 | 2020-08-28 | Enphase Energy | IQ7-60-2-US | Inverters | 240 |  | 27 |  |  | 0.97 |  | Outdoor | Behind the PV modules
Solar Registration Program | NJSRRE1541887756 | Wall Township | 7719 | 17 | 8.37 | Residential | Yes | Behind the Meter | Suntuity Solar LLC | JCP&L | Accepted | 2019-08-27 | 2019-08-29 | 2020-08-29 | Yingli Green Energy | YL310D-30b | Solar Panels |  | 0.31 | 27 | 164 | 37 |  | Fixed | Roof
Solar Registration Program | NJSRRE1541887756 | Wall Township | 7719 | 17 | 8.37 | Residential | Yes | Behind the Meter | Suntuity Solar LLC | JCP&L | Accepted | 2019-08-27 | 2019-08-29 | 2020-08-29 | Enphase Energy | IQ7-60-2-US | Inverters | 240 |  | 27 |  |  | 0.97 |  | Outdoor | Behind the PV Modules
Solar Registration Program | NJSRRE1541890978 | Allentown | 8501 | 17 | 8.37 | Residential | Yes | Behind the Meter | Suntuity Solar LLC | JCP&L | Accepted | 2019-08-28 | 2019-08-30 | 2020-08-30 | Yingli Green Energy | YL310D-30b | Solar Panels |  | 0.31 | 4 | 280 | 19 |  | Fixed | Roof
Solar Registration Program | NJSRRE1541890978 | Allentown | 8501 | 17 | 8.37 | Residential | Yes | Behind the Meter | Suntuity Solar LLC | JCP&L | Accepted | 2019-08-28 | 2019-08-30 | 2020-08-30 | Yingli Green Energy | YL310D-30b | Solar Panels |  | 0.31 | 5 | 190 | 15 |  | Fixed | Roof
Solar Registration Program | NJSRRE1541890978 | Allentown | 8501 | 17 | 8.37 | Residential | Yes | Behind the Meter | Suntuity Solar LLC | JCP&L | Accepted | 2019-08-28 | 2019-08-30 | 2020-08-30 | Yingli Green Energy | YL310D-30b | Solar Panels |  | 0.31 | 18 | 190 | 40 |  | Fixed | Roof
Solar Registration Program | NJSRRE1541890978 | Allentown | 8501 | 17 | 8.37 | Residential | Yes | Behind the Meter | Suntuity Solar LLC | JCP&L | Accepted | 2019-08-28 | 2019-08-30 | 2020-08-30 | Enphase Energy | IQ7-60-2-US | Inverters | 240 |  | 27 |  |  | 0.97 |  | Outdoor | Behind the PV Modules
Solar Registration Program | NJSRRE1542395067 | Lakewood | 8701 | 18 | 8.37 | Residential | No | Behind the Meter | Powerlutions | JCP&L | Accepted | 2019-09-13 | 2019-09-17 | 2020-09-17 | Axitec | AC-310P/156-72S | Solar Panels |  | 0.31 | 27 | 122 | 20 |  | Fixed | Roof
Solar Registration Program | NJSRRE1542395067 | Lakewood | 8701 | 18 | 8.37 | Residential | No | Behind the Meter | Powerlutions | JCP&L | Accepted | 2019-09-13 | 2019-09-17 | 2020-09-17 | SolarEdge | SE6000H-US | Inverters | 6 |  | 1 |  |  | 0.99 |  | Outdoor | Near Meter
Solar Registration Program | NJSRRE1542395109 | Lakewood | 8701 | 18 | 8.37 | Residential | No | Behind the Meter | Powerlutions | JCP&L | Accepted | 2019-09-13 | 2019-09-17 | 2020-09-17 | Axitec | AC-310P/156-72S | Solar Panels |  | 0.31 | 5 | 222 | 38 |  | Fixed | Roof
Solar Registration Program | NJSRRE1542395109 | Lakewood | 8701 | 18 | 8.37 | Residential | No | Behind the Meter | Powerlutions | JCP&L | Accepted | 2019-09-13 | 2019-09-17 | 2020-09-17 | Axitec | AC-310P/156-72S | Solar Panels |  | 0.31 | 17 | 132 | 30 |  | Fixed | Roof
Solar Registration Program | NJSRRE1542395109 | Lakewood | 8701 | 18 | 8.37 | Residential | No | Behind the Meter | Powerlutions | JCP&L | Accepted | 2019-09-13 | 2019-09-17 | 2020-09-17 | Axitec | AC-310P/156-72S | Solar Panels |  | 0.31 | 5 | 222 | 30 |  | Fixed | Roof
Solar Registration Program | NJSRRE1542395109 | Lakewood | 8701 | 18 | 8.37 | Residential | No | Behind the Meter | Powerlutions | JCP&L | Accepted | 2019-09-13 | 2019-09-17 | 2020-09-17 | SolarEdge | SE7600H-US | Inverters | 7.6 |  | 1 |  |  | 0.99 |  | Outdoor | Near Meter
Solar Registration Program | NJSRRE1542408870 | Erial | 8081 | 14 | 8.37 | Residential | Yes | Behind the Meter | All Season Solar | AC Electric | Accepted | 2019-09-16 | 2019-09-18 | 2020-09-18 | Enphase | IQ7 | Inverters | 240 |  | 27 |  |  | 0.97 |  | Outdoor | Under Module
Solar Registration Program | NJSRRE1542408870 | Erial | 8081 | 14 | 8.37 | Residential | Yes | Behind the Meter | All Season Solar | AC Electric | Accepted | 2019-09-16 | 2019-09-18 | 2020-09-18 | Trina | TSM DD05H.05II 310W AUG 2019 | Solar Panels |  | 0.31 | 27 | 92 | 36 |  | Fixed | Roof
Solar Registration Program | NJSRRE1542409442 | Cape May Court House | 8210 | 21 | 8.37 | Residential | No | Behind the Meter | RCL Enterprises Inc. | AC Electric | Accepted | 2019-09-16 | 2019-09-18 | 2020-09-18 | Trina Solar | TSM-310DD05H | Solar Panels |  | 0.31 | 3 | 244 | 20 |  | Fixed | Roof
Solar Registration Program | NJSRRE1542409442 | Cape May Court House | 8210 | 21 | 8.37 | Residential | No | Behind the Meter | RCL Enterprises Inc. | AC Electric | Accepted | 2019-09-16 | 2019-09-18 | 2020-09-18 | Trina Solar | TSM-310DD05H | Solar Panels |  | 0.31 | 24 | 244 | 20 |  | Fixed | Roof
Solar Registration Program | NJSRRE1542409442 | Cape May Court House | 8210 | 21 | 8.37 | Residential | No | Behind the Meter | RCL Enterprises Inc. | AC Electric | Accepted | 2019-09-16 | 2019-09-18 | 2020-09-18 | Enphase | IQ7 | Inverters | 6480 |  | 27 |  |  | 0.96 |  | Outdoor | under panels
Solar Registration Program | NJSRRE1542419640 | Sayreville | 8872 | 11 | 8.37 | Residential | Yes | Behind the Meter | All Season Solar | JCP&L | Accepted | 2019-09-18 | 2019-09-20 | 2020-09-20 | Trina | TSM DD05H.05II 310W AUG 2019 | Solar Panels |  | 0.31 | 13 | 258 | 31 |  | Fixed | Roof
Solar Registration Program | NJSRRE1542419640 | Sayreville | 8872 | 11 | 8.37 | Residential | Yes | Behind the Meter | All Season Solar | JCP&L | Accepted | 2019-09-18 | 2019-09-20 | 2020-09-20 | Trina | TSM DD05H.05II 310W AUG 2019 | Solar Panels |  | 0.31 | 2 | 258 | 31 |  | Fixed | Roof
Solar Registration Program | NJSRRE1542419640 | Sayreville | 8872 | 11 | 8.37 | Residential | Yes | Behind the Meter | All Season Solar | JCP&L | Accepted | 2019-09-18 | 2019-09-20 | 2020-09-20 | Trina | TSM DD05H.05II 310W AUG 2019 | Solar Panels |  | 0.31 | 2 | 258 | 31 |  | Fixed | Roof
Solar Registration Program | NJSRRE1542419640 | Sayreville | 8872 | 11 | 8.37 | Residential | Yes | Behind the Meter | All Season Solar | JCP&L | Accepted | 2019-09-18 | 2019-09-20 | 2020-09-20 | Trina | TSM DD05H.05II 310W AUG 2019 | Solar Panels |  | 0.31 | 2 | 32 | 32 |  | Fixed | Roof
Solar Registration Program | NJSRRE1542419640 | Sayreville | 8872 | 11 | 8.37 | Residential | Yes | Behind the Meter | All Season Solar | JCP&L | Accepted | 2019-09-18 | 2019-09-20 | 2020-09-20 | Trina | TSM DD05H.05II 310W AUG 2019 | Solar Panels |  | 0.31 | 8 | 78 | 32 |  | Fixed | Roof
Solar Registration Program | NJSRRE1542419640 | Sayreville | 8872 | 11 | 8.37 | Residential | Yes | Behind the Meter | All Season Solar | JCP&L | Accepted | 2019-09-18 | 2019-09-20 | 2020-09-20 | Enphase | IQ7 | Inverters | 240 |  | 27 |  |  | 0.97 |  | Outdoor | Under Module
Solar Registration Program | NJSRRE1542447332 | Passaic | 7055 | 6 | 8.37 | Residential | No | Behind the Meter | Powerlutions | JCP&L | Accepted | 2019-09-27 | 2019-10-01 | 2020-10-01 | Axitec | AC-310P/156-72S | Solar Panels |  | 0.31 | 8 | 217 | 19 |  | Fixed | Roof
Solar Registration Program | NJSRRE1542447332 | Passaic | 7055 | 6 | 8.37 | Residential | No | Behind the Meter | Powerlutions | JCP&L | Accepted | 2019-09-27 | 2019-10-01 | 2020-10-01 | Axitec | AC-310P/156-72S | Solar Panels |  | 0.31 | 12 | 217 | 32 |  | Fixed | Roof
Solar Registration Program | NJSRRE1542447332 | Passaic | 7055 | 6 | 8.37 | Residential | No | Behind the Meter | Powerlutions | JCP&L | Accepted | 2019-09-27 | 2019-10-01 | 2020-10-01 | Axitec | AC-310P/156-72S | Solar Panels |  | 0.31 | 7 | 217 | 23 |  | Fixed | Roof
Solar Registration Program | NJSRRE1542447332 | Passaic | 7055 | 6 | 8.37 | Residential | No | Behind the Meter | Powerlutions | JCP&L | Accepted | 2019-09-27 | 2019-10-01 | 2020-10-01 | Solar Edge | SE6000H-US | Inverters | 6 |  | 1 |  |  | 0.99 |  | Outdoor | Near Meter
Solar Registration Program | NJSRRE1542460918 | Perth Amboy | 8861 | 11 | 8.37 | Residential | No | Behind the Meter | Whitman Construction, LLC | PSE&G | Accepted | 2019-09-30 | 2019-10-01 | 2020-10-01 | Trina Solar | TSM-310DD05A | Solar Panels |  | 0.31 | 13 | 201 | 40 |  | Fixed | Roof
Solar Registration Program | NJSRRE1542460918 | Perth Amboy | 8861 | 11 | 8.37 | Residential | No | Behind the Meter | Whitman Construction, LLC | PSE&G | Accepted | 2019-09-30 | 2019-10-01 | 2020-10-01 | Trina Solar | TSM-310DD05A | Solar Panels |  | 0.31 | 14 | 21 | 40 |  | Fixed | Roof
Solar Registration Program | NJSRRE1542460918 | Perth Amboy | 8861 | 11 | 8.37 | Residential | No | Behind the Meter | Whitman Construction, LLC | PSE&G | Accepted | 2019-09-30 | 2019-10-01 | 2020-10-01 | Enphase Energy | IQ7-60-2-US | Inverters | 0.24 |  | 27 |  |  | 0.976 |  | Outside | roof
Solar Registration Program | NJSRRE1542497287 | Brigantine | 8203 | 19 | 8.37 | Residential | No | Behind the Meter | Palmetto Solar LLC | AC Electric | Accepted | 2019-10-02 | 2019-10-04 | 2020-10-04 | Hanwha | 310W All Black | Solar Panels |  | 0.31 | 27 | 180 | 25 |  | Fixed | Roof
Solar Registration Program | NJSRRE1542497287 | Brigantine | 8203 | 19 | 8.37 | Residential | No | Behind the Meter | Palmetto Solar LLC | AC Electric | Accepted | 2019-10-02 | 2019-10-04 | 2020-10-04 | SolarEdge Technologies | SE7600H-US | Inverters | 7600 |  | 1 |  |  | 0.9 |  | Outside | side of the house
Solar Registration Program | NJSRRE1542503402 | Bellmawr | 8031 | 14 | 8.37 | Residential | Yes | Behind the Meter | Solar Energy World | PSE&G | Accepted | 2019-10-03 | 2019-10-08 | 2020-10-08 | LONGi Green Energy Technology | LR6-60PE-310M | Solar Panels |  | 0.31 | 27 | 115 | 18 |  | Fixed | Roof
Solar Registration Program | NJSRRE1542503402 | Bellmawr | 8031 | 14 | 8.37 | Residential | Yes | Behind the Meter | Solar Energy World | PSE&G | Accepted | 2019-10-03 | 2019-10-08 | 2020-10-08 | Solar Edge | SE7600H_USRGM | Inverters | 7600 |  | 1 |  |  | 0.983 |  | Outside | near meter
Solar Registration Program | NJSRRE1542528147 | Jackson | 8527 | 18 | 8.37 | Residential | No | Behind the Meter | Powerlutions | JCP&L | Accepted | 2019-10-11 | 2019-10-15 | 2020-10-15 | Trina | TSM-310 DD05A | Solar Panels |  | 0.31 | 27 | 183 | 18 |  | Fixed | Roof
Solar Registration Program | NJSRRE1542528147 | Jackson | 8527 | 18 | 8.37 | Residential | No | Behind the Meter | Powerlutions | JCP&L | Accepted | 2019-10-11 | 2019-10-15 | 2020-10-15 | SolarEdge | SE7600H-US | Inverters | 7.6 |  | 1 |  |  | 0.99 |  | Outdoor | Near Meter
Solar Registration Program | NJSRRE1542544084 | Marlton | 8053 | 13 | 8.37 | Residential | Yes | Behind the Meter | Sun Up Zero Down | PSE&G | Accepted | 2019-10-15 | 2019-10-17 | 2020-10-17 | trina | TSM-310 DD05A.05 (II) | Solar Panels |  | 0.31 | 15 | 350 | 23 |  | Fixed | Roof
Solar Registration Program | NJSRRE1542544084 | Marlton | 8053 | 13 | 8.37 | Residential | Yes | Behind the Meter | Sun Up Zero Down | PSE&G | Accepted | 2019-10-15 | 2019-10-17 | 2020-10-17 | trina | TSM-310 DD05A.05 (II) | Solar Panels |  | 0.31 | 12 | 170 | 23 |  | Fixed | Roof
Solar Registration Program | NJSRRE1542544084 | Marlton | 8053 | 13 | 8.37 | Residential | Yes | Behind the Meter | Sun Up Zero Down | PSE&G | Accepted | 2019-10-15 | 2019-10-17 | 2020-10-17 | enphase | IQ7-60-2-US | Inverters | 310 |  | 27 |  |  | 0.976 |  | Other | outside wall
Solar Registration Program | NJSRRE1542544133 | Egg Harbor Township | 8234 | 19 | 8.37 | Residential | Yes | Behind the Meter | Sun Up Zero Down | AC Electric | Accepted | 2019-10-15 | 2019-10-17 | 2020-10-17 | trina | TSM-310 DD05A.05 (II) | Solar Panels |  | 0.31 | 20 | 158 | 32 |  | Fixed | Roof
Solar Registration Program | NJSRRE1542544133 | Egg Harbor Township | 8234 | 19 | 8.37 | Residential | Yes | Behind the Meter | Sun Up Zero Down | AC Electric | Accepted | 2019-10-15 | 2019-10-17 | 2020-10-17 | trina | TSM-310 DD05A.05 (II) | Solar Panels |  | 0.31 | 4 | 338 | 31 |  | Fixed | Roof
Solar Registration Program | NJSRRE1542544133 | Egg Harbor Township | 8234 | 19 | 8.37 | Residential | Yes | Behind the Meter | Sun Up Zero Down | AC Electric | Accepted | 2019-10-15 | 2019-10-17 | 2020-10-17 | trina | TSM-310 DD05A.05 (II) | Solar Panels |  | 0.31 | 3 | 338 | 31 |  | Fixed | Roof
Solar Registration Program | NJSRRE1542544133 | Egg Harbor Township | 8234 | 19 | 8.37 | Residential | Yes | Behind the Meter | Sun Up Zero Down | AC Electric | Accepted | 2019-10-15 | 2019-10-17 | 2020-10-17 | Enphase | IQ7-60-2-US | Inverters | 310 |  | 27 |  |  | 0.976 |  | Other | outside wall
Solar Registration Program | NJSRRE1542544258 | Elizabeth City | 7202 | 10 | 8.37 | Residential | No | Behind the Meter | Palmetto Solar LLC | PSE&G | Accepted | 2019-10-15 | 2019-10-17 | 2020-10-17 | Hanwha | 310W All Black Module | Solar Panels |  | 0.31 | 27 | 180 | 25 |  | Fixed | Roof
Solar Registration Program | NJSRRE1542544258 | Elizabeth City | 7202 | 10 | 8.37 | Residential | No | Behind the Meter | Palmetto Solar LLC | PSE&G | Accepted | 2019-10-15 | 2019-10-17 | 2020-10-17 | SolarEdge | SE10000H-US | Inverters | 10000 |  | 1 |  |  | 0.99 |  | Outside | side of the house
Solar Registration Program | NJSRRE1542553777 | Tansboro | 8009 | 14 | 8.37 | Residential | Yes | Behind the Meter | 1st Light Energy Inc | AC Electric | Accepted | 2019-10-17 | 2019-10-21 | 2020-10-21 | Longi | LR6-60HPB-310M | Solar Panels |  | 0.31 | 27 | 227 | 34 |  | Fixed | Roof
Solar Registration Program | NJSRRE1542553777 | Tansboro | 8009 | 14 | 8.37 | Residential | Yes | Behind the Meter | 1st Light Energy Inc | AC Electric | Accepted | 2019-10-17 | 2019-10-21 | 2020-10-21 | SMA | SB 7.0-1SP-US-41 (240V) | Inverters | 7000 |  | 1 |  |  | 0.97 |  | Outside | within 10 feet of meter
Solar Registration Program | NJSRRE1542568769 | McKee City | 8234 | 19 | 8.37 | Residential | Yes | Behind the Meter | All Season Solar | AC Electric | Accepted | 2019-10-21 | 2019-10-23 | 2020-10-23 | Trina | TSM DD05H.05II 310W AUG 2019 | Solar Panels |  | 0.31 | 2 | 228 | 44 |  | Fixed | Roof
Solar Registration Program | NJSRRE1542568769 | McKee City | 8234 | 19 | 8.37 | Residential | Yes | Behind the Meter | All Season Solar | AC Electric | Accepted | 2019-10-21 | 2019-10-23 | 2020-10-23 | Trina | TSM DD05H.05II 310W AUG 2019 | Solar Panels |  | 0.31 | 2 | 228 | 40 |  | Fixed | Roof
Solar Registration Program | NJSRRE1542568769 | McKee City | 8234 | 19 | 8.37 | Residential | Yes | Behind the Meter | All Season Solar | AC Electric | Accepted | 2019-10-21 | 2019-10-23 | 2020-10-23 | Trina | TSM DD05H.05II 310W AUG 2019 | Solar Panels |  | 0.31 | 13 | 138 | 33 |  | Fixed | Roof
Solar Registration Program | NJSRRE1542568769 | McKee City | 8234 | 19 | 8.37 | Residential | Yes | Behind the Meter | All Season Solar | AC Electric | Accepted | 2019-10-21 | 2019-10-23 | 2020-10-23 | Trina | TSM DD05H.05II 310W AUG 2019 | Solar Panels |  | 0.31 | 3 | 138 | 33 |  | Fixed | Roof
Solar Registration Program | NJSRRE1542568769 | McKee City | 8234 | 19 | 8.37 | Residential | Yes | Behind the Meter | All Season Solar | AC Electric | Accepted | 2019-10-21 | 2019-10-23 | 2020-10-23 | Trina | TSM DD05H.05II 310W AUG 2019 | Solar Panels |  | 0.31 | 3 | 138 | 33 |  | Fixed | Roof
Solar Registration Program | NJSRRE1542568769 | McKee City | 8234 | 19 | 8.37 | Residential | Yes | Behind the Meter | All Season Solar | AC Electric | Accepted | 2019-10-21 | 2019-10-23 | 2020-10-23 | Trina | TSM DD05H.05II 310W AUG 2019 | Solar Panels |  | 0.31 | 4 | 138 | 33 |  | Fixed | Roof
Solar Registration Program | NJSRRE1542568769 | McKee City | 8234 | 19 | 8.37 | Residential | Yes | Behind the Meter | All Season Solar | AC Electric | Accepted | 2019-10-21 | 2019-10-23 | 2020-10-23 | Enphase | IQ7 | Inverters | 240 |  | 27 |  |  | 0.97 |  | Outdoor | Under Module
Solar Registration Program | NJSRRE1542685332 | Wildwood Crest | 8260 | 21 | 8.37 | Residential | Yes | Behind the Meter | RCL Enterprises Inc. | AC Electric | Accepted | 2019-10-28 | 2019-10-30 | 2020-10-30 | trina | TSM-310DD05H | Solar Panels |  | 0.31 | 14 | 136 | 24 |  | Fixed | Roof
Solar Registration Program | NJSRRE1542685332 | Wildwood Crest | 8260 | 21 | 8.37 | Residential | Yes | Behind the Meter | RCL Enterprises Inc. | AC Electric | Accepted | 2019-10-28 | 2019-10-30 | 2020-10-30 | trina | TSM-310DD05H | Solar Panels |  | 0.31 | 13 | 226 | 24 |  | Fixed | Roof
Solar Registration Program | NJSRRE1542685332 | Wildwood Crest | 8260 | 21 | 8.37 | Residential | Yes | Behind the Meter | RCL Enterprises Inc. | AC Electric | Accepted | 2019-10-28 | 2019-10-30 | 2020-10-30 | Enpahse | IQ7 | Inverters | 6480 |  | 27 |  |  | 0.96 |  | Outdoor | under panels
Solar Registration Program | NJSRRE1542967086 | Cedar Brook | 8018 | 14 | 8.37 | Residential | Yes | Behind the Meter | All Season Solar | AC Electric | Accepted | 2019-11-05 | 2019-11-07 | 2020-11-07 | Trina | TSM DD05H.05II 310W AUG 2019 | Solar Panels |  | 0.31 | 6 | 134 | 18 |  | Fixed | Roof
Solar Registration Program | NJSRRE1542967086 | Cedar Brook | 8018 | 14 | 8.37 | Residential | Yes | Behind the Meter | All Season Solar | AC Electric | Accepted | 2019-11-05 | 2019-11-07 | 2020-11-07 | Trina | TSM DD05H.05II 310W AUG 2019 | Solar Panels |  | 0.31 | 21 | 134 | 18 |  | Fixed | Roof
Solar Registration Program | NJSRRE1542967086 | Cedar Brook | 8018 | 14 | 8.37 | Residential | Yes | Behind the Meter | All Season Solar | AC Electric | Accepted | 2019-11-05 | 2019-11-07 | 2020-11-07 | Enphase | IQ7 | Inverters | 240 |  | 27 |  |  | 0.97 |  | Outdoor | Under Module
Solar Registration Program | NJSRRE1543042308 | Hillsborough | 8844 | 5 | 8.37 | Residential | Yes | Behind the Meter | Solar Energy World | PSE&G | Accepted | 2019-11-06 | 2019-11-11 | 2020-11-11 | LONGi Green Energy Technology | LR6-60PE-310M | Solar Panels |  | 0.31 | 27 | 204 | 33 |  | Fixed | Roof
Solar Registration Program | NJSRRE1543042308 | Hillsborough | 8844 | 5 | 8.37 | Residential | Yes | Behind the Meter | Solar Energy World | PSE&G | Accepted | 2019-11-06 | 2019-11-11 | 2020-11-11 | Solar Edge | SE7600H-USRGM | Inverters | 7600 |  | 1 |  |  | 0.98 |  | Outside | near meter
Solar Registration Program | NJSRRE1543060844 | Gibbsboro | 8026 | 14 | 8.37 | Residential | No | Behind the Meter | Advanced Renewable Solutions | AC Electric | Accepted | 2019-11-08 | 2019-11-13 | 2020-11-13 | TRINA SOLAR | TSM-310DD05A.05 | Solar Panels |  | 0.31 | 27 | 230,50 | 20 |  | Fixed | Roof
Solar Registration Program | NJSRRE1543060844 | Gibbsboro | 8026 | 14 | 8.37 | Residential | No | Behind the Meter | Advanced Renewable Solutions | AC Electric | Accepted | 2019-11-08 | 2019-11-13 | 2020-11-13 | SOLAR EDGE | SE6000H-US000N-NC2 | Inverters | 6000 |  | 1 |  |  | 0.992 |  | Outdoor | Wall mounted, adjacent to Utility Meter and Disconnect
Solar Registration Program | NJSRRE1543065591 | Monroe | 8831 | 11 | 8.37 | Residential | No | Behind the Meter | Ampericon | JCP&L | Accepted | 2019-11-11 | 2019-11-13 | 2020-11-13 | Silfab | SLA-M-310 | Solar Panels |  | 0.31 | 27 | 266 | 25 |  | Fixed | Roof
Solar Registration Program | NJSRRE1543065591 | Monroe | 8831 | 11 | 8.37 | Residential | No | Behind the Meter | Ampericon | JCP&L | Accepted | 2019-11-11 | 2019-11-13 | 2020-11-13 | EnPhase | IQ7 | Inverters | 240 |  | 27 |  |  | 0.965 |  | Outside | Roof
Solar Registration Program | NJSRRE1543421554 | Swedesboro | 8085 | 15 | 8.37 | Residential | No | Behind the Meter | Skyline Solar LLC | AC Electric | Accepted | 2019-11-19 | 2019-11-22 | 2020-11-22 | Certainteed | CTS-310M | Solar Panels |  | 0.31 | 27 | 169 | 29 |  | Fixed | Roof
Solar Registration Program | NJSRRE1543421554 | Swedesboro | 8085 | 15 | 8.37 | Residential | No | Behind the Meter | Skyline Solar LLC | AC Electric | Accepted | 2019-11-19 | 2019-11-22 | 2020-11-22 | Solaredge | SE6000H | Inverters | 6000 |  | 1 |  |  | 0.99 |  | Outdoor | N/A
Solar Registration Program | NJSRRE1543441697 | Lakewood | 8701 | 18 | 8.37 | Residential | No | Behind the Meter | Powerlutions | JCP&L | Accepted | 2019-11-25 | 2019-11-27 | 2020-11-27 | Trina | TSM-310 DD05A | Solar Panels |  | 0.31 | 5 | 222 | 28 |  | Fixed | Roof
Solar Registration Program | NJSRRE1543441697 | Lakewood | 8701 | 18 | 8.37 | Residential | No | Behind the Meter | Powerlutions | JCP&L | Accepted | 2019-11-25 | 2019-11-27 | 2020-11-27 | Trina | TSM-310 DD05A | Solar Panels |  | 0.31 | 18 | 132 | 30 |  | Fixed | Roof
Solar Registration Program | NJSRRE1543441697 | Lakewood | 8701 | 18 | 8.37 | Residential | No | Behind the Meter | Powerlutions | JCP&L | Accepted | 2019-11-25 | 2019-11-27 | 2020-11-27 | Trina | TSM-310 DD05A | Solar Panels |  | 0.31 | 4 | 222 | 45 |  | Fixed | Roof
Solar Registration Program | NJSRRE1543441697 | Lakewood | 8701 | 18 | 8.37 | Residential | No | Behind the Meter | Powerlutions | JCP&L | Accepted | 2019-11-25 | 2019-11-27 | 2020-11-27 | Enphase | IQ7-60-2-US | Inverters | 240 |  | 27 |  |  | 0.97 |  | Outdoor | near panel
Solar Registration Program | NJSRRE1543448122 | Egg Harbor | 8234 | 19 | 8.37 | Residential | Yes | Behind the Meter | Solar Energy World | AC Electric | Accepted | 2019-11-26 | 2019-12-03 | 2020-12-03 | LONGi Green Energy Technology | LR6-60HPB-310M | Solar Panels |  | 0.31 | 27 | 73 | 33 |  | Fixed | Roof
Solar Registration Program | NJSRRE1543448122 | Egg Harbor | 8234 | 19 | 8.37 | Residential | Yes | Behind the Meter | Solar Energy World | AC Electric | Accepted | 2019-11-26 | 2019-12-03 | 2020-12-03 | Solar Edge | SE5000H-USRGM | Inverters | 5000 |  | 1 |  |  | 0.985 |  | Outdoor | near meter
Solar Registration Program | NJSRRE1543448122 | Egg Harbor | 8234 | 19 | 8.37 | Residential | Yes | Behind the Meter | Solar Energy World | AC Electric | Accepted | 2019-11-26 | 2019-12-03 | 2020-12-03 | Solar Edge | SE3000H-USRGM | Inverters | 3000 |  | 1 |  |  | 0.982 |  | Outdoor | near meter
Solar Registration Program | NJSRRE1543464196 | Pennsauken | 7621 | 7 | 8.37 | Residential | No | Behind the Meter | Advanced Solar & Energy Solutions, LLC | PSE&G | Accepted | 2019-12-06 | 2019-12-16 | 2020-12-16 | Trina Solar | TSM310w | Solar Panels |  | 0.31 | 27 | 220 | 19 |  | Fixed | Roof
Solar Registration Program | NJSRRE1543464196 | Pennsauken | 7621 | 7 | 8.37 | Residential | No | Behind the Meter | Advanced Solar & Energy Solutions, LLC | PSE&G | Accepted | 2019-12-06 | 2019-12-16 | 2020-12-16 | Solar Edge | SE7600A-US | Inverters | 7600 |  | 1 |  |  | 0.97 |  | Other | side of house
Solar Registration Program | NJSRRE1543566360 | Egg Harbor Township | 8234 | 19 | 8.37 | Residential | Yes | Behind the Meter | Orbit Energy & Power, LLC | AC Electric | Accepted | 2019-12-19 | 2019-12-23 | 2020-12-23 | TRINA SOLAR | TSM-DD05A.08(II) 310W | Solar Panels |  | 0.31 | 12 | 191 | 11 |  | Fixed | Roof
Solar Registration Program | NJSRRE1543566360 | Egg Harbor Township | 8234 | 19 | 8.37 | Residential | Yes | Behind the Meter | Orbit Energy & Power, LLC | AC Electric | Accepted | 2019-12-19 | 2019-12-23 | 2020-12-23 | TRINA SOLAR | TSM-DD05A.08(II) 310W | Solar Panels |  | 0.31 | 15 | 191 | 23 |  | Fixed | Roof
Solar Registration Program | NJSRRE1543566360 | Egg Harbor Township | 8234 | 19 | 8.37 | Residential | Yes | Behind the Meter | Orbit Energy & Power, LLC | AC Electric | Accepted | 2019-12-19 | 2019-12-23 | 2020-12-23 | ENPHASE | IQ7-60-2-US | Inverters | 0.24 |  | 27 |  |  | 0.96 |  | Outside | ROOF
Solar Registration Program | NJSRRE1543678987 | Carneys Point | 8069 | 16 | 8.37 | Residential | Yes | Behind the Meter | RCL Enterprises Inc. | AC Electric | Accepted | 2019-12-24 | 2019-12-30 | 2020-12-30 | trina | TSM-310DD05H.05 | Solar Panels |  | 0.31 | 27 | 25 | 123 |  | Fixed | Roof
Solar Registration Program | NJSRRE1543678987 | Carneys Point | 8069 | 16 | 8.37 | Residential | Yes | Behind the Meter | RCL Enterprises Inc. | AC Electric | Accepted | 2019-12-24 | 2019-12-30 | 2020-12-30 | enphase | iq7 | Inverters | 8370 |  | 27 |  |  | 0.96 |  | Outside | under panels
Solar Registration Program | NJSRRE1543821138 | Edison | 8820 | 11 | 8.37 | Residential | No | Behind the Meter | Solar Energy World | PSE&G | Accepted | 2019-12-26 | 2019-12-31 | 2020-12-31 | LONGi Green Energy Technology | LR6-60HPB-310M | Solar Panels |  | 0.31 | 27 | 86 | 31 |  | Fixed | Roof
Solar Registration Program | NJSRRE1543821138 | Edison | 8820 | 11 | 8.37 | Residential | No | Behind the Meter | Solar Energy World | PSE&G | Accepted | 2019-12-26 | 2019-12-31 | 2020-12-31 | Solar Edge | SE7600H-USRGM | Inverters | 7600 |  | 1 |  |  | 0.98 |  | Outdoor | near meter
Solar Registration Program | NJSRRE1541059573 | North Bergen | 7047 | 8 | 8.38 | Residential | Yes | Behind the Meter | Pro Custom Solar dba Momentum Solar | PSE&G | Accepted | 2019-05-30 | 2019-06-04 | 2020-06-04 | LG | LG 335N1C-A5 | Solar Panels |  | 0.335 | 17 | 302 | 5 |  | Fixed | Roof
Solar Registration Program | NJSRRE1541059573 | North Bergen | 7047 | 8 | 8.38 | Residential | Yes | Behind the Meter | Pro Custom Solar dba Momentum Solar | PSE&G | Accepted | 2019-05-30 | 2019-06-04 | 2020-06-04 | LG | LG 335N1C-A5 | Solar Panels |  | 0.335 | 8 | 123 | 5 |  | Fixed | Roof
Solar Registration Program | NJSRRE1541059573 | North Bergen | 7047 | 8 | 8.38 | Residential | Yes | Behind the Meter | Pro Custom Solar dba Momentum Solar | PSE&G | Accepted | 2019-05-30 | 2019-06-04 | 2020-06-04 | ENPHASE | IQ7 | Inverters | 240 |  | 25 |  |  | 0.97 |  | Outside | ROOF
Solar Registration Program | NJSRRE1541516183 | IRVINGTON | 7111 | 9 | 8.38 | Residential | Yes | Behind the Meter | Pro Custom Solar dba Momentum Solar | PSE&G | Accepted | 2019-07-01 | 2019-07-03 | 2020-07-03 | LG ELECTRONICS | LG 335N1C-A5 | Solar Panels |  | 0.335 | 11 | 126 | 5 |  | Fixed | Roof
Solar Registration Program | NJSRRE1541516183 | IRVINGTON | 7111 | 9 | 8.38 | Residential | Yes | Behind the Meter | Pro Custom Solar dba Momentum Solar | PSE&G | Accepted | 2019-07-01 | 2019-07-03 | 2020-07-03 | LG ELECTRONICS | LG 335N1C-A5 | Solar Panels |  | 0.335 | 8 | 126 | 20 |  | Fixed | Roof
Solar Registration Program | NJSRRE1541516183 | IRVINGTON | 7111 | 9 | 8.38 | Residential | Yes | Behind the Meter | Pro Custom Solar dba Momentum Solar | PSE&G | Accepted | 2019-07-01 | 2019-07-03 | 2020-07-03 | LG ELECTRONICS | LG 335N1C-A5 | Solar Panels |  | 0.335 | 6 | 306 | 25 |  | Fixed | Roof
Solar Registration Program | NJSRRE1541516183 | IRVINGTON | 7111 | 9 | 8.38 | Residential | Yes | Behind the Meter | Pro Custom Solar dba Momentum Solar | PSE&G | Accepted | 2019-07-01 | 2019-07-03 | 2020-07-03 | ENPHASE | IQ7-60-2-US | Inverters | 250 |  | 25 |  |  | 0.97 |  | Outdoor | Roof
Solar Registration Program | NJSRRE1541580295 | NEWPORT | 8345 | 20 | 8.38 | Residential | Yes | Behind the Meter | Pro Custom Solar dba Momentum Solar | AC Electric | Accepted | 2019-07-03 | 2019-07-08 | 2020-07-08 | LG | LG 335N1C-A5 | Solar Panels |  | 0.335 | 25 | 180 | 20 |  | Fixed | Roof
Solar Registration Program | NJSRRE1541580295 | NEWPORT | 8345 | 20 | 8.38 | Residential | Yes | Behind the Meter | Pro Custom Solar dba Momentum Solar | AC Electric | Accepted | 2019-07-03 | 2019-07-08 | 2020-07-08 | ENPHASE | IQ7PLUS-72-2-US | Inverters | 295 |  | 25 |  |  | 0.97 |  | Outdoor | GROUND
Solar Registration Program | NJSRRE1541801965 | Pleasantville | 8232 | 19 | 8.38 | Residential | No | Behind the Meter | Castle Energy, LLC | AC Electric | Final As-Built Received | 2019-08-07 | 2019-08-12 | 2020-08-12 | LG Electronics | LG3351C-A5 | Solar Panels |  | 0.335 | 11 | 206 | 30 |  | Fixed | Roof
Solar Registration Program | NJSRRE1541801965 | Pleasantville | 8232 | 19 | 8.38 | Residential | No | Behind the Meter | Castle Energy, LLC | AC Electric | Final As-Built Received | 2019-08-07 | 2019-08-12 | 2020-08-12 | LG Electronics | LG3351K-A5 | Solar Panels |  | 0.335 | 2 | 296 | 30 |  | Fixed | Roof
Solar Registration Program | NJSRRE1541801965 | Pleasantville | 8232 | 19 | 8.38 | Residential | No | Behind the Meter | Castle Energy, LLC | AC Electric | Final As-Built Received | 2019-08-07 | 2019-08-12 | 2020-08-12 | LG Electronics | LG335N1C-A5 | Solar Panels |  | 0.335 | 2 | 116 | 30 |  | Fixed | Roof
Solar Registration Program | NJSRRE1541801965 | Pleasantville | 8232 | 19 | 8.38 | Residential | No | Behind the Meter | Castle Energy, LLC | AC Electric | Final As-Built Received | 2019-08-07 | 2019-08-12 | 2020-08-12 | LG Electronics | LG335N1C-A5 | Solar Panels |  | 0.335 | 10 | 26 | 30 |  | Fixed | Roof
Solar Registration Program | NJSRRE1541801965 | Pleasantville | 8232 | 19 | 8.38 | Residential | No | Behind the Meter | Castle Energy, LLC | AC Electric | Final As-Built Received | 2019-08-07 | 2019-08-12 | 2020-08-12 | Enphase Energy | IQ7PLUS-72-2-US | Inverters | 290 |  | 25 |  |  | 0.975 |  | Outside | on the rooftop under each solar panel
Solar Registration Program | NJSRRE1541801965 | Pleasantville | 8232 | 19 | 8.38 | Residential | No | Behind the Meter | Castle Energy, LLC | AC Electric | Final As-Built Received | 2019-08-07 | 2019-08-12 | 2020-08-12 | Enphase Energy | X-IQ-AM1-240-3 | Meters |  |  | 1 |  |  |  | Yes | Outdoor
Solar Registration Program | NJSRRE1541861855 | Irvington | 7111 | 9 | 8.38 | Residential | Yes | Behind the Meter | Pro Custom Solar dba Momentum Solar | PSE&G | Accepted | 2019-08-20 | 2019-08-23 | 2020-08-23 | LG ELECTRONICS | LG 335N1C-V5 | Solar Panels |  | 0.335 | 25 | 37 | 1 |  | Fixed | Roof
Solar Registration Program | NJSRRE1541861855 | Irvington | 7111 | 9 | 8.38 | Residential | Yes | Behind the Meter | Pro Custom Solar dba Momentum Solar | PSE&G | Accepted | 2019-08-20 | 2019-08-23 | 2020-08-23 | Enphase Energy | IQ7-60-2-US | Inverters | 250 |  | 25 |  |  | 0.97 |  | Outdoor | Roof
Solar Registration Program | NJSRRE1541873887 | Elizabeth | 7208 | 10 | 8.38 | Residential | Yes | Behind the Meter | Pro Custom Solar dba Momentum Solar | PSE&G | Accepted | 2019-08-22 | 2019-08-27 | 2020-08-27 | LG ELECTRONICS | LG 335N1C-V5 | Solar Panels |  | 0.335 | 4 | 273 | 35 |  | Fixed | Roof
Solar Registration Program | NJSRRE1541873887 | Elizabeth | 7208 | 10 | 8.38 | Residential | Yes | Behind the Meter | Pro Custom Solar dba Momentum Solar | PSE&G | Accepted | 2019-08-22 | 2019-08-27 | 2020-08-27 | LG ELECTRONICS | LG 335N1C-V5 | Solar Panels |  | 0.335 | 5 | 273 | 17 |  | Fixed | Roof
Solar Registration Program | NJSRRE1541873887 | Elizabeth | 7208 | 10 | 8.38 | Residential | Yes | Behind the Meter | Pro Custom Solar dba Momentum Solar | PSE&G | Accepted | 2019-08-22 | 2019-08-27 | 2020-08-27 | LG ELECTRONICS | LG 335N1C-V5 | Solar Panels |  | 0.335 | 10 | 93 | 27 |  | Fixed | Roof
Solar Registration Program | NJSRRE1541873887 | Elizabeth | 7208 | 10 | 8.38 | Residential | Yes | Behind the Meter | Pro Custom Solar dba Momentum Solar | PSE&G | Accepted | 2019-08-22 | 2019-08-27 | 2020-08-27 | LG ELECTRONICS | LG 335N1C-V5 | Solar Panels |  | 0.335 | 6 | 93 | 38 |  | Fixed | Roof
Solar Registration Program | NJSRRE1541873887 | Elizabeth | 7208 | 10 | 8.38 | Residential | Yes | Behind the Meter | Pro Custom Solar dba Momentum Solar | PSE&G | Accepted | 2019-08-22 | 2019-08-27 | 2020-08-27 | Enphase Energy | IQ7Plus-60-2-US | Inverters | 295 |  | 25 |  |  | 0.97 |  | Outdoor | Roof
Solar Registration Program | NJSRRE1541880901 | Bayonne | 7002 | 8 | 8.38 | Residential | Yes | Behind the Meter | Pro Custom Solar dba Momentum Solar | PSE&G | Accepted | 2019-08-23 | 2019-08-27 | 2020-08-27 | LG ELECTRONICS | LG 335N1C-V5 | Solar Panels |  | 0.335 | 3 | 123 | 18 |  | Fixed | Roof
Solar Registration Program | NJSRRE1541880901 | Bayonne | 7002 | 8 | 8.38 | Residential | Yes | Behind the Meter | Pro Custom Solar dba Momentum Solar | PSE&G | Accepted | 2019-08-23 | 2019-08-27 | 2020-08-27 | LG ELECTRONICS | LG 335N1C-V5 | Solar Panels |  | 0.335 | 4 | 123 | 18 |  | Fixed | Roof
Solar Registration Program | NJSRRE1541880901 | Bayonne | 7002 | 8 | 8.38 | Residential | Yes | Behind the Meter | Pro Custom Solar dba Momentum Solar | PSE&G | Accepted | 2019-08-23 | 2019-08-27 | 2020-08-27 | LG ELECTRONICS | LG 335N1C-V5 | Solar Panels |  | 0.335 | 18 | 303 | 18 |  | Fixed | Roof
Solar Registration Program | NJSRRE1541880901 | Bayonne | 7002 | 8 | 8.38 | Residential | Yes | Behind the Meter | Pro Custom Solar dba Momentum Solar | PSE&G | Accepted | 2019-08-23 | 2019-08-27 | 2020-08-27 | Enphase Energy | IQ7-60-2-US | Inverters | 250 |  | 25 |  |  | 0.97 |  | Outdoor | Roof
Solar Registration Program | NJSRRE1541883888 | Roselle | 7203 | 10 | 8.38 | Residential | Yes | Behind the Meter | Pro Custom Solar dba Momentum Solar | PSE&G | Accepted | 2019-08-26 | 2019-08-28 | 2020-08-28 | LG ELECTRONICS | LG 335N1C-V5 | Solar Panels |  | 0.335 | 22 | 169 | 29 |  | Fixed | Roof
Solar Registration Program | NJSRRE1541883888 | Roselle | 7203 | 10 | 8.38 | Residential | Yes | Behind the Meter | Pro Custom Solar dba Momentum Solar | PSE&G | Accepted | 2019-08-26 | 2019-08-28 | 2020-08-28 | LG ELECTRONICS | LG 335N1C-V5 | Solar Panels |  | 0.335 | 3 | 349 | 27 |  | Fixed | Roof
Solar Registration Program | NJSRRE1541883888 | Roselle | 7203 | 10 | 8.38 | Residential | Yes | Behind the Meter | Pro Custom Solar dba Momentum Solar | PSE&G | Accepted | 2019-08-26 | 2019-08-28 | 2020-08-28 | Enphase Energy | IQ7-60-2-US | Inverters | 250 |  | 25 |  |  | 0.97 |  | Outdoor | Roof
Solar Registration Program | NJSRRE1541976782 | Manchester | 8759 | 18 | 8.38 | Residential | Yes | Behind the Meter | Pro Custom Solar dba Momentum Solar | JCP&L | Accepted | 2019-08-30 | 2019-09-04 | 2020-09-04 | LG ELECTRONICS | LG 335N1C-V5 | Solar Panels |  | 0.335 | 13 | 266 | 45 |  | Fixed | Roof
Solar Registration Program | NJSRRE1541976782 | Manchester | 8759 | 18 | 8.38 | Residential | Yes | Behind the Meter | Pro Custom Solar dba Momentum Solar | JCP&L | Accepted | 2019-08-30 | 2019-09-04 | 2020-09-04 | LG ELECTRONICS | LG 335N1C-V5 | Solar Panels |  | 0.335 | 12 | 86 | 20 |  | Fixed | Roof
Solar Registration Program | NJSRRE1541976782 | Manchester | 8759 | 18 | 8.38 | Residential | Yes | Behind the Meter | Pro Custom Solar dba Momentum Solar | JCP&L | Accepted | 2019-08-30 | 2019-09-04 | 2020-09-04 | Enphase Energy | IQ7-60-2-US | Inverters | 250 |  | 25 |  |  | 0.97 |  | Outdoor | Roof
Solar Registration Program | NJSRRE1542248660 | Bordentown | 8505 | 13 | 8.38 | Residential | Yes | Behind the Meter | Pro Custom Solar dba Momentum Solar | PSE&G | Accepted | 2019-09-05 | 2019-09-10 | 2020-09-10 | LG ELECTRONICS | LG 335N1C-V5 | Solar Panels |  | 0.335 | 21 | 243 | 31 |  | Fixed | Roof
Solar Registration Program | NJSRRE1542248660 | Bordentown | 8505 | 13 | 8.38 | Residential | Yes | Behind the Meter | Pro Custom Solar dba Momentum Solar | PSE&G | Accepted | 2019-09-05 | 2019-09-10 | 2020-09-10 | LG ELECTRONICS | LG 335N1C-V5 | Solar Panels |  | 0.335 | 4 | 153 | 41 |  | Fixed | Roof
Solar Registration Program | NJSRRE1542248660 | Bordentown | 8505 | 13 | 8.38 | Residential | Yes | Behind the Meter | Pro Custom Solar dba Momentum Solar | PSE&G | Accepted | 2019-09-05 | 2019-09-10 | 2020-09-10 | Enphase Energy | IQ7-60-2-US | Inverters | 250 |  | 25 |  |  | 0.97 |  | Outdoor | Roof
Solar Registration Program | NJSRRE1542369894 | Piscatway Twp | 8854 | 11 | 8.38 | Residential | No | Behind the Meter | FAL SOLAR SYSTEMS INC | PSE&G | Accepted | 2019-09-09 | 2019-09-16 | 2020-09-16 | LG Electronics | LG335N1C-A5 | Solar Panels |  | 0.335 | 25 | South West | 30 |  | Fixed | Roof | Roof Top
Solar Registration Program | NJSRRE1542369894 | Piscatway Twp | 8854 | 11 | 8.38 | Residential | No | Behind the Meter | FAL SOLAR SYSTEMS INC | PSE&G | Accepted | 2019-09-09 | 2019-09-16 | 2020-09-16 | Enphase | IQ7-60-2-US | Inverters | 250 |  | 25 |  |  | 0.97 |  | Outside | Attached to each PV Panel
Solar Registration Program | NJSRRE1542390520 | New Brunswick | 8901 | 11 | 8.38 | Residential | Yes | Behind the Meter | Pro Custom Solar dba Momentum Solar | PSE&G | Accepted | 2019-09-11 | 2019-09-13 | 2020-09-13 | LG | LG 335N1C-V5 | Solar Panels |  | 0.335 | 3 | 216 | 45 |  | Fixed | Roof
Solar Registration Program | NJSRRE1542390520 | New Brunswick | 8901 | 11 | 8.38 | Residential | Yes | Behind the Meter | Pro Custom Solar dba Momentum Solar | PSE&G | Accepted | 2019-09-11 | 2019-09-13 | 2020-09-13 | LG | LG 335N1C-V5 | Solar Panels |  | 0.335 | 11 | 39 | 45 |  | Fixed | Roof
Solar Registration Program | NJSRRE1542390520 | New Brunswick | 8901 | 11 | 8.38 | Residential | Yes | Behind the Meter | Pro Custom Solar dba Momentum Solar | PSE&G | Accepted | 2019-09-11 | 2019-09-13 | 2020-09-13 | LG | LG 335N1C-V5 | Solar Panels |  | 0.335 | 11 | 219 | 45 |  | Fixed | Roof
Solar Registration Program | NJSRRE1542390520 | New Brunswick | 8901 | 11 | 8.38 | Residential | Yes | Behind the Meter | Pro Custom Solar dba Momentum Solar | PSE&G | Accepted | 2019-09-11 | 2019-09-13 | 2020-09-13 | ENPHASE | IQ7-60-2-US | Inverters | 250 |  | 25 |  |  | 0.97 |  | Outdoor | ROOF
Solar Registration Program | NJSRRE1542411870 | New Brunswick | 8901 | 11 | 8.38 | Residential | Yes | Behind the Meter | Pro Custom Solar dba Momentum Solar | PSE&G | Accepted | 2019-09-17 | 2019-09-19 | 2020-09-19 | LG ELECTRONICS | LG 335N1C-V5 | Solar Panels |  | 0.335 | 10 | 1 | 15 |  | Fixed | Roof
Solar Registration Program | NJSRRE1542411870 | New Brunswick | 8901 | 11 | 8.38 | Residential | Yes | Behind the Meter | Pro Custom Solar dba Momentum Solar | PSE&G | Accepted | 2019-09-17 | 2019-09-19 | 2020-09-19 | LG ELECTRONICS | LG 335N1C-V5 | Solar Panels |  | 0.335 | 15 | 181 | 37 |  | Fixed | Roof
Solar Registration Program | NJSRRE1542411870 | New Brunswick | 8901 | 11 | 8.38 | Residential | Yes | Behind the Meter | Pro Custom Solar dba Momentum Solar | PSE&G | Accepted | 2019-09-17 | 2019-09-19 | 2020-09-19 | Enphase Energy | IQ7-60-2-US | Inverters | 250 |  | 25 |  |  | 0.97 |  | Outdoor | Roof
Solar Registration Program | NJSRRE1542416622 | Phillipsurg | 8865 | 2 | 8.38 | Residential | Yes | Behind the Meter | Pro Custom Solar dba Momentum Solar | JCP&L | Accepted | 2019-09-18 | 2019-09-20 | 2020-09-20 | LG ELECTRONICS | LG 335N1C-V5 | Solar Panels |  | 0.335 | 25 | 155 | 18 |  | Fixed | Roof
Solar Registration Program | NJSRRE1542416622 | Phillipsurg | 8865 | 2 | 8.38 | Residential | Yes | Behind the Meter | Pro Custom Solar dba Momentum Solar | JCP&L | Accepted | 2019-09-18 | 2019-09-20 | 2020-09-20 | Enphase Energy | IQ7-60-2-US | Inverters | 250 |  | 25 |  |  | 0.97 |  | Outdoor | Roof
Solar Registration Program | NJSRRE1542500998 | Deptford | 8096 | 15 | 8.38 | Residential | No | Behind the Meter | Public Service Solar | PSE&G | Accepted | 2019-10-03 | 2019-10-08 | 2020-10-08 | LG | LG335N1K-V5 | Solar Panels |  | 0.335 | 25 | 168 | 16 |  | Fixed | Roof
Solar Registration Program | NJSRRE1542500998 | Deptford | 8096 | 15 | 8.38 | Residential | No | Behind the Meter | Public Service Solar | PSE&G | Accepted | 2019-10-03 | 2019-10-08 | 2020-10-08 | Enphase Energy | IQ7+ | Inverters | 0.335 |  | 25 |  |  | 0.96 |  | Outside | Under panels
Solar Registration Program | NJSRRE1542510740 | Marlboro | 7751 | 17 | 8.38 | Residential | No | Behind the Meter | Morgan Associates and Consulting LLC | JCP&L | Accepted | 2019-10-07 | 2019-10-09 | 2020-10-09 | LG | LG 335 | Solar Panels |  | 0.335 | 25 | 189 | 16 |  | Fixed | Roof
Solar Registration Program | NJSRRE1542510740 | Marlboro | 7751 | 17 | 8.38 | Residential | No | Behind the Meter | Morgan Associates and Consulting LLC | JCP&L | Accepted | 2019-10-07 | 2019-10-09 | 2020-10-09 | Enphase | Iq7 | Inverters | 10000 |  | 25 |  |  | 0.99 |  | Outdoor | Roof
Solar Registration Program | NJSRRE1542511009 | Morganville | 7751 | 17 | 8.38 | Residential | No | Behind the Meter | Morgan Associates and Consulting LLC | JCP&L | Accepted | 2019-10-07 | 2019-10-09 | 2020-10-09 | LG | LG 335 | Solar Panels |  | 0.335 | 25 | 157 | 14 |  | Fixed | Roof
Solar Registration Program | NJSRRE1542528074 | Bridgwater | 8005 | 18 | 8.38 | Residential | No | Behind the Meter | Public Service Solar | AC Electric | Accepted | 2019-10-11 | 2019-10-15 | 2020-10-15 | LG | LG335N1K-V5 | Solar Panels |  | 0.335 | 25 | 155 | 27 |  | Fixed | Roof
Solar Registration Program | NJSRRE1542528074 | Bridgwater | 8005 | 18 | 8.38 | Residential | No | Behind the Meter | Public Service Solar | AC Electric | Accepted | 2019-10-11 | 2019-10-15 | 2020-10-15 | Enphase | IQ7+ | Inverters | 0.335 |  | 25 |  |  | 0.96 |  | Outside | Under panels
Solar Registration Program | NJSRRE1543067319 | Marlboro Township | 7746 | 17 | 8.38 | Residential | No | Behind the Meter | Morgan Associates and Consulting LLC | JCP&L | Accepted | 2019-11-12 | 2019-11-14 | 2020-11-14 | LG | LG 335 | Solar Panels |  | 0.335 | 25 | 173 | 14 |  | Fixed | Roof
Solar Registration Program | NJSRRE1543067319 | Marlboro Township | 7746 | 17 | 8.38 | Residential | No | Behind the Meter | Morgan Associates and Consulting LLC | JCP&L | Accepted | 2019-11-12 | 2019-11-14 | 2020-11-14 | Enphase | iq6 | Inverters | 0.3 |  | 25 |  |  | 0.98 |  | Outside | roof
Solar Registration Program | NJSRRE1543421783 | Egg Harbor | 8234 | 19 | 8.38 | Residential | No | Behind the Meter | Public Service Solar | AC Electric | Accepted | 2019-11-19 | 2019-11-22 | 2020-11-22 | LG | 335N1K-V5 | Solar Panels |  | 0.335 | 25 | 110 | 33 |  | Fixed | Roof
Solar Registration Program | NJSRRE1543421783 | Egg Harbor | 8234 | 19 | 8.38 | Residential | No | Behind the Meter | Public Service Solar | AC Electric | Accepted | 2019-11-19 | 2019-11-22 | 2020-11-22 | Enphase | IQ7+ | Inverters | 0.29 |  | 25 |  |  | 0.96 |  | Outside | Under Panels
Solar Registration Program | NJSRRE1543464404 | Monroe | 8831 | 11 | 8.38 | Residential | No | Behind the Meter | Public Service Solar | JCP&L | Accepted | 2019-12-02 | 2019-12-04 | 2020-12-04 | LG | 335N1K-V-5 | Solar Panels |  | 0.335 | 25 | 162 | 31 |  | Fixed | Roof
Solar Registration Program | NJSRRE1543464404 | Monroe | 8831 | 11 | 8.38 | Residential | No | Behind the Meter | Public Service Solar | JCP&L | Accepted | 2019-12-02 | 2019-12-04 | 2020-12-04 | Enphase | IQ7+ | Inverters | 0.29 |  | 25 |  |  | 0.96 |  | Outside | Under panels
Solar Registration Program | NJSRRE1540224218 | Hammonton | 8037 | 19 | 8.4 | Residential | No | Behind the Meter | Kopp Electric Company | AC Electric | Accepted | 2019-01-09 | 2019-01-15 | 2020-01-15 | Trina | TSM300DD05A.05 | Solar Panels |  | 0.3 | 28 | 180 | 25 |  | Fixed | Roof
Solar Registration Program | NJSRRE1540224218 | Hammonton | 8037 | 19 | 8.4 | Residential | No | Behind the Meter | Kopp Electric Company | AC Electric | Accepted | 2019-01-09 | 2019-01-15 | 2020-01-15 | Solar Edge | SE7600H-US | Inverters | 7600 |  | 1 |  |  | 0.975 |  | Outdoor | next to meter
Solar Registration Program | NJSRRE1540381340 | Bloomfield Twp | 7003 | 9 | 8.4 | Residential | No | Behind the Meter | United Solar LLC | PSE&G | Accepted | 2019-02-20 | 2019-02-22 | 2020-02-22 | Trina Solar | 300M | Solar Panels |  | 0.3 | 12 | 273 | 37 |  | Fixed | Roof
Solar Registration Program | NJSRRE1540381340 | Bloomfield Twp | 7003 | 9 | 8.4 | Residential | No | Behind the Meter | United Solar LLC | PSE&G | Accepted | 2019-02-20 | 2019-02-22 | 2020-02-22 | Trina Solar | 300M | Solar Panels |  | 0.3 | 16 | 93 | 37 |  | Fixed | Roof
Solar Registration Program | NJSRRE1540381340 | Bloomfield Twp | 7003 | 9 | 8.4 | Residential | No | Behind the Meter | United Solar LLC | PSE&G | Accepted | 2019-02-20 | 2019-02-22 | 2020-02-22 | Enphase Energy | IQ6-60-2-US | Inverters | 240 |  | 28 |  |  | 0.97 |  | Outdoor | roof
Solar Registration Program | NJSRRE1540847082 | Franklin Park | 8823 | 5 | 8.4 | Residential | No | Behind the Meter | Palmetto Solar | PSE&G | Accepted | 2019-04-11 | 2019-04-12 | 2020-04-12 | SILFAB | 300W SLA-M | Solar Panels |  | 0.3 | 28 | 222 | 34 |  | Fixed | Roof
Solar Registration Program | NJSRRE1540847082 | Franklin Park | 8823 | 5 | 8.4 | Residential | No | Behind the Meter | Palmetto Solar | PSE&G | Accepted | 2019-04-11 | 2019-04-12 | 2020-04-12 | SolarEdge | SE7600A-US | Inverters | 7600 |  | 1 |  |  | 0.99 |  | Outside | NA
Solar Registration Program | NJSRRE1540980452 | Haddon Heights Boro | 8035 | 14 | 8.4 | Residential | Yes | Behind the Meter | All Season Solar | PSE&G | Accepted | 2019-05-10 | 2019-05-15 | 2020-05-15 | Trina | TSM DD05A.05II 300W NOV 2017 | Solar Panels |  | 0.3 | 4 | 71 | 45 |  | Fixed | Roof
Solar Registration Program | NJSRRE1540980452 | Haddon Heights Boro | 8035 | 14 | 8.4 | Residential | Yes | Behind the Meter | All Season Solar | PSE&G | Accepted | 2019-05-10 | 2019-05-15 | 2020-05-15 | Trina | TSM DD05A.05II 300W NOV 2017 | Solar Panels |  | 0.3 | 20 | 161 | 39 |  | Fixed | Roof
Solar Registration Program | NJSRRE1540980452 | Haddon Heights Boro | 8035 | 14 | 8.4 | Residential | Yes | Behind the Meter | All Season Solar | PSE&G | Accepted | 2019-05-10 | 2019-05-15 | 2020-05-15 | Trina | TSM DD05A.05II 300W NOV 2017 | Solar Panels |  | 0.3 | 4 | 251 | 45 |  | Fixed | Roof
Solar Registration Program | NJSRRE1540980452 | Haddon Heights Boro | 8035 | 14 | 8.4 | Residential | Yes | Behind the Meter | All Season Solar | PSE&G | Accepted | 2019-05-10 | 2019-05-15 | 2020-05-15 | Enphase | IQ7 | Inverters | 240 |  | 28 |  |  | 0.97 |  | Outdoor | Under Module
Solar Registration Program | NJSRRE1540993765 | Bogota Boro | 7603 | 7 | 8.4 | Residential | No | Behind the Meter | United Solar LLC | PSE&G | Accepted | 2019-05-16 | 2019-05-21 | 2020-05-21 | Hanwha | Q Cell 300 | Solar Panels |  | 0.3 | 6 | 111 | 35 |  | Fixed | Roof
Solar Registration Program | NJSRRE1540993765 | Bogota Boro | 7603 | 7 | 8.4 | Residential | No | Behind the Meter | United Solar LLC | PSE&G | Accepted | 2019-05-16 | 2019-05-21 | 2020-05-21 | Hanwha | Q Cell 300 | Solar Panels |  | 0.3 | 12 | 158 | 35 |  | Fixed | Roof
Solar Registration Program | NJSRRE1540993765 | Bogota Boro | 7603 | 7 | 8.4 | Residential | No | Behind the Meter | United Solar LLC | PSE&G | Accepted | 2019-05-16 | 2019-05-21 | 2020-05-21 | Hanwha | Q Cell 300 | Solar Panels |  | 0.3 | 10 | 291 | 35 |  | Fixed | Roof
Solar Registration Program | NJSRRE1540993765 | Bogota Boro | 7603 | 7 | 8.4 | Residential | No | Behind the Meter | United Solar LLC | PSE&G | Accepted | 2019-05-16 | 2019-05-21 | 2020-05-21 | Enphase Energy | IQ6-60-2-US | Inverters | 240 |  | 28 |  |  | 0.97 |  | Outdoor | rooftop
Solar Registration Program | NJSRRE1541047126 | Highland Lakes | 7422 | 1 | 8.4 | Residential | No | Behind the Meter | Ampericon | PSE&G | Accepted | 2019-05-28 | 2019-05-31 | 2020-05-31 | Silfab | SLA-M-350 | Solar Panels |  | 0.35 | 14 | 125 | 30 |  | Fixed | Roof
Solar Registration Program | NJSRRE1541047126 | Highland Lakes | 7422 | 1 | 8.4 | Residential | No | Behind the Meter | Ampericon | PSE&G | Accepted | 2019-05-28 | 2019-05-31 | 2020-05-31 | Silfab | SLA-M-350 | Solar Panels |  | 0.35 | 10 | 305 | 30 |  | Fixed | Roof
Solar Registration Program | NJSRRE1541047126 | Highland Lakes | 7422 | 1 | 8.4 | Residential | No | Behind the Meter | Ampericon | PSE&G | Accepted | 2019-05-28 | 2019-05-31 | 2020-05-31 | EnPhase | IQ7+ | Inverters | 290 |  | 24 |  |  | 0.965 |  | Outside | Roof
Solar Registration Program | NJSRRE1541844530 | Mullica Hill | 8062 | 15 | 8.4 | Residential | Yes | Behind the Meter | SunPower Corporation, Systems | AC Electric | Accepted | 2019-08-15 | 2019-08-23 | 2020-08-23 | SUNPOWER | SPR-X21-350-BLK-E-AC | Solar Panels |  | 0.35 | 22 | 211 | 18 |  | Fixed | Roof
Solar Registration Program | NJSRRE1541844530 | Mullica Hill | 8062 | 15 | 8.4 | Residential | Yes | Behind the Meter | SunPower Corporation, Systems | AC Electric | Accepted | 2019-08-15 | 2019-08-23 | 2020-08-23 | SUNPOWER | SPR-X21-350-BLK-E-AC | Solar Panels |  | 0.35 | 2 | 31 | 18 |  | Fixed | Roof
Solar Registration Program | NJSRRE1541844530 | Mullica Hill | 8062 | 15 | 8.4 | Residential | Yes | Behind the Meter | SunPower Corporation, Systems | AC Electric | Accepted | 2019-08-15 | 2019-08-23 | 2020-08-23 | SUNPOWER | SPR-X21-350-BLK-E-AC | Inverters | 320 |  | 24 |  |  | 0.96 |  | Other | under each panel
Solar Registration Program | NJSRRE1542409174 | Newark | 7106 | 9 | 8.4 | Residential | No | Behind the Meter | Fusion Solar Energy LLC | PSE&G | Accepted | 2019-09-18 | 2019-09-18 | 2020-09-18 | SUNPOWER | SUNPOWER 350-BLK-E-AC | Solar Panels |  | 0.35 | 24 | NORTH | 39 |  | Fixed | Roof
Solar Registration Program | NJSRRE1542409174 | Newark | 7106 | 9 | 8.4 | Residential | No | Behind the Meter | Fusion Solar Energy LLC | PSE&G | Accepted | 2019-09-18 | 2019-09-18 | 2020-09-18 | SUNPOWER | TYPE E | Inverters | 5 |  | 17 |  |  | 0.93 |  | Outdoor | ROOF TOP
Solar Registration Program | NJSRRE1542501349 | Keansburg | 7734 | 17 | 8.4 | Residential | Yes | Behind the Meter | Bright Planet Solar | AC Electric | Accepted | 2019-10-03 | 2019-10-17 | 2020-10-17 | TRINA SOLAR | TSM-DD05A.05(II) 300W | Solar Panels |  | 0.3 | 28 | 99 | 23 |  | Fixed | Roof
Solar Registration Program | NJSRRE1542501349 | Keansburg | 7734 | 17 | 8.4 | Residential | Yes | Behind the Meter | Bright Planet Solar | AC Electric | Accepted | 2019-10-03 | 2019-10-17 | 2020-10-17 | SOLAR EDGE | SE7600H-USRGM | Inverters | 7600 |  | 1 |  |  | 0.98 |  | Outdoor | NEXT TO METER
Solar Registration Program | NJSRRE1542539825 | Gloucester Twp | 8012 | 14 | 8.4 | Residential | Yes | Behind the Meter | Bright Planet Solar | PSE&G | Accepted | 2019-10-13 | 2019-10-16 | 2020-10-16 | Hanwha Q-Cells | Q.PEAK-G4.1 300W | Solar Panels |  | 0.3 | 20 | 170 | 27 |  | Fixed | Roof
Solar Registration Program | NJSRRE1542539825 | Gloucester Twp | 8012 | 14 | 8.4 | Residential | Yes | Behind the Meter | Bright Planet Solar | PSE&G | Accepted | 2019-10-13 | 2019-10-16 | 2020-10-16 | Hanwha Q-Cells | Q.PEAK-G4.1 300W | Solar Panels |  | 0.3 | 8 | 350 | 9.5 |  | Fixed | Roof
Solar Registration Program | NJSRRE1542539825 | Gloucester Twp | 8012 | 14 | 8.4 | Residential | Yes | Behind the Meter | Bright Planet Solar | PSE&G | Accepted | 2019-10-13 | 2019-10-16 | 2020-10-16 | Solar Edge | SE7600H-USRGM | Inverters | 7600 |  | 1 |  |  | 0.98 |  | Outdoor | Next to meter
Solar Registration Program | NJSRRE1542581797 | Williamstown | 8094 | 15 | 8.4 | Residential | No | Behind the Meter | Seabright Solar | AC Electric | Accepted | 2019-11-01 | 2019-11-01 | 2020-11-01 | Sunpower | SPR-X21-350 | Solar Panels |  | 0.35 | 18 | 103 | 27 |  | Fixed | Roof
Solar Registration Program | NJSRRE1542581797 | Williamstown | 8094 | 15 | 8.4 | Residential | No | Behind the Meter | Seabright Solar | AC Electric | Accepted | 2019-11-01 | 2019-11-01 | 2020-11-01 | Sunpower | SPR-X21-350 | Solar Panels |  | 0.35 | 6 | 103 | 27 |  | Fixed | Roof
Solar Registration Program | NJSRRE1542581797 | Williamstown | 8094 | 15 | 8.4 | Residential | No | Behind the Meter | Seabright Solar | AC Electric | Accepted | 2019-11-01 | 2019-11-01 | 2020-11-01 | Sunpower | SPR-X21-350 | Inverters | 0.32 |  | 24 |  |  | 0.99 |  | Outside | Roof
Solar Registration Program | NJSRRE1542584325 | Bridgeton | 8302 | 20 | 8.4 | Residential | Yes | Behind the Meter | Bright Planet Solar | AC Electric | Accepted | 2019-10-25 | 2019-10-28 | 2020-10-28 | HANWHA Q-CELLS | Q.PEAK G-4.1 300W | Solar Panels |  | 0.3 | 28 | 180 | 25 |  | Fixed | Roof
Solar Registration Program | NJSRRE1542584325 | Bridgeton | 8302 | 20 | 8.4 | Residential | Yes | Behind the Meter | Bright Planet Solar | AC Electric | Accepted | 2019-10-25 | 2019-10-28 | 2020-10-28 | SOLAR EDGE | SE7600H-USRGM | Inverters | 7600 |  | 1 |  |  | 0.98 |  | Outdoor | NEXT TO METER
Solar Registration Program | NJSRRE1542584326 | Millville | 8332 | 20 | 8.4 | Residential | Yes | Behind the Meter | Bright Planet Solar | AC Electric | Accepted | 2019-10-25 | 2019-10-29 | 2020-10-29 | TRINA SOLAR | TSM-DD05A.18(II) 300W | Solar Panels |  | 0.3 | 11 | 238 | 31 |  | Fixed | Roof
Solar Registration Program | NJSRRE1542584326 | Millville | 8332 | 20 | 8.4 | Residential | Yes | Behind the Meter | Bright Planet Solar | AC Electric | Accepted | 2019-10-25 | 2019-10-29 | 2020-10-29 | TRINA SOLAR | TSM-DD05A.18(II) 300W | Solar Panels |  | 0.3 | 3 | 238 | 31 |  | Fixed | Roof
Solar Registration Program | NJSRRE1542584326 | Millville | 8332 | 20 | 8.4 | Residential | Yes | Behind the Meter | Bright Planet Solar | AC Electric | Accepted | 2019-10-25 | 2019-10-29 | 2020-10-29 | TRINA SOLAR | TSM-DD05A.18(II) 300W | Solar Panels |  | 0.3 | 14 | 58 | 31 |  | Fixed | Roof
Solar Registration Program | NJSRRE1542584326 | Millville | 8332 | 20 | 8.4 | Residential | Yes | Behind the Meter | Bright Planet Solar | AC Electric | Accepted | 2019-10-25 | 2019-10-29 | 2020-10-29 | SOLAR EDGE | SE7600H-USRGM | Inverters | 7600 |  | 1 |  |  | 0.98 |  | Outdoor | NEXT TO METER
Solar Registration Program | NJSRRE1542839553 | Mount Laurel | 8054 | 13 | 8.4 | Residential | No | Behind the Meter | Greentech Solar USA LLC | PSE&G | Accepted | 2019-10-31 | 2019-11-04 | 2020-11-04 | Trina Solar | TSM-DD5A 300M | Solar Panels |  | 0.3 | 28 | 220 | 33 |  | Fixed | Roof
Solar Registration Program | NJSRRE1542839553 | Mount Laurel | 8054 | 13 | 8.4 | Residential | No | Behind the Meter | Greentech Solar USA LLC | PSE&G | Accepted | 2019-10-31 | 2019-11-04 | 2020-11-04 | Growatt | 7600MTLP-US | Inverters | 7600 |  | 1 |  |  | 0.97 |  | Indoor | Basement Wall
Solar Registration Program | NJSRRE1543421671 | Paterson | 7513 | 6 | 8.4 | Residential | No | Behind the Meter | SunPower Corporation, Systems | PSE&G | Accepted | 2019-11-19 | 2019-11-21 | 2020-11-21 | SUNPOWER | SPR-A400-G-AC | Solar Panels |  | 0.4 | 10 | 99 | 19 |  | Fixed | Roof
Solar Registration Program | NJSRRE1543421671 | Paterson | 7513 | 6 | 8.4 | Residential | No | Behind the Meter | SunPower Corporation, Systems | PSE&G | Accepted | 2019-11-19 | 2019-11-21 | 2020-11-21 | SUNPOWER | SPR-A400-G-AC | Solar Panels |  | 0.4 | 11 | 279 | 19 |  | Fixed | Roof
Solar Registration Program | NJSRRE1543421671 | Paterson | 7513 | 6 | 8.4 | Residential | No | Behind the Meter | SunPower Corporation, Systems | PSE&G | Accepted | 2019-11-19 | 2019-11-21 | 2020-11-21 | SUNPOWER | SPR-A400-G-AC | Inverters | 320 |  | 21 |  |  | 0.97 |  | Other | under each panel
Solar Registration Program | NJSRRE1543425676 | Nutley | 7110 | 9 | 8.4 | Residential | No | Behind the Meter | Green Power Energy | PSE&G | Accepted | 2019-11-20 | 2019-11-25 | 2020-11-25 | LG Electronics | LG350N1C-V5 | Solar Panels |  | 0.35 | 24 | 197 | 27 |  | Fixed | Roof
Solar Registration Program | NJSRRE1543425676 | Nutley | 7110 | 9 | 8.4 | Residential | No | Behind the Meter | Green Power Energy | PSE&G | Accepted | 2019-11-20 | 2019-11-25 | 2020-11-25 | SolarEdge | SE7600H-US | Inverters | 7600 |  | 1 |  |  | 0.97 |  | Outside | Next to meter
Solar Registration Program | NJSRRE1543527307 | Rahway | 7065 | 10 | 8.4 | Residential | No | Behind the Meter | SunPower Corporation, Systems | PSE&G | Accepted | 2019-12-12 | 2019-12-16 | 2020-12-16 | SUNPOWER | SPR-A400-G-AC | Solar Panels |  | 0.4 | 21 | 219 | 34 |  | Fixed | Roof
Solar Registration Program | NJSRRE1543527307 | Rahway | 7065 | 10 | 8.4 | Residential | No | Behind the Meter | SunPower Corporation, Systems | PSE&G | Accepted | 2019-12-12 | 2019-12-16 | 2020-12-16 | SUNPOWER | SPR-A400-G-AC | Inverters | 320 |  | 21 |  |  | 0.97 |  | Other | under each panel
Solar Registration Program | NJSRRE1543651776 | Union | 7083 | 10 | 8.4 | Residential | Yes | Behind the Meter | Pro Custom Solar dba Momentum Solar | PSE&G | Accepted | 2019-12-23 | 2019-12-27 | 2020-12-27 | LG Electronics | LG 350N1C-V5 | Solar Panels |  | 0.35 | 16 | 225 | 30 |  | Fixed | Roof
Solar Registration Program | NJSRRE1543651776 | Union | 7083 | 10 | 8.4 | Residential | Yes | Behind the Meter | Pro Custom Solar dba Momentum Solar | PSE&G | Accepted | 2019-12-23 | 2019-12-27 | 2020-12-27 | LG Electronics | LG 350N1C-V5 | Solar Panels |  | 0.35 | 4 | 45 | 29 |  | Fixed | Roof
Solar Registration Program | NJSRRE1543651776 | Union | 7083 | 10 | 8.4 | Residential | Yes | Behind the Meter | Pro Custom Solar dba Momentum Solar | PSE&G | Accepted | 2019-12-23 | 2019-12-27 | 2020-12-27 | LG Electronics | LG 350N1C-V5 | Solar Panels |  | 0.35 | 4 | 315 | 11 |  | Fixed | Roof
Solar Registration Program | NJSRRE1543651776 | Union | 7083 | 10 | 8.4 | Residential | Yes | Behind the Meter | Pro Custom Solar dba Momentum Solar | PSE&G | Accepted | 2019-12-23 | 2019-12-27 | 2020-12-27 | Enphase Energy | IQ7PLUS-72-2-US | Inverters | 295 |  | 24 |  |  | 0.97 |  | Outdoor | Roof
Solar Registration Program | NJSRRE1543821947 | Monroe Township | 8831 | 11 | 8.4 | Residential | Yes | Behind the Meter | Pro Custom Solar dba Momentum Solar | JCP&L | Accepted | 2019-12-26 | 2019-12-31 | 2020-12-31 | LG ELECTRONICS | LG 350N1C-V5 | Solar Panels |  | 0.35 | 2 | 268 | 39 |  | Fixed | Roof
Solar Registration Program | NJSRRE1543821947 | Monroe Township | 8831 | 11 | 8.4 | Residential | Yes | Behind the Meter | Pro Custom Solar dba Momentum Solar | JCP&L | Accepted | 2019-12-26 | 2019-12-31 | 2020-12-31 | LG ELECTRONICS | LG 350N1C-V5 | Solar Panels |  | 0.35 | 22 | 178 | 30 |  | Fixed | Roof
Solar Registration Program | NJSRRE1543821947 | Monroe Township | 8831 | 11 | 8.4 | Residential | Yes | Behind the Meter | Pro Custom Solar dba Momentum Solar | JCP&L | Accepted | 2019-12-26 | 2019-12-31 | 2020-12-31 | Enphase Energy | IQ7Plus-72-2-US | Inverters | 290 |  | 24 |  |  | 0.97 |  | Outdoor | Roof
Solar Registration Program | NJSRRE1540213015 | Egg Harbor Township | 8234 | 19 | 8.41 | Residential | Yes | Behind the Meter | Sunrun Installation Services, Inc. | AC Electric | Accepted | 2019-01-07 | 2019-01-10 | 2020-01-10 | REC Solar | REC290TP2 BLK | Solar Panels |  | 0.29 | 7 | 126 | 30 |  | Fixed | Roof
Solar Registration Program | NJSRRE1540213015 | Egg Harbor Township | 8234 | 19 | 8.41 | Residential | Yes | Behind the Meter | Sunrun Installation Services, Inc. | AC Electric | Accepted | 2019-01-07 | 2019-01-10 | 2020-01-10 | REC Solar | REC290TP2 BLK | Solar Panels |  | 0.29 | 22 | 128 | 18 |  | Fixed | Roof
Solar Registration Program | NJSRRE1540213015 | Egg Harbor Township | 8234 | 19 | 8.41 | Residential | Yes | Behind the Meter | Sunrun Installation Services, Inc. | AC Electric | Accepted | 2019-01-07 | 2019-01-10 | 2020-01-10 | SMA America | SB7.0-1SP-US-40 | Inverters | 7000 |  | 1 |  |  | 0.96 |  | Outdoor | Next To Meter
Solar Registration Program | NJSRRE1540230180 | Roseland Boro | 7068 | 9 | 8.41 | Residential | No | Behind the Meter | Sunrun Installation Services, Inc. | PSE&G | Accepted | 2019-01-09 | 2019-01-14 | 2020-01-14 | SMA America | SB7.0-1SP-US-40 | Inverters | 7000 |  | 1 |  |  | 0.96 |  | Outdoor | Next To Meter
Solar Registration Program | NJSRRE1540230180 | Roseland Boro | 7068 | 9 | 8.41 | Residential | No | Behind the Meter | Sunrun Installation Services, Inc. | PSE&G | Accepted | 2019-01-09 | 2019-01-14 | 2020-01-14 | REC Solar | REC290TP2 BLK | Solar Panels |  | 0.29 | 29 | 202 | 37 |  | Fixed | Roof
Solar Registration Program | NJSRRE1540336730 | Washington | 7882 | 2 | 8.41 | Residential | No | Behind the Meter | Sunrun Installation Services, Inc. | JCP&L | Accepted | 2019-02-06 | 2019-02-08 | 2020-02-08 | REC Solar | REC290TP2 BLK | Solar Panels |  | 0.29 | 29 | 196 | 34 |  | Fixed | Roof
Solar Registration Program | NJSRRE1540336730 | Washington | 7882 | 2 | 8.41 | Residential | No | Behind the Meter | Sunrun Installation Services, Inc. | JCP&L | Accepted | 2019-02-06 | 2019-02-08 | 2020-02-08 | SMA America | SB7.0-1SP-US-40 | Inverters | 7000 |  | 1 |  |  | 0.96 |  | Outdoor | Next To Meter
Solar Registration Program | NJSRRE1540378476 | Jackson | 8527 | 18 | 8.41 | Residential | Yes | Behind the Meter | Sunrun Installation Services, Inc. | JCP&L | Accepted | 2019-02-19 | 2019-02-21 | 2020-02-21 | REC Solar | REC290TP2 BLK | Solar Panels |  | 0.29 | 29 | 150 | 30 |  | Fixed | Roof
Solar Registration Program | NJSRRE1540378476 | Jackson | 8527 | 18 | 8.41 | Residential | Yes | Behind the Meter | Sunrun Installation Services, Inc. | JCP&L | Accepted | 2019-02-19 | 2019-02-21 | 2020-02-21 | SMA America | SB7.0-1SP-US-40 | Inverters | 7000 |  | 1 |  |  | 0.96 |  | Outdoor | Next To Meter
Solar Registration Program | NJSRRE1540476723 | Marlboro | 7746 | 17 | 8.41 | Residential | Yes | Behind the Meter | Sunrun Installation Services, Inc. | JCP&L | Accepted | 2019-03-12 | 2019-03-13 | 2020-03-13 | REC Solar | REC290TP2 BLK | Solar Panels |  | 0.29 | 10 | 307 | 18 |  | Fixed | Roof
Solar Registration Program | NJSRRE1540476723 | Marlboro | 7746 | 17 | 8.41 | Residential | Yes | Behind the Meter | Sunrun Installation Services, Inc. | JCP&L | Accepted | 2019-03-12 | 2019-03-13 | 2020-03-13 | REC Solar | REC290TP2 BLK | Solar Panels |  | 0.29 | 4 | 216 | 18 |  | Fixed | Roof
Solar Registration Program | NJSRRE1540476723 | Marlboro | 7746 | 17 | 8.41 | Residential | Yes | Behind the Meter | Sunrun Installation Services, Inc. | JCP&L | Accepted | 2019-03-12 | 2019-03-13 | 2020-03-13 | REC Solar | REC290TP2 BLK | Solar Panels |  | 0.29 | 15 | 127 | 18 |  | Fixed | Roof
Solar Registration Program | NJSRRE1540476723 | Marlboro | 7746 | 17 | 8.41 | Residential | Yes | Behind the Meter | Sunrun Installation Services, Inc. | JCP&L | Accepted | 2019-03-12 | 2019-03-13 | 2020-03-13 | SolarEdge Technologies | SE7600H-USRGM | Inverters | 7600 |  | 1 |  |  | 0.96 |  | Outdoor | Next To Meter
Solar Registration Program | NJSRRE1540480395 | Perth Amboy City | 8861 | 11 | 8.41 | Residential | Yes | Behind the Meter | Sunrun Installation Services, Inc. | PSE&G | Accepted | 2019-03-13 | 2019-03-14 | 2020-03-14 | REC Solar | REC290TP2 BLK | Solar Panels |  | 0.29 | 22 | 202 | 27 |  | Fixed | Roof
Solar Registration Program | NJSRRE1540480395 | Perth Amboy City | 8861 | 11 | 8.41 | Residential | Yes | Behind the Meter | Sunrun Installation Services, Inc. | PSE&G | Accepted | 2019-03-13 | 2019-03-14 | 2020-03-14 | REC Solar | REC290TP2 BLK | Solar Panels |  | 0.29 | 4 | 112 | 27 |  | Fixed | Roof
Solar Registration Program | NJSRRE1540480395 | Perth Amboy City | 8861 | 11 | 8.41 | Residential | Yes | Behind the Meter | Sunrun Installation Services, Inc. | PSE&G | Accepted | 2019-03-13 | 2019-03-14 | 2020-03-14 | REC Solar | REC290TP2 BLK | Solar Panels |  | 0.29 | 3 | 292 | 27 |  | Fixed | Roof
Solar Registration Program | NJSRRE1540480395 | Perth Amboy City | 8861 | 11 | 8.41 | Residential | Yes | Behind the Meter | Sunrun Installation Services, Inc. | PSE&G | Accepted | 2019-03-13 | 2019-03-14 | 2020-03-14 | SolarEdge Technologies | SE7600H-USRGM | Inverters | 7600 |  | 1 |  |  | 0.96 |  | Outdoor | Next To Meter
Solar Registration Program | NJSRRE1540873728 | Manahawkin | 8050 | 18 | 8.41 | Residential | Yes | Behind the Meter | Sunrun Installation Services, Inc. | AC Electric | Accepted | 2019-04-23 | 2019-04-24 | 2020-04-24 | REC Solar | REC290TP2 BLK | Solar Panels |  | 0.29 | 9 | 176 | 27 |  | Fixed | Roof
Solar Registration Program | NJSRRE1540873728 | Manahawkin | 8050 | 18 | 8.41 | Residential | Yes | Behind the Meter | Sunrun Installation Services, Inc. | AC Electric | Accepted | 2019-04-23 | 2019-04-24 | 2020-04-24 | REC Solar | REC290TP2 BLK | Solar Panels |  | 0.29 | 20 | 266 | 27 |  | Fixed | Roof
Solar Registration Program | NJSRRE1540873728 | Manahawkin | 8050 | 18 | 8.41 | Residential | Yes | Behind the Meter | Sunrun Installation Services, Inc. | AC Electric | Accepted | 2019-04-23 | 2019-04-24 | 2020-04-24 | SMA America | SB7.0-1SP-US-40 | Inverters | 7000 |  | 1 |  |  | 0.96 |  | Outdoor | Next To Meter
Solar Registration Program | NJSRRE1540992408 | Harrison | 7029 | 8 | 8.41 | Residential | No | Behind the Meter | Sunrun Installation Services, Inc. | PSE&G | Accepted | 2019-05-15 | 2019-05-20 | 2020-05-20 | REC Solar | REC290TP2 BLK | Solar Panels |  | 0.29 | 11 | 177 | 27 |  | Fixed | Roof
Solar Registration Program | NJSRRE1540992408 | Harrison | 7029 | 8 | 8.41 | Residential | No | Behind the Meter | Sunrun Installation Services, Inc. | PSE&G | Accepted | 2019-05-15 | 2019-05-20 | 2020-05-20 | REC Solar | REC290TP2 BLK | Solar Panels |  | 0.29 | 7 | 357 | 27 |  | Fixed | Roof
Solar Registration Program | NJSRRE1540992408 | Harrison | 7029 | 8 | 8.41 | Residential | No | Behind the Meter | Sunrun Installation Services, Inc. | PSE&G | Accepted | 2019-05-15 | 2019-05-20 | 2020-05-20 | REC Solar | REC290TP2 BLK | Solar Panels |  | 0.29 | 11 | 177 | 40 |  | Fixed | Roof
Solar Registration Program | NJSRRE1540992408 | Harrison | 7029 | 8 | 8.41 | Residential | No | Behind the Meter | Sunrun Installation Services, Inc. | PSE&G | Accepted | 2019-05-15 | 2019-05-20 | 2020-05-20 | SMA America | SB7.0-1SP-US-40 | Inverters | 7000 |  | 1 |  |  | 0.96 |  | Outdoor | Next To Meter
Solar Registration Program | NJSRRE1541506972 | Roselle | 7203 | 10 | 8.41 | Residential | Yes | Behind the Meter | Sunrun Installation Services, Inc. | PSE&G | Accepted | 2019-06-28 | 2019-07-15 | 2020-07-15 | REC Solar | REC290TP2 BLK | Solar Panels |  | 0.29 | 29 | 155 | 18 |  | Fixed | Roof
Solar Registration Program | NJSRRE1541506972 | Roselle | 7203 | 10 | 8.41 | Residential | Yes | Behind the Meter | Sunrun Installation Services, Inc. | PSE&G | Accepted | 2019-06-28 | 2019-07-15 | 2020-07-15 | Ningbo Ginlong Technologies | Solis-1P7.6K-4G-US | Inverters | 7600 |  | 1 |  |  | 0.96 |  | Outdoor | Next To Meter
Solar Registration Program | NJSRRE1541619704 | Garfield City | 7026 | 7 | 8.41 | Residential | No | Behind the Meter | Sunrun Installation Services, Inc. | PSE&G | Accepted | 2019-07-06 | 2019-07-10 | 2020-07-10 | REC Solar | REC290TP2 BLK | Solar Panels |  | 0.29 | 12 | 204 | 14 |  | Fixed | Roof
Solar Registration Program | NJSRRE1541619704 | Garfield City | 7026 | 7 | 8.41 | Residential | No | Behind the Meter | Sunrun Installation Services, Inc. | PSE&G | Accepted | 2019-07-06 | 2019-07-10 | 2020-07-10 | REC Solar | REC290TP2 BLK | Solar Panels |  | 0.29 | 17 | 24 | 9 |  | Fixed | Roof
Solar Registration Program | NJSRRE1541619704 | Garfield City | 7026 | 7 | 8.41 | Residential | No | Behind the Meter | Sunrun Installation Services, Inc. | PSE&G | Accepted | 2019-07-06 | 2019-07-10 | 2020-07-10 | Ningbo Ginlong Technologies | Solis-1P7.6K-4G-US | Inverters | 7600 |  | 1 |  |  | 0.96 |  | Outdoor | Next To Meter
Solar Registration Program | NJSRRE1541658482 | Evesham Township | 8053 | 13 | 8.41 | Residential | Yes | Behind the Meter | Sunrun Installation Services, Inc. | PSE&G | Accepted | 2019-07-15 | 2019-07-17 | 2020-07-17 | REC Solar | REC290TP2 BLK | Solar Panels |  | 0.29 | 29 | 80 | 23 |  | Fixed | Roof
Solar Registration Program | NJSRRE1541658482 | Evesham Township | 8053 | 13 | 8.41 | Residential | Yes | Behind the Meter | Sunrun Installation Services, Inc. | PSE&G | Accepted | 2019-07-15 | 2019-07-17 | 2020-07-17 | Ningbo Ginlong Technologies | Solis-1P7.6K-4G-US | Inverters | 7600 |  | 1 |  |  | 0.96 |  | Outdoor | Next To Meter
Solar Registration Program | NJSRRE1541691917 | Williamstown | 8094 | 15 | 8.41 | Residential | Yes | Behind the Meter | Sunrun Installation Services, Inc. | AC Electric | Accepted | 2019-07-20 | 2019-07-23 | 2020-07-23 | REC Solar | REC290TP2 BLK | Solar Panels |  | 0.29 | 11 | 92 | 23 |  | Fixed | Roof
Solar Registration Program | NJSRRE1541691917 | Williamstown | 8094 | 15 | 8.41 | Residential | Yes | Behind the Meter | Sunrun Installation Services, Inc. | AC Electric | Accepted | 2019-07-20 | 2019-07-23 | 2020-07-23 | REC Solar | REC290TP2 BLK | Solar Panels |  | 0.29 | 18 | 272 | 18 |  | Fixed | Roof
Solar Registration Program | NJSRRE1541691917 | Williamstown | 8094 | 15 | 8.41 | Residential | Yes | Behind the Meter | Sunrun Installation Services, Inc. | AC Electric | Accepted | 2019-07-20 | 2019-07-23 | 2020-07-23 | Ningbo Ginlong Technologies | Solis-1P7.6K-4G-US | Inverters | 7600 |  | 1 |  |  | 0.96 |  | Outdoor | Next To Meter
Solar Registration Program | NJSRRE1541715509 | Pennsville | 8070 | 16 | 8.41 | Residential | Yes | Behind the Meter | Sunrun Installation Services, Inc. | AC Electric | Accepted | 2019-07-29 | 2019-08-01 | 2020-08-01 | REC Solar | REC290TP2 BLK | Solar Panels |  | 0.29 | 29 | 218 | 26 |  | Fixed | Roof
Solar Registration Program | NJSRRE1541715509 | Pennsville | 8070 | 16 | 8.41 | Residential | Yes | Behind the Meter | Sunrun Installation Services, Inc. | AC Electric | Accepted | 2019-07-29 | 2019-08-01 | 2020-08-01 | Ningbo Ginlong Technologies | Solis-1P7.6K-4G-US | Inverters | 7600 |  | 1 |  |  | 0.96 |  | Outdoor | Next To Meter
Solar Registration Program | NJSRRE1541730109 | Englishtown | 7726 | 17 | 8.41 | Residential | Yes | Behind the Meter | Sunrun Installation Services, Inc. | JCP&L | Accepted | 2019-08-01 | 2019-08-06 | 2020-08-06 | REC Solar | REC290TP2 BLK | Solar Panels |  | 0.29 | 21 | 135 | 30 |  | Fixed | Roof
Solar Registration Program | NJSRRE1541730109 | Englishtown | 7726 | 17 | 8.41 | Residential | Yes | Behind the Meter | Sunrun Installation Services, Inc. | JCP&L | Accepted | 2019-08-01 | 2019-08-06 | 2020-08-06 | REC Solar | REC290TP2 BLK | Solar Panels |  | 0.29 | 8 | 315 | 18 |  | Fixed | Roof
Solar Registration Program | NJSRRE1541730109 | Englishtown | 7726 | 17 | 8.41 | Residential | Yes | Behind the Meter | Sunrun Installation Services, Inc. | JCP&L | Accepted | 2019-08-01 | 2019-08-06 | 2020-08-06 | SolarEdge Technologies | SE7600A-USS2RGM | Inverters | 7600 |  | 1 |  |  | 0.96 |  | Outdoor | Next To Meter
Solar Registration Program | NJSRRE1541805442 | Atco | 8004 | 14 | 8.41 | Residential | Yes | Behind the Meter | Sunrun Installation Services, Inc. | AC Electric | Accepted | 2019-08-08 | 2019-08-23 | 2020-08-23 | REC Solar | REC290TP2 BLK | Solar Panels |  | 0.29 | 20 | 282 | 23 |  | Fixed | Roof
Solar Registration Program | NJSRRE1541805442 | Atco | 8004 | 14 | 8.41 | Residential | Yes | Behind the Meter | Sunrun Installation Services, Inc. | AC Electric | Accepted | 2019-08-08 | 2019-08-23 | 2020-08-23 | REC Solar | REC290TP2 BLK | Solar Panels |  | 0.29 | 3 | 102 | 23 |  | Fixed | Roof
Solar Registration Program | NJSRRE1541805442 | Atco | 8004 | 14 | 8.41 | Residential | Yes | Behind the Meter | Sunrun Installation Services, Inc. | AC Electric | Accepted | 2019-08-08 | 2019-08-23 | 2020-08-23 | REC Solar | REC290TP2 BLK | Solar Panels |  | 0.29 | 6 | 192 | 23 |  | Fixed | Roof
Solar Registration Program | NJSRRE1541805442 | Atco | 8004 | 14 | 8.41 | Residential | Yes | Behind the Meter | Sunrun Installation Services, Inc. | AC Electric | Accepted | 2019-08-08 | 2019-08-23 | 2020-08-23 | SolarEdge Technologies | SE7600H-USRGM | Inverters | 7600 |  | 1 |  |  | 0.96 |  | Outdoor | Next To Meter
Solar Registration Program | NJSRRE1541817850 | Wayne | 7470 | 6 | 8.41 | Residential | Yes | Behind the Meter | Sunrun Installation Services, Inc. | PSE&G | Accepted | 2019-08-12 | 2019-08-23 | 2020-08-23 | REC Solar | REC290TP2 BLK | Solar Panels |  | 0.29 | 13 | 260 | 23 |  | Fixed | Roof
Solar Registration Program | NJSRRE1541817850 | Wayne | 7470 | 6 | 8.41 | Residential | Yes | Behind the Meter | Sunrun Installation Services, Inc. | PSE&G | Accepted | 2019-08-12 | 2019-08-23 | 2020-08-23 | REC Solar | REC290TP2 BLK | Solar Panels |  | 0.29 | 16 | 80 | 23 |  | Fixed | Roof
Solar Registration Program | NJSRRE1541817850 | Wayne | 7470 | 6 | 8.41 | Residential | Yes | Behind the Meter | Sunrun Installation Services, Inc. | PSE&G | Accepted | 2019-08-12 | 2019-08-23 | 2020-08-23 | Ningbo Ginlong Technologies | Solis-1P7.6K-4G-US | Inverters | 7600 |  | 1 |  |  | 0.96 |  | Outdoor | Next To Meter
Solar Registration Program | NJSRRE1541820504 | Mahwah | 7430 | 7 | 8.41 | Residential | Yes | Behind the Meter | Sunrun Installation Services, Inc. | Orange Rockland Electric | Accepted | 2019-08-13 | 2019-08-23 | 2020-08-23 | REC Solar | REC290TP2 BLK | Solar Panels |  | 0.29 | 16 | 110 | 30 |  | Fixed | Roof
Solar Registration Program | NJSRRE1541820504 | Mahwah | 7430 | 7 | 8.41 | Residential | Yes | Behind the Meter | Sunrun Installation Services, Inc. | Orange Rockland Electric | Accepted | 2019-08-13 | 2019-08-23 | 2020-08-23 | REC Solar | REC290TP2 BLK | Solar Panels |  | 0.29 | 13 | 200 | 30 |  | Fixed | Roof
Solar Registration Program | NJSRRE1541820504 | Mahwah | 7430 | 7 | 8.41 | Residential | Yes | Behind the Meter | Sunrun Installation Services, Inc. | Orange Rockland Electric | Accepted | 2019-08-13 | 2019-08-23 | 2020-08-23 | Ningbo Ginlong Technologies | Solis-1P7.6K-4G-US | Inverters | 7600 |  | 1 |  |  | 0.96 |  | Outdoor | Next To Meter
Solar Registration Program | NJSRRE1541851707 | Franklin Township | 8873 | 5 | 8.41 | Residential | No | Behind the Meter | Sunrun Installation Services, Inc. | PSE&G | Accepted | 2019-08-16 | 2019-08-23 | 2020-08-23 | REC Solar | REC290TP2 BLK | Solar Panels |  | 0.29 | 29 | 171 | 9 |  | Fixed | Roof
Solar Registration Program | NJSRRE1541851707 | Franklin Township | 8873 | 5 | 8.41 | Residential | No | Behind the Meter | Sunrun Installation Services, Inc. | PSE&G | Accepted | 2019-08-16 | 2019-08-23 | 2020-08-23 | Ningbo Ginlong Technologies | Solis-1P7.6K-4G-US | Inverters | 7600 |  | 1 |  |  | 0.96 |  | Outdoor | Next To Meter
Solar Registration Program | NJSRRE1541880950 | Plainfield City | 7062 | 10 | 8.41 | Residential | Yes | Behind the Meter | Sunrun Installation Services, Inc. | PSE&G | Accepted | 2019-08-23 | 2019-08-28 | 2020-08-28 | REC Solar | REC290TP2 BLK | Solar Panels |  | 0.29 | 14 | 216 | 18 |  | Fixed | Roof
Solar Registration Program | NJSRRE1541880950 | Plainfield City | 7062 | 10 | 8.41 | Residential | Yes | Behind the Meter | Sunrun Installation Services, Inc. | PSE&G | Accepted | 2019-08-23 | 2019-08-28 | 2020-08-28 | REC Solar | REC290TP2 BLK | Solar Panels |  | 0.29 | 3 | 36 | 18 |  | Fixed | Roof
Solar Registration Program | NJSRRE1541880950 | Plainfield City | 7062 | 10 | 8.41 | Residential | Yes | Behind the Meter | Sunrun Installation Services, Inc. | PSE&G | Accepted | 2019-08-23 | 2019-08-28 | 2020-08-28 | REC Solar | REC290TP2 BLK | Solar Panels |  | 0.29 | 8 | 306 | 18 |  | Fixed | Roof
Solar Registration Program | NJSRRE1541880950 | Plainfield City | 7062 | 10 | 8.41 | Residential | Yes | Behind the Meter | Sunrun Installation Services, Inc. | PSE&G | Accepted | 2019-08-23 | 2019-08-28 | 2020-08-28 | REC Solar | REC290TP2 BLK | Solar Panels |  | 0.29 | 4 | 126 | 18 |  | Fixed | Roof
Solar Registration Program | NJSRRE1541880950 | Plainfield City | 7062 | 10 | 8.41 | Residential | Yes | Behind the Meter | Sunrun Installation Services, Inc. | PSE&G | Accepted | 2019-08-23 | 2019-08-28 | 2020-08-28 | SolarEdge Technologies | SE7600H-USRGM | Inverters | 7600 |  | 1 |  |  | 0.96 |  | Outdoor | Next To Meter
Solar Registration Program | NJSRRE1541885880 | Totowa | 7512 | 6 | 8.41 | Residential | Yes | Behind the Meter | Sunrun Installation Services, Inc. | PSE&G | Accepted | 2019-08-26 | 2019-08-29 | 2020-08-29 | REC Solar | REC290TP2 BLK | Solar Panels |  | 0.29 | 9 | 228 | 14 |  | Fixed | Roof
Solar Registration Program | NJSRRE1541885880 | Totowa | 7512 | 6 | 8.41 | Residential | Yes | Behind the Meter | Sunrun Installation Services, Inc. | PSE&G | Accepted | 2019-08-26 | 2019-08-29 | 2020-08-29 | REC Solar | REC290TP2 BLK | Solar Panels |  | 0.29 | 20 | 48 | 18 |  | Fixed | Roof
Solar Registration Program | NJSRRE1541885880 | Totowa | 7512 | 6 | 8.41 | Residential | Yes | Behind the Meter | Sunrun Installation Services, Inc. | PSE&G | Accepted | 2019-08-26 | 2019-08-29 | 2020-08-29 | Ningbo Ginlong Technologies | Solis-1P7.6K-4G-US | Inverters | 7600 |  | 1 |  |  | 0.96 |  | Outdoor | Next To Meter
Solar Registration Program | NJSRRE1542413120 | Westampton | 8060 | 13 | 8.41 | Residential | No | Behind the Meter | Sunrun Installation Services, Inc. | PSE&G | Accepted | 2019-09-17 | 2019-09-20 | 2020-09-20 | REC Solar | REC290TP2 BLK | Solar Panels |  | 0.29 | 29 | 192 | 27 |  | Fixed | Roof
Solar Registration Program | NJSRRE1542413120 | Westampton | 8060 | 13 | 8.41 | Residential | No | Behind the Meter | Sunrun Installation Services, Inc. | PSE&G | Accepted | 2019-09-17 | 2019-09-20 | 2020-09-20 | Ningbo Ginlong Technologies | Solis-1P7.6K-4G-US | Inverters | 7600 |  | 1 |  |  | 0.96 |  | Outdoor | Next To Meter
Solar Registration Program | NJSRRE1542573280 | Dover | 7801 | 3 | 8.41 | Residential | Yes | Behind the Meter | Sunrun Installation Services, Inc. | JCP&L | Accepted | 2019-10-21 | 2019-10-23 | 2020-10-23 | REC Solar | REC290TP2 BLK | Solar Panels |  | 0.29 | 13 | 140 | 30 |  | Fixed | Roof
Solar Registration Program | NJSRRE1542573280 | Dover | 7801 | 3 | 8.41 | Residential | Yes | Behind the Meter | Sunrun Installation Services, Inc. | JCP&L | Accepted | 2019-10-21 | 2019-10-23 | 2020-10-23 | REC Solar | REC290TP2 BLK | Solar Panels |  | 0.29 | 14 | 320 | 30 |  | Fixed | Roof
Solar Registration Program | NJSRRE1542573280 | Dover | 7801 | 3 | 8.41 | Residential | Yes | Behind the Meter | Sunrun Installation Services, Inc. | JCP&L | Accepted | 2019-10-21 | 2019-10-23 | 2020-10-23 | REC Solar | REC290TP2 BLK | Solar Panels |  | 0.29 | 1 | 230 | 32 |  | Fixed | Roof
Solar Registration Program | NJSRRE1542573280 | Dover | 7801 | 3 | 8.41 | Residential | Yes | Behind the Meter | Sunrun Installation Services, Inc. | JCP&L | Accepted | 2019-10-21 | 2019-10-23 | 2020-10-23 | REC Solar | REC290TP2 BLK | Solar Panels |  | 0.29 | 1 | 50 | 33 |  | Fixed | Roof
Solar Registration Program | NJSRRE1542573280 | Dover | 7801 | 3 | 8.41 | Residential | Yes | Behind the Meter | Sunrun Installation Services, Inc. | JCP&L | Accepted | 2019-10-21 | 2019-10-23 | 2020-10-23 | SolarEdge Technologies | SE7600H-USRGM | Inverters | 7600 |  | 1 |  |  | 0.96 |  | Outdoor | Next To Meter
Solar Registration Program | NJSRRE1542580033 | Newton | 7860 | 1 | 8.41 | Residential | Yes | Behind the Meter | Sunrun Installation Services, Inc. | JCP&L | Accepted | 2019-10-23 | 2019-10-25 | 2020-10-25 | REC Solar | REC290TP2 BLK | Solar Panels |  | 0.29 | 20 | 75 | 27 |  | Fixed | Roof
Solar Registration Program | NJSRRE1542580033 | Newton | 7860 | 1 | 8.41 | Residential | Yes | Behind the Meter | Sunrun Installation Services, Inc. | JCP&L | Accepted | 2019-10-23 | 2019-10-25 | 2020-10-25 | REC Solar | REC290TP2 BLK | Solar Panels |  | 0.29 | 9 | 255 | 27 |  | Fixed | Roof
Solar Registration Program | NJSRRE1542580033 | Newton | 7860 | 1 | 8.41 | Residential | Yes | Behind the Meter | Sunrun Installation Services, Inc. | JCP&L | Accepted | 2019-10-23 | 2019-10-25 | 2020-10-25 | Delta Electronics | M8-TL-US | Inverters | 7680 |  | 1 |  |  | 0.96 |  | Outdoor | Next To Meter
Solar Registration Program | NJSRRE1542685669 | Manalapan Township | 7726 | 17 | 8.41 | Residential | Yes | Behind the Meter | Sunrun Installation Services, Inc. | JCP&L | Accepted | 2019-10-28 | 2019-10-31 | 2020-10-31 | REC Solar | REC290TP2 BLK | Solar Panels |  | 0.29 | 10 | 125 | 30 |  | Fixed | Roof
Solar Registration Program | NJSRRE1542685669 | Manalapan Township | 7726 | 17 | 8.41 | Residential | Yes | Behind the Meter | Sunrun Installation Services, Inc. | JCP&L | Accepted | 2019-10-28 | 2019-10-31 | 2020-10-31 | REC Solar | REC290TP2 BLK | Solar Panels |  | 0.29 | 16 | 306 | 30 |  | Fixed | Roof
Solar Registration Program | NJSRRE1542685669 | Manalapan Township | 7726 | 17 | 8.41 | Residential | Yes | Behind the Meter | Sunrun Installation Services, Inc. | JCP&L | Accepted | 2019-10-28 | 2019-10-31 | 2020-10-31 | REC Solar | REC290TP2 BLK | Solar Panels |  | 0.29 | 2 | 35 | 40 |  | Fixed | Roof
Solar Registration Program | NJSRRE1542685669 | Manalapan Township | 7726 | 17 | 8.41 | Residential | Yes | Behind the Meter | Sunrun Installation Services, Inc. | JCP&L | Accepted | 2019-10-28 | 2019-10-31 | 2020-10-31 | REC Solar | REC290TP2 BLK | Solar Panels |  | 0.29 | 1 | 215 | 40 |  | Fixed | Roof
Solar Registration Program | NJSRRE1542685669 | Manalapan Township | 7726 | 17 | 8.41 | Residential | Yes | Behind the Meter | Sunrun Installation Services, Inc. | JCP&L | Accepted | 2019-10-28 | 2019-10-31 | 2020-10-31 | SolarEdge Technologies | SE7600H-USRGM | Inverters | 7600 |  | 1 |  |  | 0.96 |  | Outdoor | Next To Meter
Solar Registration Program | NJSRRE1542704654 | Linden | 7036 | 10 | 8.41 | Residential | Yes | Behind the Meter | Sunrun Installation Services, Inc. | PSE&G | Accepted | 2019-10-29 | 2019-10-31 | 2020-10-31 | REC Solar | REC290TP2 BLK | Solar Panels |  | 0.29 | 10 | 39 | 37 |  | Fixed | Roof
Solar Registration Program | NJSRRE1542704654 | Linden | 7036 | 10 | 8.41 | Residential | Yes | Behind the Meter | Sunrun Installation Services, Inc. | PSE&G | Accepted | 2019-10-29 | 2019-10-31 | 2020-10-31 | REC Solar | REC290TP2 BLK | Solar Panels |  | 0.29 | 19 | 219 | 37 |  | Fixed | Roof
Solar Registration Program | NJSRRE1542704654 | Linden | 7036 | 10 | 8.41 | Residential | Yes | Behind the Meter | Sunrun Installation Services, Inc. | PSE&G | Accepted | 2019-10-29 | 2019-10-31 | 2020-10-31 | Delta Electronics | M8-TL-US | Inverters | 7680 |  | 1 |  |  | 0.96 |  | Outdoor | Next To Meter
Solar Registration Program | NJSRRE1542851453 | Maplewood | 7040 | 9 | 8.41 | Residential | Yes | Behind the Meter | Sunrun Installation Services, Inc. | PSE&G | Accepted | 2019-10-31 | 2019-11-04 | 2020-11-04 | REC Solar | REC290TP2 BLK | Solar Panels |  | 0.29 | 2 | 298 | 24 |  | Fixed | Roof
Solar Registration Program | NJSRRE1542851453 | Maplewood | 7040 | 9 | 8.41 | Residential | Yes | Behind the Meter | Sunrun Installation Services, Inc. | PSE&G | Accepted | 2019-10-31 | 2019-11-04 | 2020-11-04 | REC Solar | REC290TP2 BLK | Solar Panels |  | 0.29 | 3 | 119 | 23 |  | Fixed | Roof
Solar Registration Program | NJSRRE1542851453 | Maplewood | 7040 | 9 | 8.41 | Residential | Yes | Behind the Meter | Sunrun Installation Services, Inc. | PSE&G | Accepted | 2019-10-31 | 2019-11-04 | 2020-11-04 | REC Solar | REC290TP2 BLK | Solar Panels |  | 0.29 | 2 | 117 | 14 |  | Fixed | Roof
Solar Registration Program | NJSRRE1542851453 | Maplewood | 7040 | 9 | 8.41 | Residential | Yes | Behind the Meter | Sunrun Installation Services, Inc. | PSE&G | Accepted | 2019-10-31 | 2019-11-04 | 2020-11-04 | REC Solar | REC290TP2 BLK | Solar Panels |  | 0.29 | 2 | 297 | 14 |  | Fixed | Roof
Solar Registration Program | NJSRRE1542851453 | Maplewood | 7040 | 9 | 8.41 | Residential | Yes | Behind the Meter | Sunrun Installation Services, Inc. | PSE&G | Accepted | 2019-10-31 | 2019-11-04 | 2020-11-04 | REC Solar | REC290TP2 BLK | Solar Panels |  | 0.29 | 7 | 208 | 34 |  | Fixed | Roof
Solar Registration Program | NJSRRE1542851453 | Maplewood | 7040 | 9 | 8.41 | Residential | Yes | Behind the Meter | Sunrun Installation Services, Inc. | PSE&G | Accepted | 2019-10-31 | 2019-11-04 | 2020-11-04 | REC Solar | REC290TP2 BLK | Solar Panels |  | 0.29 | 13 | 28 | 34 |  | Fixed | Roof
Solar Registration Program | NJSRRE1542851453 | Maplewood | 7040 | 9 | 8.41 | Residential | Yes | Behind the Meter | Sunrun Installation Services, Inc. | PSE&G | Accepted | 2019-10-31 | 2019-11-04 | 2020-11-04 | SolarEdge Technologies | SE7600H-USRGM | Inverters | 7600 |  | 1 |  |  | 0.96 |  | Outdoor | Next To Meter
Solar Registration Program | NJSRRE1543041579 | East Brunswick | 8816 | 11 | 8.41 | Residential | No | Behind the Meter | Sunrun Installation Services, Inc. | PSE&G | Accepted | 2019-11-06 | 2019-11-11 | 2020-11-11 | REC Solar | REC290TP2 BLK | Solar Panels |  | 0.29 | 29 | 167 | 18 |  | Fixed | Roof
Solar Registration Program | NJSRRE1543041579 | East Brunswick | 8816 | 11 | 8.41 | Residential | No | Behind the Meter | Sunrun Installation Services, Inc. | PSE&G | Accepted | 2019-11-06 | 2019-11-11 | 2020-11-11 | Delta Electronics | M8-TL-US | Inverters | 7680 |  | 1 |  |  | 0.96 |  | Outdoor | Next To Meter
Solar Registration Program | NJSRRE1543058798 | Sayreville | 8872 | 11 | 8.41 | Residential | Yes | Behind the Meter | Sunrun Installation Services, Inc. | JCP&L | Accepted | 2019-11-08 | 2019-11-13 | 2020-11-13 | REC Solar | REC290TP2 BLK | Solar Panels |  | 0.29 | 22 | 259 | 18 |  | Fixed | Roof
Solar Registration Program | NJSRRE1543058798 | Sayreville | 8872 | 11 | 8.41 | Residential | Yes | Behind the Meter | Sunrun Installation Services, Inc. | JCP&L | Accepted | 2019-11-08 | 2019-11-13 | 2020-11-13 | REC Solar | REC290TP2 BLK | Solar Panels |  | 0.29 | 7 | 79 | 18 |  | Fixed | Roof
Solar Registration Program | NJSRRE1543058798 | Sayreville | 8872 | 11 | 8.41 | Residential | Yes | Behind the Meter | Sunrun Installation Services, Inc. | JCP&L | Accepted | 2019-11-08 | 2019-11-13 | 2020-11-13 | Delta Electronics | M8-TL-US | Inverters | 7680 |  | 1 |  |  | 0.96 |  | Outdoor | Next To Meter
Solar Registration Program | NJSRRE1543067756 | West Orange | 7052 | 9 | 8.41 | Residential | Yes | Behind the Meter | Sunrun Installation Services, Inc. | PSE&G | Accepted | 2019-11-12 | 2019-11-14 | 2020-11-14 | REC Solar | REC290TP2 BLK | Solar Panels |  | 0.29 | 16 | 125 | 32 |  | Fixed | Roof
Solar Registration Program | NJSRRE1543067756 | West Orange | 7052 | 9 | 8.41 | Residential | Yes | Behind the Meter | Sunrun Installation Services, Inc. | PSE&G | Accepted | 2019-11-12 | 2019-11-14 | 2020-11-14 | REC Solar | REC290TP2 BLK | Solar Panels |  | 0.29 | 4 | 214 | 23 |  | Fixed | Roof
Solar Registration Program | NJSRRE1543067756 | West Orange | 7052 | 9 | 8.41 | Residential | Yes | Behind the Meter | Sunrun Installation Services, Inc. | PSE&G | Accepted | 2019-11-12 | 2019-11-14 | 2020-11-14 | REC Solar | REC290TP2 BLK | Solar Panels |  | 0.29 | 4 | 125 | 45 |  | Fixed | Roof
Solar Registration Program | NJSRRE1543067756 | West Orange | 7052 | 9 | 8.41 | Residential | Yes | Behind the Meter | Sunrun Installation Services, Inc. | PSE&G | Accepted | 2019-11-12 | 2019-11-14 | 2020-11-14 | REC Solar | REC290TP2 BLK | Solar Panels |  | 0.29 | 5 | 305 | 45 |  | Fixed | Roof
Solar Registration Program | NJSRRE1543067756 | West Orange | 7052 | 9 | 8.41 | Residential | Yes | Behind the Meter | Sunrun Installation Services, Inc. | PSE&G | Accepted | 2019-11-12 | 2019-11-14 | 2020-11-14 | Enphase Energy | IQ7-60-x-US (240V) | Inverters | 240 |  | 29 |  |  | 0.96 |  | Outdoor | Rooftop
Solar Registration Program | NJSRRE1543067838 | West Orange | 7052 | 9 | 8.41 | Residential | Yes | Behind the Meter | Sunrun Installation Services, Inc. | PSE&G | Accepted | 2019-11-12 | 2019-11-14 | 2020-11-14 | REC Solar | REC290TP2 BLK | Solar Panels |  | 0.29 | 8 | 299 | 9 |  | Fixed | Roof
Solar Registration Program | NJSRRE1543067838 | West Orange | 7052 | 9 | 8.41 | Residential | Yes | Behind the Meter | Sunrun Installation Services, Inc. | PSE&G | Accepted | 2019-11-12 | 2019-11-14 | 2020-11-14 | REC Solar | REC290TP2 BLK | Solar Panels |  | 0.29 | 10 | 119 | 27 |  | Fixed | Roof
Solar Registration Program | NJSRRE1543067838 | West Orange | 7052 | 9 | 8.41 | Residential | Yes | Behind the Meter | Sunrun Installation Services, Inc. | PSE&G | Accepted | 2019-11-12 | 2019-11-14 | 2020-11-14 | REC Solar | REC290TP2 BLK | Solar Panels |  | 0.29 | 11 | 119 | 37 |  | Fixed | Roof
Solar Registration Program | NJSRRE1543067838 | West Orange | 7052 | 9 | 8.41 | Residential | Yes | Behind the Meter | Sunrun Installation Services, Inc. | PSE&G | Accepted | 2019-11-12 | 2019-11-14 | 2020-11-14 | Delta Electronics | M8-TL-US | Inverters | 7680 |  | 1 |  |  | 0.96 |  | Outdoor | Next To Meter
Solar Registration Program | NJSRRE1543201693 | Browns Mills | 8015 | 13 | 8.41 | Residential | No | Behind the Meter | Sunrun Installation Services, Inc. | PSE&G | Accepted | 2019-11-13 | 2019-11-18 | 2020-11-18 | REC Solar | REC290TP2 BLK | Solar Panels |  | 0.29 | 19 | 235 | 23 |  | Fixed | Roof
Solar Registration Program | NJSRRE1543201693 | Browns Mills | 8015 | 13 | 8.41 | Residential | No | Behind the Meter | Sunrun Installation Services, Inc. | PSE&G | Accepted | 2019-11-13 | 2019-11-18 | 2020-11-18 | REC Solar | REC290TP2 BLK | Solar Panels |  | 0.29 | 7 | 56 | 23 |  | Fixed | Roof
Solar Registration Program | NJSRRE1543201693 | Browns Mills | 8015 | 13 | 8.41 | Residential | No | Behind the Meter | Sunrun Installation Services, Inc. | PSE&G | Accepted | 2019-11-13 | 2019-11-18 | 2020-11-18 | REC Solar | REC290TP2 BLK | Solar Panels |  | 0.29 | 3 | 147 | 23 |  | Fixed | Roof
Solar Registration Program | NJSRRE1543201693 | Browns Mills | 8015 | 13 | 8.41 | Residential | No | Behind the Meter | Sunrun Installation Services, Inc. | PSE&G | Accepted | 2019-11-13 | 2019-11-18 | 2020-11-18 | SolarEdge Technologies | SE7600H-USRGM | Inverters | 7600 |  | 1 |  |  | 0.96 |  | Outdoor | Next To Meter
Solar Registration Program | NJSRRE1543315337 | Long Valley | 7853 | 3 | 8.41 | Residential | Yes | Behind the Meter | Sunrun Installation Services, Inc. | JCP&L | Accepted | 2019-11-14 | 2019-11-19 | 2020-11-19 | REC Solar | REC290TP2 BLK | Solar Panels |  | 0.29 | 20 | 125 | 34 |  | Fixed | Roof
Solar Registration Program | NJSRRE1543315337 | Long Valley | 7853 | 3 | 8.41 | Residential | Yes | Behind the Meter | Sunrun Installation Services, Inc. | JCP&L | Accepted | 2019-11-14 | 2019-11-19 | 2020-11-19 | REC Solar | REC290TP2 BLK | Solar Panels |  | 0.29 | 9 | 305 | 34 |  | Fixed | Roof
Solar Registration Program | NJSRRE1543315337 | Long Valley | 7853 | 3 | 8.41 | Residential | Yes | Behind the Meter | Sunrun Installation Services, Inc. | JCP&L | Accepted | 2019-11-14 | 2019-11-19 | 2020-11-19 | SolarEdge Technologies | SE7600A-USS2RGM | Inverters | 7600 |  | 1 |  |  | 0.96 |  | Outdoor | Next To Meter
Solar Registration Program | NJSRRE1543315337 | Long Valley | 7853 | 3 | 8.41 | Residential | Yes | Behind the Meter | Sunrun Installation Services, Inc. | JCP&L | Accepted | 2019-11-14 | 2019-11-19 | 2020-11-19 | LG Chem | RESU 10H SEG | Electric Storage Battery |  |  | 1 |  |  |  | Lithium Ion |  | outside
Solar Registration Program | NJSRRE1543436814 | Paterson City | 7524 | 6 | 8.41 | Residential | Yes | Behind the Meter | Sunrun Installation Services, Inc. | PSE&G | Accepted | 2019-11-22 | 2019-11-26 | 2020-11-26 | REC Solar | REC290TP2 BLK | Solar Panels |  | 0.29 | 9 | 193 | 14 |  | Fixed | Roof
Solar Registration Program | NJSRRE1543436814 | Paterson City | 7524 | 6 | 8.41 | Residential | Yes | Behind the Meter | Sunrun Installation Services, Inc. | PSE&G | Accepted | 2019-11-22 | 2019-11-26 | 2020-11-26 | REC Solar | REC290TP2 BLK | Solar Panels |  | 0.29 | 20 | 193 | 43 |  | Fixed | Roof
Solar Registration Program | NJSRRE1543436814 | Paterson City | 7524 | 6 | 8.41 | Residential | Yes | Behind the Meter | Sunrun Installation Services, Inc. | PSE&G | Accepted | 2019-11-22 | 2019-11-26 | 2020-11-26 | Delta Electronics | M8-TL-US | Inverters | 7680 |  | 1 |  |  | 0.96 |  | Outdoor | Next To Meter
Solar Registration Program | NJSRRE1543447003 | Delran | 8075 | 13 | 8.41 | Residential | No | Behind the Meter | Sunrun Installation Services, Inc. | PSE&G | Accepted | 2019-11-26 | 2019-12-02 | 2020-12-02 | REC Solar | REC290TP2 BLK | Solar Panels |  | 0.29 | 3 | 149 | 20 |  | Fixed | Roof
Solar Registration Program | NJSRRE1543447003 | Delran | 8075 | 13 | 8.41 | Residential | No | Behind the Meter | Sunrun Installation Services, Inc. | PSE&G | Accepted | 2019-11-26 | 2019-12-02 | 2020-12-02 | REC Solar | REC290TP2 BLK | Solar Panels |  | 0.29 | 26 | 149 | 27 |  | Fixed | Roof
Solar Registration Program | NJSRRE1543447003 | Delran | 8075 | 13 | 8.41 | Residential | No | Behind the Meter | Sunrun Installation Services, Inc. | PSE&G | Accepted | 2019-11-26 | 2019-12-02 | 2020-12-02 | SolarEdge Technologies | SE7600A-USS2RGM | Inverters | 7600 |  | 1 |  |  | 0.96 |  | Outdoor | Next To Meter
Solar Registration Program | NJSRRE1541521377 | Princeton Junction | 8550 | 12 | 8.45 | Residential | No | Behind the Meter | MOORE ENERGY LLC | PSE&G | Accepted | 2019-07-02 | 2019-07-05 | 2020-07-05 | Hanwha | Q-Cell Duo 325 | Solar Panels |  | 0.325 | 15 | 182 | 9.5 |  | Fixed | Roof
Solar Registration Program | NJSRRE1541521377 | Princeton Junction | 8550 | 12 | 8.45 | Residential | No | Behind the Meter | MOORE ENERGY LLC | PSE&G | Accepted | 2019-07-02 | 2019-07-05 | 2020-07-05 | Hanwha | Q-Cell Duo 325 | Solar Panels |  | 0.325 | 11 | 182 | 18.5 |  | Fixed | Roof
Solar Registration Program | NJSRRE1541521377 | Princeton Junction | 8550 | 12 | 8.45 | Residential | No | Behind the Meter | MOORE ENERGY LLC | PSE&G | Accepted | 2019-07-02 | 2019-07-05 | 2020-07-05 | Solar Edge | SE7600H-US | Inverters | 7600 |  | 1 |  |  | 0.99 |  | Outdoor | Side wall
Solar Registration Program | NJSRRE1541521377 | Princeton Junction | 8550 | 12 | 8.45 | Residential | No | Behind the Meter | MOORE ENERGY LLC | PSE&G | Accepted | 2019-07-02 | 2019-07-05 | 2020-07-05 | Solar Edge | rgm240 | Meters |  |  | 1 |  |  |  |  | Outdoor
Solar Registration Program | NJSRRE1541861963 | Hasbrouck Heights | 7604 | 7 | 8.45 | Residential | No | Behind the Meter | Maier Solar Engineering dba Solar Me | PSE&G | Accepted | 2019-08-20 | 2019-08-23 | 2020-08-23 | Panasonic | VBHN325KA03 | Solar Panels |  | 0.325 | 21 | 216 | 30 |  | Fixed | Roof
Solar Registration Program | NJSRRE1541861963 | Hasbrouck Heights | 7604 | 7 | 8.45 | Residential | No | Behind the Meter | Maier Solar Engineering dba Solar Me | PSE&G | Accepted | 2019-08-20 | 2019-08-23 | 2020-08-23 | Panasonic | VBHN325KA03 | Solar Panels |  | 0.325 | 5 | 126 | 30 |  | Fixed | Roof
Solar Registration Program | NJSRRE1541861963 | Hasbrouck Heights | 7604 | 7 | 8.45 | Residential | No | Behind the Meter | Maier Solar Engineering dba Solar Me | PSE&G | Accepted | 2019-08-20 | 2019-08-23 | 2020-08-23 | Solar Edge | SE7600H-US | Inverters | 7600 |  | 1 |  |  | 0.97 |  | Outdoor | Next to meter
Solar Registration Program | NJSRRE1542224449 | Edison | 8820 | 11 | 8.45 | Residential | No | Behind the Meter | Accord Power Inc | PSE&G | Accepted | 2019-09-04 | 2019-09-09 | 2020-09-09 | Hanwah | Q.Cell 325 | Solar Panels |  | 0.325 | 26 | 176 | 24 |  | Fixed | Roof
Solar Registration Program | NJSRRE1542224449 | Edison | 8820 | 11 | 8.45 | Residential | No | Behind the Meter | Accord Power Inc | PSE&G | Accepted | 2019-09-04 | 2019-09-09 | 2020-09-09 | AP System | YC600 | Inverters | 600 |  | 13 |  |  | 0.967 |  | Outdoor | roof
Solar Registration Program | NJSRRE1542498291 | Piscataway | 8854 | 11 | 8.45 | Residential | No | Behind the Meter | Green Power Energy | PSE&G | Accepted | 2019-10-02 | 2019-10-04 | 2020-10-04 | Panasonic | VBHN325KA03 | Solar Panels |  | 0.325 | 26 | 208 | 30 |  | Fixed | Roof
Solar Registration Program | NJSRRE1542498291 | Piscataway | 8854 | 11 | 8.45 | Residential | No | Behind the Meter | Green Power Energy | PSE&G | Accepted | 2019-10-02 | 2019-10-04 | 2020-10-04 | Solar Edge | SE7600H-US | Inverters | 7600 |  | 1 |  |  | 0.97 |  | Outside | next to meter
Solar Registration Program | NJSRRE1542504692 | Villas | 8251 | 21 | 8.45 | Residential | No | Behind the Meter | Green Power Energy | AC Electric | Accepted | 2019-10-04 | 2019-10-08 | 2020-10-08 | Hanwha | Q-Cells Q.PEAK DUO-G5 325 | Solar Panels |  | 0.325 | 12 | 28 | 18 |  | Fixed | Roof
Solar Registration Program | NJSRRE1542504692 | Villas | 8251 | 21 | 8.45 | Residential | No | Behind the Meter | Green Power Energy | AC Electric | Accepted | 2019-10-04 | 2019-10-08 | 2020-10-08 | Hanwha | Q-Cells Q.PEAK DUO-G5 325 | Solar Panels |  | 0.325 | 14 | 209 | 18 |  | Fixed | Roof
Solar Registration Program | NJSRRE1542504692 | Villas | 8251 | 21 | 8.45 | Residential | No | Behind the Meter | Green Power Energy | AC Electric | Accepted | 2019-10-04 | 2019-10-08 | 2020-10-08 | Solar Edge | SE7600H-US | Inverters | 7600 |  | 1 |  |  | 0.97 |  | Outside | next to meter
Solar Registration Program | NJSRRE1542575006 | Evesham Township | 8053 | 13 | 8.45 | Residential | No | Behind the Meter | Green Power Energy | PSE&G | Accepted | 2019-10-22 | 2019-10-24 | 2020-10-24 | Panasonic | VBHN325KA03 | Solar Panels |  | 0.325 | 26 | 105 | 27 |  | Fixed | Roof
Solar Registration Program | NJSRRE1542575006 | Evesham Township | 8053 | 13 | 8.45 | Residential | No | Behind the Meter | Green Power Energy | PSE&G | Accepted | 2019-10-22 | 2019-10-24 | 2020-10-24 | Solaredge | SE7600H-US | Inverters | 7600 |  | 1 |  |  | 0.97 |  | Outside | next to meter
Solar Registration Program | NJSRRE1542581648 | Somerville | 8876 | 5 | 8.45 | Residential | No | Behind the Meter | Green Power Energy | JCP&L | Accepted | 2019-10-24 | 2019-10-28 | 2020-10-28 | Panasonic | VBHN325KA03 | Solar Panels |  | 0.325 | 12 | 201 | 23 |  | Fixed | Roof
Solar Registration Program | NJSRRE1542581648 | Somerville | 8876 | 5 | 8.45 | Residential | No | Behind the Meter | Green Power Energy | JCP&L | Accepted | 2019-10-24 | 2019-10-28 | 2020-10-28 | Panasonic | VBHN325KA03 | Solar Panels |  | 0.325 | 14 | 197 | 23 |  | Fixed | Roof
Solar Registration Program | NJSRRE1542581648 | Somerville | 8876 | 5 | 8.45 | Residential | No | Behind the Meter | Green Power Energy | JCP&L | Accepted | 2019-10-24 | 2019-10-28 | 2020-10-28 | SolarEdge | SE10000H-US | Inverters | 10000 |  | 1 |  |  | 0.97 |  | Outside | Next to Meter
Solar Registration Program | NJSRRE1542839647 | Lanoka Harbor | 8734 | 18 | 8.45 | Residential | No | Behind the Meter | Whitman Construction, LLC | JCP&L | Accepted | 2019-10-31 | 2019-11-04 | 2020-11-04 | Panasonic | VBHN325SA17 | Solar Panels |  | 0.325 | 8 | 274 | 13 |  | Fixed | Roof
Solar Registration Program | NJSRRE1542839647 | Lanoka Harbor | 8734 | 18 | 8.45 | Residential | No | Behind the Meter | Whitman Construction, LLC | JCP&L | Accepted | 2019-10-31 | 2019-11-04 | 2020-11-04 | Panasonic | VBHN325SA17 | Solar Panels |  | 0.325 | 10 | 274 | 13 |  | Fixed | Roof
Solar Registration Program | NJSRRE1542839647 | Lanoka Harbor | 8734 | 18 | 8.45 | Residential | No | Behind the Meter | Whitman Construction, LLC | JCP&L | Accepted | 2019-10-31 | 2019-11-04 | 2020-11-04 | Panasonic | VBHN325SA17 | Solar Panels |  | 0.325 | 8 | 274 | 13 |  | Fixed | Roof
Solar Registration Program | NJSRRE1542839647 | Lanoka Harbor | 8734 | 18 | 8.45 | Residential | No | Behind the Meter | Whitman Construction, LLC | JCP&L | Accepted | 2019-10-31 | 2019-11-04 | 2020-11-04 | Enphase Energy | IQ7X-96-2-US | Inverters | 0.24 |  | 26 |  |  | 0.975 |  | Outside | roof
Solar Registration Program | NJSRRE1543417685 | Bargaintown | 8234 | 19 | 8.45 | Residential | No | Behind the Meter | CE Team Inc. | AC Electric | Accepted | 2019-11-22 | 2019-12-02 | 2020-12-02 | Hanwha | Qcell | Solar Panels |  | 0.325 | 26 | 170 | 20 |  | Fixed | Roof | Roof
Solar Registration Program | NJSRRE1543417685 | Bargaintown | 8234 | 19 | 8.45 | Residential | No | Behind the Meter | CE Team Inc. | AC Electric | Accepted | 2019-11-22 | 2019-12-02 | 2020-12-02 | SOLAREDGE | SE7600H | Inverters | 7600 |  | 1 |  |  | 0.992 |  | Outdoor | SOUTH WALL
Solar Registration Program | NJSRRE1543441757 | Mickleton | 8056 | 15 | 8.45 | Residential | No | Behind the Meter | Sunny Corp | AC Electric | Accepted | 2019-11-25 | 2019-11-27 | 2020-11-27 | PANASONIC | VBHN325KA03 | Solar Panels |  | 0.325 | 21 | 150 | 20 |  | Fixed | Roof
Solar Registration Program | NJSRRE1543441757 | Mickleton | 8056 | 15 | 8.45 | Residential | No | Behind the Meter | Sunny Corp | AC Electric | Accepted | 2019-11-25 | 2019-11-27 | 2020-11-27 | PANASONIC | VBHN325KA03 | Solar Panels |  | 0.325 | 5 | 150 | 21 |  | Fixed | Roof
Solar Registration Program | NJSRRE1543441757 | Mickleton | 8056 | 15 | 8.45 | Residential | No | Behind the Meter | Sunny Corp | AC Electric | Accepted | 2019-11-25 | 2019-11-27 | 2020-11-27 | Enphase | IQ7X | Inverters | 1.37 |  | 26 |  |  | 0.1 |  | Outdoor | ON ROOF
Solar Registration Program | NJSRRE1540989295 | Bayville | 8012 | 14 | 8.5 | Residential | Yes | Behind the Meter | Vision Solar LLC | JCP&L | Accepted | 2019-05-14 | 2019-05-17 | 2020-05-17 | sunpower | e20-327-e-ac | Solar Panels |  | 0.327 | 26 | 199 | 18 |  | Fixed | Roof
Solar Registration Program | NJSRRE1540989295 | Bayville | 8012 | 14 | 8.5 | Residential | Yes | Behind the Meter | Vision Solar LLC | JCP&L | Accepted | 2019-05-14 | 2019-05-17 | 2020-05-17 | sunpower | e20-327-e-ac | Inverters | 0.327 |  | 26 |  |  | 0.96 |  | Other | behind panels
Solar Registration Program | NJSRRE1541011581 | Bergenfield | 7621 | 7 | 8.5 | Residential | No | Behind the Meter | Green Power Energy | PSE&G | Accepted | 2019-05-16 | 2019-05-21 | 2020-05-21 | Panasonic | VBHN340SA17 | Solar Panels |  | 0.34 | 6 | 89 | 34 |  | Fixed | Roof
Solar Registration Program | NJSRRE1541011581 | Bergenfield | 7621 | 7 | 8.5 | Residential | No | Behind the Meter | Green Power Energy | PSE&G | Accepted | 2019-05-16 | 2019-05-21 | 2020-05-21 | Panasonic | VBHN340SA17 | Solar Panels |  | 0.34 | 15 | 176 | 34 |  | Fixed | Roof
Solar Registration Program | NJSRRE1541011581 | Bergenfield | 7621 | 7 | 8.5 | Residential | No | Behind the Meter | Green Power Energy | PSE&G | Accepted | 2019-05-16 | 2019-05-21 | 2020-05-21 | Panasonic | VBHN340SA17 | Solar Panels |  | 0.34 | 4 | 266 | 34 |  | Fixed | Roof
Solar Registration Program | NJSRRE1541011581 | Bergenfield | 7621 | 7 | 8.5 | Residential | No | Behind the Meter | Green Power Energy | PSE&G | Accepted | 2019-05-16 | 2019-05-21 | 2020-05-21 | Solar Edge | SE7600H-US | Inverters | 7600 |  | 1 |  |  | 0.97 |  | Outside | next to meter
Solar Registration Program | NJSRRE1541076666 | Palmyra | 8065 | 13 | 8.5 | Residential | Yes | Behind the Meter | Vision Solar LLC | PSE&G | Accepted | 2019-06-04 | 2019-06-07 | 2020-06-07 | sunpower | e20-327-e-ac | Solar Panels |  | 0.327 | 26 | 173 | 23 |  | Fixed | Roof
Solar Registration Program | NJSRRE1541076666 | Palmyra | 8065 | 13 | 8.5 | Residential | Yes | Behind the Meter | Vision Solar LLC | PSE&G | Accepted | 2019-06-04 | 2019-06-07 | 2020-06-07 | sunpower | e20-327-e-ac | Inverters | 0.32 |  | 26 |  |  | 0.96 |  | Other | behind panels
Solar Registration Program | NJSRRE1541787868 | Delran | 8075 | 13 | 8.5 | Residential | Yes | Behind the Meter | Vision Solar LLC | PSE&G | Accepted | 2019-08-05 | 2019-08-07 | 2020-08-07 | sunpower | e20-327-e-ac | Solar Panels |  | 0.327 | 7 | 217 | 27 |  | Fixed | Roof
Solar Registration Program | NJSRRE1541787868 | Delran | 8075 | 13 | 8.5 | Residential | Yes | Behind the Meter | Vision Solar LLC | PSE&G | Accepted | 2019-08-05 | 2019-08-07 | 2020-08-07 | SUNPOWER | E20-327-E-AC | Solar Panels |  | 0.327 | 7 | 127 | 27 |  | Fixed | Roof
Solar Registration Program | NJSRRE1541787868 | Delran | 8075 | 13 | 8.5 | Residential | Yes | Behind the Meter | Vision Solar LLC | PSE&G | Accepted | 2019-08-05 | 2019-08-07 | 2020-08-07 | SUNPOWER | E20-327-E-AC | Solar Panels |  | 0.327 | 12 | 127 | 37 |  | Fixed | Roof
Solar Registration Program | NJSRRE1541787868 | Delran | 8075 | 13 | 8.5 | Residential | Yes | Behind the Meter | Vision Solar LLC | PSE&G | Accepted | 2019-08-05 | 2019-08-07 | 2020-08-07 | sunpower | e20-327-e-ac | Inverters | 0.32 |  | 26 |  |  | 0.96 |  | Other | behind panels
Solar Registration Program | NJSRRE1542164976 | Saddle Brook | 7663 | 7 | 8.5 | Residential | Yes | Behind the Meter | SunPower Corporation, Systems | PSE&G | Accepted | 2019-09-04 | 2019-09-06 | 2020-09-06 | SUNPOWER | SPR-E20-327-E-AC | Solar Panels |  | 0.327 | 20 | 161 | 40 |  | Fixed | Roof
Solar Registration Program | NJSRRE1542164976 | Saddle Brook | 7663 | 7 | 8.5 | Residential | Yes | Behind the Meter | SunPower Corporation, Systems | PSE&G | Accepted | 2019-09-04 | 2019-09-06 | 2020-09-06 | SUNPOWER | SPR-E20-327-E-AC | Solar Panels |  | 0.327 | 6 | 341 | 40 |  | Fixed | Roof
Solar Registration Program | NJSRRE1542164976 | Saddle Brook | 7663 | 7 | 8.5 | Residential | Yes | Behind the Meter | SunPower Corporation, Systems | PSE&G | Accepted | 2019-09-04 | 2019-09-06 | 2020-09-06 | SUNPOWER | SPR-E20-327-E-AC | Inverters | 320 |  | 26 |  |  | 0.96 |  | Other | under each panel
Solar Registration Program | NJSRRE1542393210 | Franklin Twp Som | 8873 | 5 | 8.5 | Residential | No | Behind the Meter | SunnyMac LLC | PSE&G | Accepted | 2019-09-12 | 2019-09-16 | 2020-09-16 | SunPower | SPR-E20-327 | Solar Panels |  | 0.327 | 2 | 266 | 38 |  | Fixed | Roof
Solar Registration Program | NJSRRE1542393210 | Franklin Twp Som | 8873 | 5 | 8.5 | Residential | No | Behind the Meter | SunnyMac LLC | PSE&G | Accepted | 2019-09-12 | 2019-09-16 | 2020-09-16 | SunPower | SPR-E20-327 | Solar Panels |  | 0.327 | 24 | 266 | 38 |  | Fixed | Roof
Solar Registration Program | NJSRRE1542393210 | Franklin Twp Som | 8873 | 5 | 8.5 | Residential | No | Behind the Meter | SunnyMac LLC | PSE&G | Accepted | 2019-09-12 | 2019-09-16 | 2020-09-16 | Enphase | IQ7XS-96-ACM-US | Inverters | 0.315 |  | 26 |  |  | 0.99 |  | Outdoor | roof
Solar Registration Program | NJSRRE1542430791 | Florence Township | 8554 | 13 | 8.5 | Residential | No | Behind the Meter | SunPower Capital LLC | PSE&G | Final As-Built Received | 2019-09-24 | 2019-09-25 | 2020-09-25 | sunpower | e20-327-e-ac | Solar Panels |  | 0.327 | 3 | 243 | 43 |  | Fixed | Roof
Solar Registration Program | NJSRRE1542430791 | Florence Township | 8554 | 13 | 8.5 | Residential | No | Behind the Meter | SunPower Capital LLC | PSE&G | Final As-Built Received | 2019-09-24 | 2019-09-25 | 2020-09-25 | sunpower | e20-327-e-ac | Solar Panels |  | 0.327 | 17 | 153 | 40 |  | Fixed | Roof
Solar Registration Program | NJSRRE1542430791 | Florence Township | 8554 | 13 | 8.5 | Residential | No | Behind the Meter | SunPower Capital LLC | PSE&G | Final As-Built Received | 2019-09-24 | 2019-09-25 | 2020-09-25 | sunpower | e20-327-e-ac | Solar Panels |  | 0.327 | 6 | 243 | 40 |  | Fixed | Roof
Solar Registration Program | NJSRRE1542430791 | Florence Township | 8554 | 13 | 8.5 | Residential | No | Behind the Meter | SunPower Capital LLC | PSE&G | Final As-Built Received | 2019-09-24 | 2019-09-25 | 2020-09-25 | sunpower | e20-327e-ac | Inverters | 0.32 |  | 26 |  |  | 0.96 |  | Other | behind panels
Solar Registration Program | NJSRRE1542505047 | Mullica Hill | 8062 | 15 | 8.5 | Residential | No | Behind the Meter | Seabright Solar | AC Electric | AS-Built Incomplete - Review | 2019-10-09 | 2019-10-09 | 2020-10-09 | Sunpower | SPR-E20-327 | Solar Panels |  | 0.327 | 26 | 132 | 26 |  | Fixed | Roof
Solar Registration Program | NJSRRE1542505047 | Mullica Hill | 8062 | 15 | 8.5 | Residential | No | Behind the Meter | Seabright Solar | AC Electric | AS-Built Incomplete - Review | 2019-10-09 | 2019-10-09 | 2020-10-09 | Sunpower | SPR-E20-327 | Inverters | 320 |  | 26 |  |  | 0.99 |  | Outside | Roof
Solar Registration Program | NJSRRE1542518983 | Willingboro | 8046 | 13 | 8.5 | Residential | Yes | Behind the Meter | Vision Solar LLC | PSE&G | Final As-Built Received | 2019-10-21 | 2019-10-21 | 2020-10-21 | sunpower | e20-327-e-ac | Solar Panels |  | 0.327 | 16 | 225 | 27 |  | Fixed | Roof
Solar Registration Program | NJSRRE1542518983 | Willingboro | 8046 | 13 | 8.5 | Residential | Yes | Behind the Meter | Vision Solar LLC | PSE&G | Final As-Built Received | 2019-10-21 | 2019-10-21 | 2020-10-21 | sunpower | e20-327-e-ac | Solar Panels |  | 0.327 | 10 | 225 | 18 |  | Fixed | Roof
Solar Registration Program | NJSRRE1542518983 | Willingboro | 8046 | 13 | 8.5 | Residential | Yes | Behind the Meter | Vision Solar LLC | PSE&G | Final As-Built Received | 2019-10-21 | 2019-10-21 | 2020-10-21 | sunpower | e20-327-e-ac | Inverters | 0.32 |  | 26 |  |  | 0.96 |  | Other | behind panels
Solar Registration Program | NJSRRE1542562045 | Swedesboro | 8085 | 15 | 8.5 | Residential | No | Behind the Meter | SunnyMac LLC | AC Electric | Accepted | 2019-10-21 | 2019-10-23 | 2020-10-23 | SunPower | SPR-E20-327 | Solar Panels |  | 0.327 | 15 | 110 | 33 |  | Fixed | Roof
Solar Registration Program | NJSRRE1542562045 | Swedesboro | 8085 | 15 | 8.5 | Residential | No | Behind the Meter | SunnyMac LLC | AC Electric | Accepted | 2019-10-21 | 2019-10-23 | 2020-10-23 | SunPower | SPR-E20-327 | Solar Panels |  | 0.327 | 9 | 110 | 33 |  | Fixed | Roof
Solar Registration Program | NJSRRE1542562045 | Swedesboro | 8085 | 15 | 8.5 | Residential | No | Behind the Meter | SunnyMac LLC | AC Electric | Accepted | 2019-10-21 | 2019-10-23 | 2020-10-23 | SunPower | SPR-E20-327 | Solar Panels |  | 0.327 | 2 | 200 | 33 |  | Fixed | Roof
Solar Registration Program | NJSRRE1542562045 | Swedesboro | 8085 | 15 | 8.5 | Residential | No | Behind the Meter | SunnyMac LLC | AC Electric | Accepted | 2019-10-21 | 2019-10-23 | 2020-10-23 | Enphase | IQ7XS-96-ACM-US | Inverters | 0.315 |  | 26 |  |  | 0.99 |  | Outdoor | roof
Solar Registration Program | NJSRRE1542722874 | Riverside | 8075 | 13 | 8.5 | Residential | Yes | Behind the Meter | Seabright Solar | PSE&G | Accepted | 2019-10-29 | 2019-10-31 | 2020-10-31 | Sunpower | SPR-E20-327 | Solar Panels |  | 0.327 | 11 | 237 | 27 |  | Fixed | Roof
Solar Registration Program | NJSRRE1542722874 | Riverside | 8075 | 13 | 8.5 | Residential | Yes | Behind the Meter | Seabright Solar | PSE&G | Accepted | 2019-10-29 | 2019-10-31 | 2020-10-31 | Sunpower | SPR-E20-327 | Solar Panels |  | 0.327 | 2 | 57 | 26 |  | Fixed | Roof
Solar Registration Program | NJSRRE1542722874 | Riverside | 8075 | 13 | 8.5 | Residential | Yes | Behind the Meter | Seabright Solar | PSE&G | Accepted | 2019-10-29 | 2019-10-31 | 2020-10-31 | Sunpower | SPR-E20-327 | Solar Panels |  | 0.327 | 13 | 147 | 45 |  | Fixed | Roof
Solar Registration Program | NJSRRE1542722874 | Riverside | 8075 | 13 | 8.5 | Residential | Yes | Behind the Meter | Seabright Solar | PSE&G | Accepted | 2019-10-29 | 2019-10-31 | 2020-10-31 | Sunpower | SPR-E20-327 | Inverters | 0.32 |  | 26 |  |  | 0.99 |  | Outside | Roof
Solar Registration Program | NJSRRE1542790789 | Mays landing | 8330 | 19 | 8.5 | Residential | Yes | Behind the Meter | Vision Solar LLC | AC Electric | Accepted | 2019-10-30 | 2019-11-01 | 2020-11-01 | SUNPOWER | E20-327-E-AC | Solar Panels |  | 0.327 | 15 | 252 | 26 |  | Fixed | Roof
Solar Registration Program | NJSRRE1542790789 | Mays landing | 8330 | 19 | 8.5 | Residential | Yes | Behind the Meter | Vision Solar LLC | AC Electric | Accepted | 2019-10-30 | 2019-11-01 | 2020-11-01 | SUNPOWER | E20-327-E-AC | Solar Panels |  | 0.327 | 8 | 72 | 26 |  | Fixed | Roof
Solar Registration Program | NJSRRE1542790789 | Mays landing | 8330 | 19 | 8.5 | Residential | Yes | Behind the Meter | Vision Solar LLC | AC Electric | Accepted | 2019-10-30 | 2019-11-01 | 2020-11-01 | SUNPOWER | E20-327-E-AC | Solar Panels |  | 0.327 | 3 | 72 | 26 |  | Fixed | Roof
Solar Registration Program | NJSRRE1542790789 | Mays landing | 8330 | 19 | 8.5 | Residential | Yes | Behind the Meter | Vision Solar LLC | AC Electric | Accepted | 2019-10-30 | 2019-11-01 | 2020-11-01 | SUNPOWER | E20-327-E-AC | Inverters | 0.32 |  | 26 |  |  | 0.96 |  | Other | BEHIND PANELS
Solar Registration Program | NJSRRE1543041801 | Medford Township | 8055 | 13 | 8.5 | Residential | No | Behind the Meter | New Jersey Clean Energy Solutions | AC Electric | Accepted | 2019-11-06 | 2019-11-11 | 2020-11-11 | Sunpower | SPR-E20-327-C-AC BLK | Solar Panels |  | 0.327 | 26 | 175 | 42 |  | Fixed | Roof | House
Solar Registration Program | NJSRRE1543041801 | Medford Township | 8055 | 13 | 8.5 | Residential | No | Behind the Meter | New Jersey Clean Energy Solutions | AC Electric | Accepted | 2019-11-06 | 2019-11-11 | 2020-11-11 | Enphase | IQ7X | Inverters | 320 |  | 26 |  |  | 0.97 |  | Outside | under panel
Solar Registration Program | NJSRRE1543046162 | Mount Laurel Township | 8054 | 13 | 8.5 | Residential | No | Behind the Meter | SunPower Corporation, Systems | PSE&G | Accepted | 2019-11-07 | 2019-11-12 | 2020-11-12 | SUNPOWER | SPR-E20-327-E-AC | Solar Panels |  | 0.327 | 21 | 153 | 30 |  | Fixed | Roof
Solar Registration Program | NJSRRE1543046162 | Mount Laurel Township | 8054 | 13 | 8.5 | Residential | No | Behind the Meter | SunPower Corporation, Systems | PSE&G | Accepted | 2019-11-07 | 2019-11-12 | 2020-11-12 | SUNPOWER | SPR-E20-327-E-AC | Solar Panels |  | 0.327 | 5 | 153 | 30 |  | Fixed | Roof
Solar Registration Program | NJSRRE1543046162 | Mount Laurel Township | 8054 | 13 | 8.5 | Residential | No | Behind the Meter | SunPower Corporation, Systems | PSE&G | Accepted | 2019-11-07 | 2019-11-12 | 2020-11-12 | SUNPOWER | SPR-E20-327-E-AC | Inverters | 320 |  | 26 |  |  | 0.96 |  | Other | under each panel
Solar Registration Program | NJSRRE1543065451 | Cinnaminson | 8077 | 13 | 8.5 | Residential | No | Behind the Meter | Seabright Solar | PSE&G | Accepted | 2019-11-13 | 2019-11-13 | 2020-11-13 | Sunpower | SPR-E20-327 | Solar Panels |  | 0.327 | 26 | 122 | 40 |  | Fixed | Roof
Solar Registration Program | NJSRRE1543065451 | Cinnaminson | 8077 | 13 | 8.5 | Residential | No | Behind the Meter | Seabright Solar | PSE&G | Accepted | 2019-11-13 | 2019-11-13 | 2020-11-13 | Sunpower | SPR-E20-327 | Inverters | 0.32 |  | 26 |  |  | 0.99 |  | Outside | Roof
Solar Registration Program | NJSRRE1543421972 | Piscataway | 8854 | 11 | 8.5 | Residential | No | Behind the Meter | Sunpower Capital LLC | PSE&G | Accepted | 2019-11-19 | 2019-11-22 | 2020-11-22 | SunPower | 327W | Solar Panels |  | 0.327 | 26 | 236 | 17 |  | Fixed | Roof
Solar Registration Program | NJSRRE1543421972 | Piscataway | 8854 | 11 | 8.5 | Residential | No | Behind the Meter | Sunpower Capital LLC | PSE&G | Accepted | 2019-11-19 | 2019-11-22 | 2020-11-22 | SunPower | Type E | Inverters | 320 |  | 26 |  |  | 0.92 |  | Outdoor | NA
Solar Registration Program | NJSRRE1543441609 | Laurel Springs | 8021 | 14 | 8.5 | Residential | No | Behind the Meter | SunPower Capital LLC | AC Electric | Accepted | 2019-11-26 | 2019-11-27 | 2020-11-27 | sunpower | e20-327-e-ac | Solar Panels |  | 0.327 | 26 | 178 | 18 |  | Fixed | Roof
Solar Registration Program | NJSRRE1543441609 | Laurel Springs | 8021 | 14 | 8.5 | Residential | No | Behind the Meter | SunPower Capital LLC | AC Electric | Accepted | 2019-11-26 | 2019-11-27 | 2020-11-27 | sunpower | e20-327-e-ac | Inverters | 1.31 |  | 26 |  |  | 0.96 |  | Other | behind panels
Solar Registration Program | NJSRRE1543442850 | East Windsor | 8520 | 12 | 8.5 | Residential | No | Behind the Meter | Ad Energy | JCP&L | Accepted | 2019-11-25 | 2019-11-27 | 2020-11-27 | SunPower | SPR-E20-327-E-AC | Solar Panels |  | 0.327 | 5 | 171 | 38 |  | Fixed | Roof
Solar Registration Program | NJSRRE1543442850 | East Windsor | 8520 | 12 | 8.5 | Residential | No | Behind the Meter | Ad Energy | JCP&L | Accepted | 2019-11-25 | 2019-11-27 | 2020-11-27 | SunPower | SPR-E20-327-E-AC | Solar Panels |  | 0.327 | 21 | 261 | 30 |  | Fixed | Roof
Solar Registration Program | NJSRRE1543442850 | East Windsor | 8520 | 12 | 8.5 | Residential | No | Behind the Meter | Ad Energy | JCP&L | Accepted | 2019-11-25 | 2019-11-27 | 2020-11-27 | Enphase Energy | IQ7XS-96-ACM-US | Inverters | 315 |  | 26 |  |  | 0.975 |  | Outdoor | At each panel
Solar Registration Program | NJSRRE1543446450 | Newark City | 7103 | 9 | 8.5 | Residential | Yes | Behind the Meter | GenRenew, LLC | PSE&G | Accepted | 2019-11-26 | 2019-12-02 | 2020-12-02 | sunpower | SPR-E20-327-E-AC | Solar Panels |  | 0.327 | 26 | 165 | 34 |  | Fixed | Roof
Solar Registration Program | NJSRRE1543446450 | Newark City | 7103 | 9 | 8.5 | Residential | Yes | Behind the Meter | GenRenew, LLC | PSE&G | Accepted | 2019-11-26 | 2019-12-02 | 2020-12-02 | sunpower | MI-C-320-US208/240-10 | Inverters | 320 |  | 26 |  |  | 0.96 |  | Outdoor | microinverter located under modules
Solar Registration Program | NJSRRE1543451498 | Longport | 8403 | 19 | 8.5 | Residential | No | Behind the Meter | Ad Energy | AC Electric | Accepted | 2019-11-27 | 2019-12-03 | 2020-12-03 | SunPower | SPR-E20-327-E-AC | Solar Panels |  | 0.327 | 26 | 135 | 23 |  | Fixed | Roof
Solar Registration Program | NJSRRE1543451498 | Longport | 8403 | 19 | 8.5 | Residential | No | Behind the Meter | Ad Energy | AC Electric | Accepted | 2019-11-27 | 2019-12-03 | 2020-12-03 | Enphase Energy | IQ7XS-96-ACM-US | Inverters | 315 |  | 26 |  |  | 0.975 |  | Outdoor | At each panel
Solar Registration Program | NJSRRE1543451498 | Longport | 8403 | 19 | 8.5 | Residential | No | Behind the Meter | Ad Energy | AC Electric | Accepted | 2019-11-27 | 2019-12-03 | 2020-12-03 | SunPower | PVS6 | Meters |  |  | 1 |  |  |  | Yes | Outdoor
Solar Registration Program | NJSRRE1543465240 | Pleasantville | 8232 | 19 | 8.5 | Residential | Yes | Behind the Meter | Castle Energy, LLC | AC Electric | Accepted | 2019-12-02 | 2019-12-05 | 2020-12-05 | SunPower | SPR-E20-327-C-AC | Inverters | 320 |  | 26 |  |  | 0.975 |  | Outside | on the rooftop under each solar panel
Solar Registration Program | NJSRRE1543465240 | Pleasantville | 8232 | 19 | 8.5 | Residential | Yes | Behind the Meter | Castle Energy, LLC | AC Electric | Accepted | 2019-12-02 | 2019-12-05 | 2020-12-05 | SunPower | SPR-E20-327-C-AC | Solar Panels |  | 0.327 | 26 | 298 | 30 |  | Fixed | Roof
Solar Registration Program | NJSRRE1543477447 | Lakewood | 8701 | 18 | 8.5 | Residential | No | Behind the Meter | SunnyMac LLC | JCP&L | Accepted | 2019-12-04 | 2019-12-06 | 2020-12-06 | SunPower, | SPR-E20-327 | Solar Panels |  | 0.327 | 26 | 97 | 30 |  | Fixed | Roof
Solar Registration Program | NJSRRE1543477447 | Lakewood | 8701 | 18 | 8.5 | Residential | No | Behind the Meter | SunnyMac LLC | JCP&L | Accepted | 2019-12-04 | 2019-12-06 | 2020-12-06 | Enphase | IQ7XS-96-ACM-US | Inverters | 0.315 |  | 26 |  |  | 0.99 |  | Outdoor | roof
Solar Registration Program | NJSRRE1543580059 | Lakehurst | 8733 | 18 | 8.5 | Residential | Yes | Behind the Meter | Castle Energy, LLC | JCP&L | Accepted | 2019-12-20 | 2019-12-26 | 2020-12-26 | 355 | 33 | Solar Panels |  | 0.327 | 5 | 355 | 33 |  | Fixed | Roof
Solar Registration Program | NJSRRE1543580059 | Lakehurst | 8733 | 18 | 8.5 | Residential | Yes | Behind the Meter | Castle Energy, LLC | JCP&L | Accepted | 2019-12-20 | 2019-12-26 | 2020-12-26 | SunPower | SPR-E20-327-E-AC | Solar Panels |  | 0.327 | 7 | 265 | 33 |  | Fixed | Roof
Solar Registration Program | NJSRRE1543580059 | Lakehurst | 8733 | 18 | 8.5 | Residential | Yes | Behind the Meter | Castle Energy, LLC | JCP&L | Accepted | 2019-12-20 | 2019-12-26 | 2020-12-26 | SunPower | SPR-E20-327-E-AC | Solar Panels |  | 0.327 | 7 | 85 | 33 |  | Fixed | Roof
Solar Registration Program | NJSRRE1543580059 | Lakehurst | 8733 | 18 | 8.5 | Residential | Yes | Behind the Meter | Castle Energy, LLC | JCP&L | Accepted | 2019-12-20 | 2019-12-26 | 2020-12-26 | SunPower | SPR-E20-327-E-AC | Solar Panels |  | 0.327 | 3 | 355 | 30 |  | Fixed | Roof
Solar Registration Program | NJSRRE1543580059 | Lakehurst | 8733 | 18 | 8.5 | Residential | Yes | Behind the Meter | Castle Energy, LLC | JCP&L | Accepted | 2019-12-20 | 2019-12-26 | 2020-12-26 | SunPower | SPR-E20-327-E-AC | Solar Panels |  | 0.327 | 4 | 85 | 30 |  | Fixed | Roof
Solar Registration Program | NJSRRE1543580059 | Lakehurst | 8733 | 18 | 8.5 | Residential | Yes | Behind the Meter | Castle Energy, LLC | JCP&L | Accepted | 2019-12-20 | 2019-12-26 | 2020-12-26 | SunPower | SPR-E20-327-E-AC | Inverters | 320 |  | 26 |  |  | 0.975 |  | Outdoor | on the rooftop under each solar panel
Solar Registration Program | NJSRRE1540212118 | Monroe Township | 8831 | 11 | 8.51 | Residential | Yes | Behind the Meter | Pro Custom Solar dba Momentum Solar | PSE&G | Accepted | 2019-01-07 | 2019-01-09 | 2020-01-09 | HANWHA | Q.PEAK DUO BLK-G5 315 | Solar Panels |  | 0.315 | 10 | 260 | 31 |  | Fixed | Roof
Solar Registration Program | NJSRRE1540212118 | Monroe Township | 8831 | 11 | 8.51 | Residential | Yes | Behind the Meter | Pro Custom Solar dba Momentum Solar | PSE&G | Accepted | 2019-01-07 | 2019-01-09 | 2020-01-09 | HANWHA | Q.PEAK DUO BLK-G5 315 | Solar Panels |  | 0.315 | 17 | 170 | 31 |  | Fixed | Roof
Solar Registration Program | NJSRRE1540212118 | Monroe Township | 8831 | 11 | 8.51 | Residential | Yes | Behind the Meter | Pro Custom Solar dba Momentum Solar | PSE&G | Accepted | 2019-01-07 | 2019-01-09 | 2020-01-09 | ENPHASE | IQ7-60-2-US | Inverters | 250 |  | 27 |  |  | 0.97 |  | Outdoor | ROOF
Solar Registration Program | NJSRRE1540220035 | Plainfield | 7062 | 10 | 8.51 | Residential | Yes | Behind the Meter | Pro Custom Solar dba Momentum Solar | PSE&G | Accepted | 2019-01-09 | 2019-01-14 | 2020-01-14 | HANWHA | Q.PEAK DUO BLK-G5 315 | Solar Panels |  | 0.315 | 27 | 215 | 42 |  | Fixed | Roof
Solar Registration Program | NJSRRE1540220035 | Plainfield | 7062 | 10 | 8.51 | Residential | Yes | Behind the Meter | Pro Custom Solar dba Momentum Solar | PSE&G | Accepted | 2019-01-09 | 2019-01-14 | 2020-01-14 | ENPHASE | IQ7-60-2-US | Inverters | 250 |  | 27 |  |  | 0.97 |  | Outdoor | ROOF
Solar Registration Program | NJSRRE1540253698 | Vineland | 8360 | 20 | 8.51 | Residential | Yes | Behind the Meter | Trinity Solar | Vineland Muni Electric | Accepted | 2019-01-17 | 2019-01-21 | 2020-01-21 | HANWHA | Q.PEAK DUO BLK-G5 315 | Solar Panels |  | 0.315 | 27 | 93 | 27 |  | Fixed | Roof
Solar Registration Program | NJSRRE1540253698 | Vineland | 8360 | 20 | 8.51 | Residential | Yes | Behind the Meter | Trinity Solar | Vineland Muni Electric | Accepted | 2019-01-17 | 2019-01-21 | 2020-01-21 | Solar Edge | SE7600H-US000NNC2 | Inverters | 7600 |  | 1 |  |  | 0.97 |  | Outdoor | side of home
Solar Registration Program | NJSRRE1540254429 | MULLICA HILL | 8062 | 15 | 8.51 | Residential | No | Behind the Meter | Tesla Energy Operations Inc | AC Electric | Accepted | 2019-01-17 | 2019-01-21 | 2020-01-21 | Hanwha Q-Cells | Q.Peak DUO BLK-G5/SC315 | Solar Panels |  | 0.315 | 6 | 245 | 40 |  | Fixed | Roof
Solar Registration Program | NJSRRE1540254429 | MULLICA HILL | 8062 | 15 | 8.51 | Residential | No | Behind the Meter | Tesla Energy Operations Inc | AC Electric | Accepted | 2019-01-17 | 2019-01-21 | 2020-01-21 | Hanwha Q-Cells | Q.Peak DUO BLK-G5/SC315 | Solar Panels |  | 0.315 | 9 | 245 | 40 |  | Fixed | Roof
Solar Registration Program | NJSRRE1540254429 | MULLICA HILL | 8062 | 15 | 8.51 | Residential | No | Behind the Meter | Tesla Energy Operations Inc | AC Electric | Accepted | 2019-01-17 | 2019-01-21 | 2020-01-21 | Hanwha Q-Cells | Q.Peak DUO BLK-G5/SC315 | Solar Panels |  | 0.315 | 12 | 155 | 35 |  | Fixed | Roof
Solar Registration Program | NJSRRE1540254429 | MULLICA HILL | 8062 | 15 | 8.51 | Residential | No | Behind the Meter | Tesla Energy Operations Inc | AC Electric | Accepted | 2019-01-17 | 2019-01-21 | 2020-01-21 | SolarEdge | SE7600H-US000SNC2 | Inverters | 7600 |  | 1 |  |  | 0.99 |  | Outdoor | Outdoor
Solar Registration Program | NJSRRE1540262994 | Union | 7083 | 10 | 8.51 | Residential | No | Behind the Meter | Trinity Solar | PSE&G | Accepted | 2019-01-21 | 2019-01-23 | 2020-01-23 | Hanwha | Q.PEAK DUO BLK-G5 315 | Solar Panels |  | 0.315 | 13 | 304 | 34 |  | Fixed | Roof
Solar Registration Program | NJSRRE1540262994 | Union | 7083 | 10 | 8.51 | Residential | No | Behind the Meter | Trinity Solar | PSE&G | Accepted | 2019-01-21 | 2019-01-23 | 2020-01-23 | Hanwha | Q.PEAK DUO BLK-G5 315 | Solar Panels |  | 0.315 | 14 | 124 | 14 |  | Fixed | Roof
Solar Registration Program | NJSRRE1540262994 | Union | 7083 | 10 | 8.51 | Residential | No | Behind the Meter | Trinity Solar | PSE&G | Accepted | 2019-01-21 | 2019-01-23 | 2020-01-23 | Solar edge | SE7600 | Inverters | 7600 |  | 1 |  |  | 0.97 |  | Outside | side of home
Solar Registration Program | NJSRRE1540263372 | Perth Amboy | 8861 | 11 | 8.51 | Residential | Yes | Behind the Meter | Pro Custom Solar dba Momentum Solar | PSE&G | Accepted | 2019-01-21 | 2019-01-24 | 2020-01-24 | HANWHA | Q.PEAK DUO BLK-G5 315 | Solar Panels |  | 0.315 | 27 | 109 | 46 |  | Fixed | Roof
Solar Registration Program | NJSRRE1540263372 | Perth Amboy | 8861 | 11 | 8.51 | Residential | Yes | Behind the Meter | Pro Custom Solar dba Momentum Solar | PSE&G | Accepted | 2019-01-21 | 2019-01-24 | 2020-01-24 | ENPHASE | IQ7 | Inverters | 240 |  | 27 |  |  | 0.97 |  | Outside | ROOF
Solar Registration Program | NJSRRE1540287002 | Vineland | 8361 | 20 | 8.51 | Residential | Yes | Behind the Meter | Suntuity Solar LLC | Vineland Muni Electric | Accepted | 2019-01-25 | 2019-01-29 | 2020-01-29 | Hanwha Solar | Q-Cells 315 Mono | Solar Panels |  | 0.315 | 27 | 185 | 15 |  | Fixed | Roof
Solar Registration Program | NJSRRE1540287002 | Vineland | 8361 | 20 | 8.51 | Residential | Yes | Behind the Meter | Suntuity Solar LLC | Vineland Muni Electric | Accepted | 2019-01-25 | 2019-01-29 | 2020-01-29 | SolarEdge | SE7600H-US | Inverters | 7600 |  | 1 |  |  | 0.99 |  | Outdoor | Besides the meter
Solar Registration Program | NJSRRE1540287727 | LONG BRANCH | 7740 | 17 | 8.51 | Residential | Yes | Behind the Meter | Vivint Solar Developer, LLC | JCP&L | Accepted | 2019-01-25 | 2019-01-29 | 2020-01-29 | Hanwha Solar | Q.PEAK DUO BLK-G5 315 | Solar Panels |  | 0.315 | 3 | 83 | 30 |  | Fixed | Roof
Solar Registration Program | NJSRRE1540287727 | LONG BRANCH | 7740 | 17 | 8.51 | Residential | Yes | Behind the Meter | Vivint Solar Developer, LLC | JCP&L | Accepted | 2019-01-25 | 2019-01-29 | 2020-01-29 | Hanwha Solar | Q.PEAK DUO BLK-G5 315 | Solar Panels |  | 0.315 | 4 | 353 | 30 |  | Fixed | Roof
Solar Registration Program | NJSRRE1540287727 | LONG BRANCH | 7740 | 17 | 8.51 | Residential | Yes | Behind the Meter | Vivint Solar Developer, LLC | JCP&L | Accepted | 2019-01-25 | 2019-01-29 | 2020-01-29 | Hanwha Solar | Q.PEAK DUO BLK-G5 315 | Solar Panels |  | 0.315 | 14 | 173 | 30 |  | Fixed | Roof
Solar Registration Program | NJSRRE1540287727 | LONG BRANCH | 7740 | 17 | 8.51 | Residential | Yes | Behind the Meter | Vivint Solar Developer, LLC | JCP&L | Accepted | 2019-01-25 | 2019-01-29 | 2020-01-29 | Hanwha Solar | Q.PEAK DUO BLK-G5 315 | Solar Panels |  | 0.315 | 6 | 263 | 30 |  | Fixed | Roof
Solar Registration Program | NJSRRE1540287727 | LONG BRANCH | 7740 | 17 | 8.51 | Residential | Yes | Behind the Meter | Vivint Solar Developer, LLC | JCP&L | Accepted | 2019-01-25 | 2019-01-29 | 2020-01-29 | Solar Edge | SE7600H-US | Inverters | 7600 |  | 1 |  |  | 0.992 |  | Outdoor | Near the Utility Meter
Solar Registration Program | NJSRRE1540380811 | Pleasantville | 8232 | 19 | 8.51 | Residential | Yes | Behind the Meter | Trinity Solar | AC Electric | Accepted | 2019-02-20 | 2019-02-22 | 2020-02-22 | HANWHA | Q.PEAK DUO BLK-G5 315 | Solar Panels |  | 0.315 | 13 | 178 | 18 |  | Fixed | Roof
Solar Registration Program | NJSRRE1540380811 | Pleasantville | 8232 | 19 | 8.51 | Residential | Yes | Behind the Meter | Trinity Solar | AC Electric | Accepted | 2019-02-20 | 2019-02-22 | 2020-02-22 | HANWHA | Q.PEAK DUO BLK-G5 315 | Solar Panels |  | 0.315 | 8 | 178 | 18 |  | Fixed | Roof
Solar Registration Program | NJSRRE1540380811 | Pleasantville | 8232 | 19 | 8.51 | Residential | Yes | Behind the Meter | Trinity Solar | AC Electric | Accepted | 2019-02-20 | 2019-02-22 | 2020-02-22 | HANWHA | Q.PEAK DUO BLK-G5 315 | Solar Panels |  | 0.315 | 6 | 358 | 18 |  | Fixed | Roof
Solar Registration Program | NJSRRE1540380811 | Pleasantville | 8232 | 19 | 8.51 | Residential | Yes | Behind the Meter | Trinity Solar | AC Electric | Accepted | 2019-02-20 | 2019-02-22 | 2020-02-22 | Solar Edge | SE7600H-US000NNC2 | Inverters | 7600 |  | 1 |  |  | 0.97 |  | Outdoor | side of home
Solar Registration Program | NJSRRE1540405029 | Long Branch | 7740 | 17 | 8.51 | Residential | No | Behind the Meter | Suntuity Solar LLC | JCP&L | Accepted | 2019-02-28 | 2019-03-01 | 2020-03-01 | Hanwha Solar | Q-Cells 315 Mono | Solar Panels |  | 0.315 | 23 | 212 | 40 |  | Fixed | Roof
Solar Registration Program | NJSRRE1540405029 | Long Branch | 7740 | 17 | 8.51 | Residential | No | Behind the Meter | Suntuity Solar LLC | JCP&L | Accepted | 2019-02-28 | 2019-03-01 | 2020-03-01 | Hanwha Solar | Q-Cells 315 Mono | Solar Panels |  | 0.315 | 4 | 212 | 40 |  | Fixed | Roof
Solar Registration Program | NJSRRE1540405029 | Long Branch | 7740 | 17 | 8.51 | Residential | No | Behind the Meter | Suntuity Solar LLC | JCP&L | Accepted | 2019-02-28 | 2019-03-01 | 2020-03-01 | SolarEdge | SE7600H-US | Inverters | 7600 |  | 1 |  |  | 0.99 |  | Outdoor | Besides the meter
Solar Registration Program | NJSRRE1540459439 | ORANGE | 7050 | 9 | 8.51 | Residential | Yes | Behind the Meter | Vivint Solar Developer, LLC | PSE&G | Accepted | 2019-03-07 | 2019-03-08 | 2020-03-08 | Hanwha Solar | Q.PEAK BLK-G5 315 | Solar Panels |  | 0.315 | 9 | 108 | 33 |  | Fixed | Roof
Solar Registration Program | NJSRRE1540459439 | ORANGE | 7050 | 9 | 8.51 | Residential | Yes | Behind the Meter | Vivint Solar Developer, LLC | PSE&G | Accepted | 2019-03-07 | 2019-03-08 | 2020-03-08 | Hanwha Solar | Q.PEAK BLK-G5 315 | Solar Panels |  | 0.315 | 18 | 288 | 33 |  | Fixed | Roof
Solar Registration Program | NJSRRE1540459439 | ORANGE | 7050 | 9 | 8.51 | Residential | Yes | Behind the Meter | Vivint Solar Developer, LLC | PSE&G | Accepted | 2019-03-07 | 2019-03-08 | 2020-03-08 | Solar Edge | SE7600H-US | Inverters | 7600 |  | 1 |  |  | 0.992 |  | Outdoor | Near the Utility Meter
Solar Registration Program | NJSRRE1540461415 | Long Branch | 7740 | 17 | 8.51 | Residential | Yes | Behind the Meter | Vivint Solar Developer, LLC | JCP&L | Accepted | 2019-03-08 | 2019-03-11 | 2020-03-11 | Hanwha Solar | Q.PEAK DUO BLK-G5 315 | Solar Panels |  | 0.315 | 12 | 211 | 23 |  | Fixed | Roof
Solar Registration Program | NJSRRE1540461415 | Long Branch | 7740 | 17 | 8.51 | Residential | Yes | Behind the Meter | Vivint Solar Developer, LLC | JCP&L | Accepted | 2019-03-08 | 2019-03-11 | 2020-03-11 | Hanwha Solar | Q.PEAK DUO BLK-G5 315 | Solar Panels |  | 0.315 | 2 | 31 | 23 |  | Fixed | Roof
Solar Registration Program | NJSRRE1540461415 | Long Branch | 7740 | 17 | 8.51 | Residential | Yes | Behind the Meter | Vivint Solar Developer, LLC | JCP&L | Accepted | 2019-03-08 | 2019-03-11 | 2020-03-11 | Hanwha Solar | Q.PEAK DUO BLK-G5 315 | Solar Panels |  | 0.315 | 13 | 211 | 23 |  | Fixed | Roof
Solar Registration Program | NJSRRE1540461415 | Long Branch | 7740 | 17 | 8.51 | Residential | Yes | Behind the Meter | Vivint Solar Developer, LLC | JCP&L | Accepted | 2019-03-08 | 2019-03-11 | 2020-03-11 | Solar Edge | SE7600H-US | Inverters | 7600 |  | 1 |  |  | 0.992 |  | Outdoor | Near the Utility Meter
Solar Registration Program | NJSRRE1540510844 | Runnemede | 8078 | 14 | 8.51 | Residential | Yes | Behind the Meter | Trinity Solar | PSE&G | Accepted | 2019-03-21 | 2019-03-22 | 2020-03-22 | HANWHA | Q.PEAK DUO BLK-G5 315 | Solar Panels |  | 0.315 | 15 | 249 | 27 |  | Fixed | Roof
Solar Registration Program | NJSRRE1540510844 | Runnemede | 8078 | 14 | 8.51 | Residential | Yes | Behind the Meter | Trinity Solar | PSE&G | Accepted | 2019-03-21 | 2019-03-22 | 2020-03-22 | HANWHA | Q.PEAK DUO BLK-G5 315 | Solar Panels |  | 0.315 | 8 | 249 | 14 |  | Fixed | Roof
Solar Registration Program | NJSRRE1540510844 | Runnemede | 8078 | 14 | 8.51 | Residential | Yes | Behind the Meter | Trinity Solar | PSE&G | Accepted | 2019-03-21 | 2019-03-22 | 2020-03-22 | HANWHA | Q.PEAK DUO BLK-G5 315 | Solar Panels |  | 0.315 | 4 | 69 | 14 |  | Fixed | Roof
Solar Registration Program | NJSRRE1540510844 | Runnemede | 8078 | 14 | 8.51 | Residential | Yes | Behind the Meter | Trinity Solar | PSE&G | Accepted | 2019-03-21 | 2019-03-22 | 2020-03-22 | Solar Edge | SE7600H-US000NNC2 | Inverters | 7600 |  | 1 |  |  | 0.97 |  | Outdoor | side of home
Solar Registration Program | NJSRRE1540510900 | Maple Shade | 8052 | 13 | 8.51 | Residential | Yes | Behind the Meter | Vivint Solar Developer, LLC | PSE&G | Accepted | 2019-03-21 | 2019-05-01 | 2020-05-01 | Hanwha Solar | Q.PEAK DUO BLK-G5 315 | Solar Panels |  | 0.315 | 13 | 330 | 30 |  | Fixed | Roof
Solar Registration Program | NJSRRE1540510900 | Maple Shade | 8052 | 13 | 8.51 | Residential | Yes | Behind the Meter | Vivint Solar Developer, LLC | PSE&G | Accepted | 2019-03-21 | 2019-05-01 | 2020-05-01 | Hanwha Solar | Q.PEAK DUO BLK-G5 315 | Solar Panels |  | 0.315 | 4 | 330 | 30 |  | Fixed | Roof
Solar Registration Program | NJSRRE1540510900 | Maple Shade | 8052 | 13 | 8.51 | Residential | Yes | Behind the Meter | Vivint Solar Developer, LLC | PSE&G | Accepted | 2019-03-21 | 2019-05-01 | 2020-05-01 | Hanwha Solar | Q.PEAK DUO BLK-G5 315 | Solar Panels |  | 0.315 | 4 | 330 | 30 |  | Fixed | Roof
Solar Registration Program | NJSRRE1540510900 | Maple Shade | 8052 | 13 | 8.51 | Residential | Yes | Behind the Meter | Vivint Solar Developer, LLC | PSE&G | Accepted | 2019-03-21 | 2019-05-01 | 2020-05-01 | Hanwha Solar | Q.PEAK DUO BLK-G5 315 | Solar Panels |  | 0.315 | 6 | 330 | 30 |  | Fixed | Roof
Solar Registration Program | NJSRRE1540510900 | Maple Shade | 8052 | 13 | 8.51 | Residential | Yes | Behind the Meter | Vivint Solar Developer, LLC | PSE&G | Accepted | 2019-03-21 | 2019-05-01 | 2020-05-01 | Solar Edge | SE7600H-US | Inverters | 7600 |  | 1 |  |  | 0.992 |  | Outdoor | Near the Utility Meter
Solar Registration Program | NJSRRE1540513071 | NORTH MIDDLETOWN | 7748 | 17 | 8.51 | Residential | Yes | Behind the Meter | Vivint Solar Developer, LLC | JCP&L | Accepted | 2019-03-22 | 2019-03-25 | 2020-03-25 | Hanwha Solar | Q.PEAK DUO BLK-G5 315 | Solar Panels |  | 0.315 | 6 | 1 | 29 |  | Fixed | Roof
Solar Registration Program | NJSRRE1540513071 | NORTH MIDDLETOWN | 7748 | 17 | 8.51 | Residential | Yes | Behind the Meter | Vivint Solar Developer, LLC | JCP&L | Accepted | 2019-03-22 | 2019-03-25 | 2020-03-25 | Hanwha Solar | Q.PEAK DUO BLK-G5 315 | Solar Panels |  | 0.315 | 13 | 181 | 10 |  | Fixed | Roof
Solar Registration Program | NJSRRE1540513071 | NORTH MIDDLETOWN | 7748 | 17 | 8.51 | Residential | Yes | Behind the Meter | Vivint Solar Developer, LLC | JCP&L | Accepted | 2019-03-22 | 2019-03-25 | 2020-03-25 | Hanwha Solar | Q.PEAK DUO BLK-G5 315 | Solar Panels |  | 0.315 | 8 | 181 | 29 |  | Fixed | Roof
Solar Registration Program | NJSRRE1540513071 | NORTH MIDDLETOWN | 7748 | 17 | 8.51 | Residential | Yes | Behind the Meter | Vivint Solar Developer, LLC | JCP&L | Accepted | 2019-03-22 | 2019-03-25 | 2020-03-25 | Solar Edge | SE7600H-US | Inverters | 7600 |  | 1 |  |  | 0.992 |  | Outdoor | Near the Utility Meter
Solar Registration Program | NJSRRE1540718966 | Edison | 8820 | 11 | 8.51 | Residential | Yes | Behind the Meter | Trinity Solar | PSE&G | Accepted | 2019-03-25 | 2019-03-26 | 2020-03-26 | Hanwha 315 | Q.PEAK DUO BLK-G5 315 | Solar Panels |  | 0.315 | 4 | 176 | 18 |  | Fixed | Roof
Solar Registration Program | NJSRRE1540718966 | Edison | 8820 | 11 | 8.51 | Residential | Yes | Behind the Meter | Trinity Solar | PSE&G | Accepted | 2019-03-25 | 2019-03-26 | 2020-03-26 | Hanwha 315 | Q.PEAK DUO BLK-G5 315 | Solar Panels |  | 0.315 | 23 | 176 | 18 |  | Fixed | Roof
Solar Registration Program | NJSRRE1540718966 | Edison | 8820 | 11 | 8.51 | Residential | Yes | Behind the Meter | Trinity Solar | PSE&G | Accepted | 2019-03-25 | 2019-03-26 | 2020-03-26 | Solar Edge | SE7600H-US | Inverters | 7600 |  | 1 |  |  | 0.97 |  | Outside | Side of home
Solar Registration Program | NJSRRE1540760812 | TRENTON | 8618 | 12 | 8.51 | Residential | Yes | Behind the Meter | Vivint Solar Developer, LLC | PSE&G | Accepted | 2019-04-02 | 2019-04-03 | 2020-04-03 | Hanwha Solar | Q.PEAK BLK-G5 315 | Solar Panels |  | 0.315 | 9 | 105 | 20 |  | Fixed | Roof
Solar Registration Program | NJSRRE1540760812 | TRENTON | 8618 | 12 | 8.51 | Residential | Yes | Behind the Meter | Vivint Solar Developer, LLC | PSE&G | Accepted | 2019-04-02 | 2019-04-03 | 2020-04-03 | Hanwha Solar | Q.PEAK BLK-G5 315 | Solar Panels |  | 0.315 | 3 | 285 | 20 |  | Fixed | Roof
Solar Registration Program | NJSRRE1540760812 | TRENTON | 8618 | 12 | 8.51 | Residential | Yes | Behind the Meter | Vivint Solar Developer, LLC | PSE&G | Accepted | 2019-04-02 | 2019-04-03 | 2020-04-03 | Hanwha Solar | Q.PEAK BLK-G5 315 | Solar Panels |  | 0.315 | 9 | 285 | 22 |  | Fixed | Roof
Solar Registration Program | NJSRRE1540760812 | TRENTON | 8618 | 12 | 8.51 | Residential | Yes | Behind the Meter | Vivint Solar Developer, LLC | PSE&G | Accepted | 2019-04-02 | 2019-04-03 | 2020-04-03 | Hanwha Solar | Q.PEAK BLK-G5 315 | Solar Panels |  | 0.315 | 6 | 105 | 22 |  | Fixed | Roof
Solar Registration Program | NJSRRE1540760812 | TRENTON | 8618 | 12 | 8.51 | Residential | Yes | Behind the Meter | Vivint Solar Developer, LLC | PSE&G | Accepted | 2019-04-02 | 2019-04-03 | 2020-04-03 | Solar Edge | SE7600H-US | Inverters | 7600 |  | 1 |  |  | 0.992 |  | Outdoor | Near the Utility Meter
Solar Registration Program | NJSRRE1540870788 | Lyndhurst | 7071 | 7 | 8.51 | Residential | No | Behind the Meter | Vivint Solar Developer, LLC | PSE&G | Accepted | 2019-04-22 | 2019-04-23 | 2020-04-23 | Hanwha Solar | Q.Peak BLK-G5 315 | Solar Panels |  | 0.315 | 5 | 307 | 34 |  | Fixed | Roof
Solar Registration Program | NJSRRE1540870788 | Lyndhurst | 7071 | 7 | 8.51 | Residential | No | Behind the Meter | Vivint Solar Developer, LLC | PSE&G | Accepted | 2019-04-22 | 2019-04-23 | 2020-04-23 | Hanwha Solar | Q.Peak BLK-G5 315 | Solar Panels |  | 0.315 | 4 | 37 | 34 |  | Fixed | Roof
Solar Registration Program | NJSRRE1540870788 | Lyndhurst | 7071 | 7 | 8.51 | Residential | No | Behind the Meter | Vivint Solar Developer, LLC | PSE&G | Accepted | 2019-04-22 | 2019-04-23 | 2020-04-23 | Hanwha Solar | Q.Peak BLK-G5 315 | Solar Panels |  | 0.315 | 18 | 217 | 34 |  | Fixed | Roof
Solar Registration Program | NJSRRE1540870788 | Lyndhurst | 7071 | 7 | 8.51 | Residential | No | Behind the Meter | Vivint Solar Developer, LLC | PSE&G | Accepted | 2019-04-22 | 2019-04-23 | 2020-04-23 | Solar Edge | SE7600H-US | Inverters | 7600 |  | 1 |  |  | 0.992 |  | Outdoor | Near the Utility Meter.
Solar Registration Program | NJSRRE1540875110 | Cape May | 8204 | 21 | 8.51 | Residential | No | Behind the Meter | Castle Energy, LLC | AC Electric | Accepted | 2019-04-23 | 2019-04-24 | 2020-04-24 | Hanwha QCells | Q.PEAK DUO BLK-G5 315 | Solar Panels |  | 0.315 | 12 | 114 | 30 |  | Fixed | Roof
Solar Registration Program | NJSRRE1540875110 | Cape May | 8204 | 21 | 8.51 | Residential | No | Behind the Meter | Castle Energy, LLC | AC Electric | Accepted | 2019-04-23 | 2019-04-24 | 2020-04-24 | Hanwha QCells | Q.PEAK DUO BLK-G5 315 | Solar Panels |  | 0.315 | 4 | 204 | 21 |  | Fixed | Roof
Solar Registration Program | NJSRRE1540875110 | Cape May | 8204 | 21 | 8.51 | Residential | No | Behind the Meter | Castle Energy, LLC | AC Electric | Accepted | 2019-04-23 | 2019-04-24 | 2020-04-24 | Hanwha QCells | Q.PEAK DUO BLK-G5 315 | Solar Panels |  | 0.315 | 11 | 294 | 30 |  | Fixed | Roof
Solar Registration Program | NJSRRE1540875110 | Cape May | 8204 | 21 | 8.51 | Residential | No | Behind the Meter | Castle Energy, LLC | AC Electric | Accepted | 2019-04-23 | 2019-04-24 | 2020-04-24 | Enphase Energy | IQ7-60-2-US | Inverters | 240 |  | 27 |  |  | 0.976 |  | Outdoor | On rooftop underneath each solar module
Solar Registration Program | NJSRRE1540895336 | Plainfield | 7060 | 10 | 8.51 | Residential | Yes | Behind the Meter | Vivint Solar Developer, LLC | PSE&G | Accepted | 2019-04-26 | 2019-04-29 | 2020-04-29 | Hanwha Solar | Q.PEAK BLK-G5 315 | Solar Panels |  | 0.315 | 13 | 38 | 22 |  | Fixed | Roof
Solar Registration Program | NJSRRE1540895336 | Plainfield | 7060 | 10 | 8.51 | Residential | Yes | Behind the Meter | Vivint Solar Developer, LLC | PSE&G | Accepted | 2019-04-26 | 2019-04-29 | 2020-04-29 | Hanwha Solar | Q.PEAK BLK-G5 315 | Solar Panels |  | 0.315 | 14 | 218 | 22 |  | Fixed | Roof
Solar Registration Program | NJSRRE1540895336 | Plainfield | 7060 | 10 | 8.51 | Residential | Yes | Behind the Meter | Vivint Solar Developer, LLC | PSE&G | Accepted | 2019-04-26 | 2019-04-29 | 2020-04-29 | Solar Edge | SE7600H-US | Inverters | 7600 |  | 1 |  |  | 0.992 |  | Outdoor | Near the Utility Meter
Solar Registration Program | NJSRRE1540970872 | Glassboro | 8028 | 15 | 8.51 | Residential | Yes | Behind the Meter | Pro Custom Solar dba Momentum Solar | AC Electric | Accepted | 2019-05-08 | 2019-05-13 | 2020-05-13 | HANWHA | Q.PEAK DUO BLK-G5 315 | Solar Panels |  | 0.315 | 14 | 246 | 21 |  | Fixed | Roof
Solar Registration Program | NJSRRE1540970872 | Glassboro | 8028 | 15 | 8.51 | Residential | Yes | Behind the Meter | Pro Custom Solar dba Momentum Solar | AC Electric | Accepted | 2019-05-08 | 2019-05-13 | 2020-05-13 | HANWHA | Q.PEAK DUO BLK-G5 315 | Solar Panels |  | 0.315 | 13 | 66 | 21 |  | Fixed | Roof
Solar Registration Program | NJSRRE1540970872 | Glassboro | 8028 | 15 | 8.51 | Residential | Yes | Behind the Meter | Pro Custom Solar dba Momentum Solar | AC Electric | Accepted | 2019-05-08 | 2019-05-13 | 2020-05-13 | ENPHASE | IQ7-60-2-US | Inverters | 250 |  | 27 |  |  | 0.97 |  | Outdoor | ROOF
Solar Registration Program | NJSRRE1541046858 | WILLINGBORO | 8046 | 13 | 8.51 | Residential | Yes | Behind the Meter | Vivint Solar Developer, LLC | PSE&G | Accepted | 2019-05-28 | 2019-05-31 | 2020-05-31 | Hanwha Solar | Q.PEAK BLK-G5 315 | Solar Panels |  | 0.315 | 22 | 203 | 25 |  | Fixed | Roof
Solar Registration Program | NJSRRE1541046858 | WILLINGBORO | 8046 | 13 | 8.51 | Residential | Yes | Behind the Meter | Vivint Solar Developer, LLC | PSE&G | Accepted | 2019-05-28 | 2019-05-31 | 2020-05-31 | Hanwha Solar | Q.PEAK BLK-G5 315 | Solar Panels |  | 0.315 | 5 | 113 | 24 |  | Fixed | Roof
Solar Registration Program | NJSRRE1541046858 | WILLINGBORO | 8046 | 13 | 8.51 | Residential | Yes | Behind the Meter | Vivint Solar Developer, LLC | PSE&G | Accepted | 2019-05-28 | 2019-05-31 | 2020-05-31 | Solar Edge | SE7600H-US | Inverters | 7600 |  | 1 |  |  | 0.992 |  | Outdoor | Near the Utility Meter
Solar Registration Program | NJSRRE1541124986 | Newark | 7104 | 9 | 8.51 | Residential | Yes | Behind the Meter | Pro Custom Solar dba Momentum Solar | PSE&G | Accepted | 2019-06-07 | 2019-06-12 | 2020-06-12 | HANWHA | Q.PEAK DUO BLK-G5 315 | Solar Panels |  | 0.315 | 15 | 125 | 7 |  | Fixed | Roof
Solar Registration Program | NJSRRE1541124986 | Newark | 7104 | 9 | 8.51 | Residential | Yes | Behind the Meter | Pro Custom Solar dba Momentum Solar | PSE&G | Accepted | 2019-06-07 | 2019-06-12 | 2020-06-12 | HANWHA | Q.PEAK DUO BLK-G5 315 | Solar Panels |  | 0.315 | 12 | 305 | 7 |  | Fixed | Roof
Solar Registration Program | NJSRRE1541124986 | Newark | 7104 | 9 | 8.51 | Residential | Yes | Behind the Meter | Pro Custom Solar dba Momentum Solar | PSE&G | Accepted | 2019-06-07 | 2019-06-12 | 2020-06-12 | ENPHASE | IQ7-60-2-US | Inverters | 240 |  | 27 |  |  | 0.97 |  | Outdoor | ROOF
Solar Registration Program | NJSRRE1541443727 | Flemington | 8822 | 4 | 8.51 | Residential | Yes | Behind the Meter | Vivint Solar Developer, LLC | JCP&L | Accepted | 2019-06-24 | 2019-06-26 | 2020-06-26 | HANWHA SOLAR | Q.PEAK BLK-G5 315 | Solar Panels |  | 0.315 | 6 | 237 | 36 |  | Fixed | Roof
Solar Registration Program | NJSRRE1541443727 | Flemington | 8822 | 4 | 8.51 | Residential | Yes | Behind the Meter | Vivint Solar Developer, LLC | JCP&L | Accepted | 2019-06-24 | 2019-06-26 | 2020-06-26 | HANWHA SOLAR | Q.PEAK BLK-G5 315 | Solar Panels |  | 0.315 | 6 | 147 | 34 |  | Fixed | Roof
Solar Registration Program | NJSRRE1541443727 | Flemington | 8822 | 4 | 8.51 | Residential | Yes | Behind the Meter | Vivint Solar Developer, LLC | JCP&L | Accepted | 2019-06-24 | 2019-06-26 | 2020-06-26 | HANWHA SOLAR | Q.PEAK BLK-G5 315 | Solar Panels |  | 0.315 | 8 | 147 | 34 |  | Fixed | Roof
Solar Registration Program | NJSRRE1541443727 | Flemington | 8822 | 4 | 8.51 | Residential | Yes | Behind the Meter | Vivint Solar Developer, LLC | JCP&L | Accepted | 2019-06-24 | 2019-06-26 | 2020-06-26 | HANWHA SOLAR | Q.PEAK BLK-G5 315 | Solar Panels |  | 0.315 | 7 | 57 | 36 |  | Fixed | Roof
Solar Registration Program | NJSRRE1541443727 | Flemington | 8822 | 4 | 8.51 | Residential | Yes | Behind the Meter | Vivint Solar Developer, LLC | JCP&L | Accepted | 2019-06-24 | 2019-06-26 | 2020-06-26 | SOLAREDGE | SE7600H-US | Inverters | 7600 |  | 1 |  |  | 0.992 |  | Outdoor | Near The Utility Meter
Solar Registration Program | NJSRRE1541501071 | FREEHOLD | 7728 | 17 | 8.51 | Residential | Yes | Behind the Meter | Vivint Solar Developer, LLC | JCP&L | Accepted | 2019-07-01 | 2019-07-02 | 2020-07-02 | Hanwha Solar | Q. Peak Blk-G5 315 | Solar Panels |  | 0.315 | 23 | 319 | 27 |  | Fixed | Roof
Solar Registration Program | NJSRRE1541501071 | FREEHOLD | 7728 | 17 | 8.51 | Residential | Yes | Behind the Meter | Vivint Solar Developer, LLC | JCP&L | Accepted | 2019-07-01 | 2019-07-02 | 2020-07-02 | Hanwha Solar | Q. Peak BLK-G5 315 | Solar Panels |  | 0.315 | 4 | 319 | 25 |  | Fixed | Roof
Solar Registration Program | NJSRRE1541501071 | FREEHOLD | 7728 | 17 | 8.51 | Residential | Yes | Behind the Meter | Vivint Solar Developer, LLC | JCP&L | Accepted | 2019-07-01 | 2019-07-02 | 2020-07-02 | Solar Edge | SE7600H-US | Inverters | 7600 |  | 1 |  |  | 0.992 |  | Other | Near the Utility Meter
Solar Registration Program | NJSRRE1541615159 | Cliffwood Beach | 7735 | 17 | 8.51 | Residential | Yes | Behind the Meter | Vivint Solar Developer, LLC | JCP&L | Accepted | 2019-08-01 | 2019-08-01 | 2020-08-01 | Hanwha Solar | Q.PEAK BLK-G5 315 | Solar Panels |  | 0.315 | 11 | 29.1 | 23 |  | Fixed | Roof
Solar Registration Program | NJSRRE1541615159 | Cliffwood Beach | 7735 | 17 | 8.51 | Residential | Yes | Behind the Meter | Vivint Solar Developer, LLC | JCP&L | Accepted | 2019-08-01 | 2019-08-01 | 2020-08-01 | Hanwha Solar | Q.PEAK BLK-G5 315 | Solar Panels |  | 0.315 | 5 | 119.1 | 23 |  | Fixed | Roof
Solar Registration Program | NJSRRE1541615159 | Cliffwood Beach | 7735 | 17 | 8.51 | Residential | Yes | Behind the Meter | Vivint Solar Developer, LLC | JCP&L | Accepted | 2019-08-01 | 2019-08-01 | 2020-08-01 | Hanwha Solar | Q.PEAK BLK-G5 315 | Solar Panels |  | 0.315 | 4 | 299.1 | 23 |  | Fixed | Roof
Solar Registration Program | NJSRRE1541615159 | Cliffwood Beach | 7735 | 17 | 8.51 | Residential | Yes | Behind the Meter | Vivint Solar Developer, LLC | JCP&L | Accepted | 2019-08-01 | 2019-08-01 | 2020-08-01 | Hanwha Solar | Q.PEAK BLK-G5 315 | Solar Panels |  | 0.315 | 7 | 209.1 | 23 |  | Fixed | Roof
Solar Registration Program | NJSRRE1541615159 | Cliffwood Beach | 7735 | 17 | 8.51 | Residential | Yes | Behind the Meter | Vivint Solar Developer, LLC | JCP&L | Accepted | 2019-08-01 | 2019-08-01 | 2020-08-01 | Solar Edge | SE7600H-US | Inverters | 7600 |  | 1 |  |  | 0.992 |  | Other | Near the Utility Meter
Solar Registration Program | NJSRRE1541627469 | Pleasantville | 8232 | 19 | 8.51 | Residential | Yes | Behind the Meter | Castle Energy, LLC | AC Electric | Accepted | 2019-07-10 | 2019-07-12 | 2020-07-12 | Hanwha QCells | Q.PRO L-G2.3 315 | Solar Panels |  | 0.315 | 27 | 124 | 30 |  | Fixed | Roof
Solar Registration Program | NJSRRE1541627469 | Pleasantville | 8232 | 19 | 8.51 | Residential | Yes | Behind the Meter | Castle Energy, LLC | AC Electric | Accepted | 2019-07-10 | 2019-07-12 | 2020-07-12 | Enphase Energy | IQ6PLUS72-2-US | Inverters | 280 |  | 27 |  |  | 0.975 |  | Outdoor | On rooftop underneath each solar module
Solar Registration Program | NJSRRE1541655764 | NORTHVALE | 7647 | 7 | 8.51 | Residential | Yes | Behind the Meter | Vivint Solar Developer, LLC | Orange Rockland Electric | Accepted | 2019-07-16 | 2019-07-17 | 2020-07-17 | Q.PEAK BLK-G5 315 | HANWHA SOLAR Q.PEAK BLK-G5 315 | Solar Panels |  | 0.315 | 22 | 298 | 27 |  | Fixed | Roof
Solar Registration Program | NJSRRE1541655764 | NORTHVALE | 7647 | 7 | 8.51 | Residential | Yes | Behind the Meter | Vivint Solar Developer, LLC | Orange Rockland Electric | Accepted | 2019-07-16 | 2019-07-17 | 2020-07-17 | HANWHA SOLAR | Q.PEAK BLK-G5 315 | Solar Panels |  | 0.315 | 5 | 118 | 27 |  | Fixed | Roof
Solar Registration Program | NJSRRE1541655764 | NORTHVALE | 7647 | 7 | 8.51 | Residential | Yes | Behind the Meter | Vivint Solar Developer, LLC | Orange Rockland Electric | Accepted | 2019-07-16 | 2019-07-17 | 2020-07-17 | SOLAREDGE | SE7600H-US | Inverters | 7600 |  | 1 |  |  | 0.992 |  | Outdoor | Near The Utility Meter
Solar Registration Program | NJSRRE1541673101 | PENNSAUKEN | 8110 | 14 | 8.51 | Residential | Yes | Behind the Meter | Vivint Solar Developer, LLC | PSE&G | Accepted | 2019-07-18 | 2019-07-18 | 2020-07-18 | Hanwha Solar | Q.PEAK BLK G5 315 | Solar Panels |  | 0.315 | 14 | 146 | 23 |  | Fixed | Roof
Solar Registration Program | NJSRRE1541673101 | PENNSAUKEN | 8110 | 14 | 8.51 | Residential | Yes | Behind the Meter | Vivint Solar Developer, LLC | PSE&G | Accepted | 2019-07-18 | 2019-07-18 | 2020-07-18 | Hanwha Solar | Q.PEAK BLK G5 315 | Solar Panels |  | 0.315 | 13 | 326 | 23 |  | Fixed | Roof
Solar Registration Program | NJSRRE1541673101 | PENNSAUKEN | 8110 | 14 | 8.51 | Residential | Yes | Behind the Meter | Vivint Solar Developer, LLC | PSE&G | Accepted | 2019-07-18 | 2019-07-18 | 2020-07-18 | Solar Edge | SE7600H-US | Inverters | 7600 |  | 1 |  |  | 0.992 |  | Outdoor | Near the Utility Meter
Solar Registration Program | NJSRRE1541708876 | EGG HARBOR TOWNSHIP | 8234 | 19 | 8.51 | Residential | Yes | Behind the Meter | Vivint Solar Developer, LLC | AC Electric | Accepted | 2019-08-26 | 2019-08-26 | 2020-08-26 | Hanwha Solar | Q.PEAK BLK-G5 315 | Solar Panels |  | 0.315 | 7 | 64 | 18 |  | Fixed | Roof
Solar Registration Program | NJSRRE1541708876 | EGG HARBOR TOWNSHIP | 8234 | 19 | 8.51 | Residential | Yes | Behind the Meter | Vivint Solar Developer, LLC | AC Electric | Accepted | 2019-08-26 | 2019-08-26 | 2020-08-26 | Hanwha Solar | Q.PEAK BLK-G5 315 | Solar Panels |  | 0.315 | 20 | 244 | 18 |  | Fixed | Roof
Solar Registration Program | NJSRRE1541708876 | EGG HARBOR TOWNSHIP | 8234 | 19 | 8.51 | Residential | Yes | Behind the Meter | Vivint Solar Developer, LLC | AC Electric | Accepted | 2019-08-26 | 2019-08-26 | 2020-08-26 | SolarEdge | SE7600H-US | Inverters | 7600 |  | 1 |  |  | 0.992 |  | Outdoor | Near The Utility Meter
Solar Registration Program | NJSRRE1541815124 | SICKLERVILLE | 8081 | 14 | 8.51 | Residential | Yes | Behind the Meter | Vivint Solar Developer, LLC | AC Electric | Accepted | 2019-08-13 | 2019-08-23 | 2020-08-23 | Hanwha Solar | Q.PEAK BLK-G5 315 | Solar Panels |  | 0.315 | 14 | 195 | 39 |  | Fixed | Roof
Solar Registration Program | NJSRRE1541815124 | SICKLERVILLE | 8081 | 14 | 8.51 | Residential | Yes | Behind the Meter | Vivint Solar Developer, LLC | AC Electric | Accepted | 2019-08-13 | 2019-08-23 | 2020-08-23 | Hanwha Solar | Q.PEAK BLK-G5 315 | Solar Panels |  | 0.315 | 13 | 285 | 39 |  | Fixed | Roof
Solar Registration Program | NJSRRE1541815124 | SICKLERVILLE | 8081 | 14 | 8.51 | Residential | Yes | Behind the Meter | Vivint Solar Developer, LLC | AC Electric | Accepted | 2019-08-13 | 2019-08-23 | 2020-08-23 | Solar Edge | SE7600H-US | Inverters | 7600 |  | 1 |  |  | 0.992 |  | Outdoor | Near the Utility Meter
Solar Registration Program | NJSRRE1541841222 | DOVER | 7801 | 3 | 8.51 | Residential | Yes | Behind the Meter | Vivint Solar Developer, LLC | JCP&L | Accepted | 2019-08-19 | 2019-08-23 | 2020-08-23 | HANWHA SOLAR | Q.PEAK BLK-G5 315 | Solar Panels |  | 0.315 | 16 | 142 | 42 |  | Fixed | Roof
Solar Registration Program | NJSRRE1541841222 | DOVER | 7801 | 3 | 8.51 | Residential | Yes | Behind the Meter | Vivint Solar Developer, LLC | JCP&L | Accepted | 2019-08-19 | 2019-08-23 | 2020-08-23 | HANWHA SOLAR | Q.PEAK BLK-G5 315 | Solar Panels |  | 0.315 | 2 | 52 | 38 |  | Fixed | Roof
Solar Registration Program | NJSRRE1541841222 | DOVER | 7801 | 3 | 8.51 | Residential | Yes | Behind the Meter | Vivint Solar Developer, LLC | JCP&L | Accepted | 2019-08-19 | 2019-08-23 | 2020-08-23 | HANWHA SOLAR | Q.PEAK BLK-G5 315 | Solar Panels |  | 0.315 | 2 | 232 | 38 |  | Fixed | Roof
Solar Registration Program | NJSRRE1541841222 | DOVER | 7801 | 3 | 8.51 | Residential | Yes | Behind the Meter | Vivint Solar Developer, LLC | JCP&L | Accepted | 2019-08-19 | 2019-08-23 | 2020-08-23 | HANWHA SOLAR | Q.PEAK BLK-G5 315 | Solar Panels |  | 0.315 | 7 | 322 | 42 |  | Fixed | Roof
Solar Registration Program | NJSRRE1541841222 | DOVER | 7801 | 3 | 8.51 | Residential | Yes | Behind the Meter | Vivint Solar Developer, LLC | JCP&L | Accepted | 2019-08-19 | 2019-08-23 | 2020-08-23 | SOLAREDGE | SE7600H-US | Inverters | 7600 |  | 1 |  |  | 0.992 |  | Outdoor | Near The Utility Meter
Solar Registration Program | NJSRRE1541841362 | MANAHAWKIN | 8050 | 18 | 8.51 | Residential | Yes | Behind the Meter | Vivint Solar Developer, LLC | AC Electric | Accepted | 2019-08-19 | 2019-08-23 | 2020-08-23 | HANWHA SOLAR | Q.PEAK BLK-G5 315 | Solar Panels |  | 0.315 | 17 | 221 | 33 |  | Fixed | Roof
Solar Registration Program | NJSRRE1541841362 | MANAHAWKIN | 8050 | 18 | 8.51 | Residential | Yes | Behind the Meter | Vivint Solar Developer, LLC | AC Electric | Accepted | 2019-08-19 | 2019-08-23 | 2020-08-23 | HANWHA SOLAR | Q.PEAK BLK-G5 315 | Solar Panels |  | 0.315 | 10 | 131 | 33 |  | Fixed | Roof
Solar Registration Program | NJSRRE1541841362 | MANAHAWKIN | 8050 | 18 | 8.51 | Residential | Yes | Behind the Meter | Vivint Solar Developer, LLC | AC Electric | Accepted | 2019-08-19 | 2019-08-23 | 2020-08-23 | SOLAREDGE | SE7600H-US | Inverters | 7600 |  | 1 |  |  | 0.992 |  | Outdoor | Near The Utility Meter
Solar Registration Program | NJSRRE1541871730 | Atco | 8004 | 14 | 8.51 | Residential | Yes | Behind the Meter | Trinity Solar | AC Electric | Accepted | 2019-08-21 | 2019-08-26 | 2020-08-26 | Hanwha | Q.PEAK DUO BLK-G5 315 | Solar Panels |  | 0.315 | 12 | 290 | 27 |  | Fixed | Roof
Solar Registration Program | NJSRRE1541871730 | Atco | 8004 | 14 | 8.51 | Residential | Yes | Behind the Meter | Trinity Solar | AC Electric | Accepted | 2019-08-21 | 2019-08-26 | 2020-08-26 | Hanwha | Q.PEAK DUO BLK-G5 315 | Solar Panels |  | 0.315 | 15 | 110 | 27 |  | Fixed | Roof
Solar Registration Program | NJSRRE1541871730 | Atco | 8004 | 14 | 8.51 | Residential | Yes | Behind the Meter | Trinity Solar | AC Electric | Accepted | 2019-08-21 | 2019-08-26 | 2020-08-26 | Solar Edge | SE7600 | Inverters | 7600 |  | 1 |  |  | 0.97 |  | Outside | side of home
Solar Registration Program | NJSRRE1541880814 | BLOOMFIELD | 7003 | 9 | 8.51 | Residential | Yes | Behind the Meter | Vivint Solar Developer, LLC | PSE&G | Accepted | 2019-08-28 | 2019-08-29 | 2020-08-29 | Hanwha Solar | Q.PEAK BLK-G5 315 | Solar Panels |  | 0.315 | 11 | 112 | 33 |  | Fixed | Roof
Solar Registration Program | NJSRRE1541880814 | BLOOMFIELD | 7003 | 9 | 8.51 | Residential | Yes | Behind the Meter | Vivint Solar Developer, LLC | PSE&G | Accepted | 2019-08-28 | 2019-08-29 | 2020-08-29 | Hanwha Solar | Q.PEAK BLK-G5 315 | Solar Panels |  | 0.315 | 16 | 112 | 33 |  | Fixed | Roof
Solar Registration Program | NJSRRE1541880814 | BLOOMFIELD | 7003 | 9 | 8.51 | Residential | Yes | Behind the Meter | Vivint Solar Developer, LLC | PSE&G | Accepted | 2019-08-28 | 2019-08-29 | 2020-08-29 | SolarEdge Technologies | SE7600H-US | Inverters | 7600 |  | 1 |  |  | 0.992 |  | Outdoor | Near the Utility Meter
Solar Registration Program | NJSRRE1541883984 | UNION BEACH | 7735 | 17 | 8.51 | Residential | Yes | Behind the Meter | Vivint Solar Developer, LLC | JCP&L | Accepted | 2019-09-04 | 2019-09-05 | 2020-09-05 | Hanwha | Q.PEAK DUO BLK-G5 315w | Solar Panels |  | 0.315 | 27 | 267 | 17 |  | Fixed | Roof
Solar Registration Program | NJSRRE1541883984 | UNION BEACH | 7735 | 17 | 8.51 | Residential | Yes | Behind the Meter | Vivint Solar Developer, LLC | JCP&L | Accepted | 2019-09-04 | 2019-09-05 | 2020-09-05 | Solar Edge | SE7600H-US | Inverters | 7600 |  | 1 |  |  | 0.992 |  | Outdoor | Near the Utility Meter
Solar Registration Program | NJSRRE1541894858 | Long Branch | 7740 | 17 | 8.51 | Residential | Yes | Behind the Meter | Vivint Solar Developer, LLC | JCP&L | Accepted | 2019-09-03 | 2019-09-04 | 2020-09-04 | Hanwha Solar | SOLAR Q.PEAK BLK-G5 315 | Solar Panels |  | 0.315 | 15 | 333 | 22 |  | Fixed | Roof
Solar Registration Program | NJSRRE1541894858 | Long Branch | 7740 | 17 | 8.51 | Residential | Yes | Behind the Meter | Vivint Solar Developer, LLC | JCP&L | Accepted | 2019-09-03 | 2019-09-04 | 2020-09-04 | Hanwha Solar | SOLAR Q.PEAK BLK-G5 315 | Solar Panels |  | 0.315 | 2 | 243 | 42 |  | Fixed | Roof
Solar Registration Program | NJSRRE1541894858 | Long Branch | 7740 | 17 | 8.51 | Residential | Yes | Behind the Meter | Vivint Solar Developer, LLC | JCP&L | Accepted | 2019-09-03 | 2019-09-04 | 2020-09-04 | Hanwha Solar | SOLAR Q.PEAK BLK-G5 315 | Solar Panels |  | 0.315 | 8 | 153 | 42 |  | Fixed | Roof
Solar Registration Program | NJSRRE1541894858 | Long Branch | 7740 | 17 | 8.51 | Residential | Yes | Behind the Meter | Vivint Solar Developer, LLC | JCP&L | Accepted | 2019-09-03 | 2019-09-04 | 2020-09-04 | Hanwha Solar | SOLAR Q.PEAK BLK-G5 315 | Solar Panels |  | 0.315 | 2 | 153 | 22 |  | Fixed | Roof
Solar Registration Program | NJSRRE1541894858 | Long Branch | 7740 | 17 | 8.51 | Residential | Yes | Behind the Meter | Vivint Solar Developer, LLC | JCP&L | Accepted | 2019-09-03 | 2019-09-04 | 2020-09-04 | Solar Edge | SE7600H-US | Inverters | 7600 |  | 1 |  |  | 0.992 |  | Outdoor | Near the Utility Meter
Solar Registration Program | NJSRRE1541907807 | Edison | 8817 | 11 | 8.51 | Residential | Yes | Behind the Meter | Pro Custom Solar dba Momentum Solar | PSE&G | Accepted | 2019-08-29 | 2019-09-03 | 2020-09-03 | HANWHA | Q.PEAK DUO BLK-G5 315 | Solar Panels |  | 0.315 | 14 | 318 | 20 |  | Fixed | Roof
Solar Registration Program | NJSRRE1541907807 | Edison | 8817 | 11 | 8.51 | Residential | Yes | Behind the Meter | Pro Custom Solar dba Momentum Solar | PSE&G | Accepted | 2019-08-29 | 2019-09-03 | 2020-09-03 | HANWHA | Q.PEAK DUO BLK-G5 315 | Solar Panels |  | 0.315 | 13 | 138 | 20 |  | Fixed | Roof
Solar Registration Program | NJSRRE1541907807 | Edison | 8817 | 11 | 8.51 | Residential | Yes | Behind the Meter | Pro Custom Solar dba Momentum Solar | PSE&G | Accepted | 2019-08-29 | 2019-09-03 | 2020-09-03 | Enphase Energy | IQ6-60-2-US | Inverters | 240 |  | 27 |  |  | 0.97 |  | Outdoor | Roof
Solar Registration Program | NJSRRE1541989788 | PENNSAUKEN | 8110 | 14 | 8.51 | Residential | Yes | Behind the Meter | Vivint Solar Developer, LLC | PSE&G | Accepted | 2019-09-04 | 2019-09-05 | 2020-09-05 | Hanwha Solar | Q.PEAK BLK-G5 315 | Solar Panels |  | 0.315 | 3 | 237 | 12 |  | Fixed | Roof
Solar Registration Program | NJSRRE1541989788 | PENNSAUKEN | 8110 | 14 | 8.51 | Residential | Yes | Behind the Meter | Vivint Solar Developer, LLC | PSE&G | Accepted | 2019-09-04 | 2019-09-05 | 2020-09-05 | Hanwha Solar | Q.PEAK BLK-G5 315 | Solar Panels |  | 0.315 | 12 | 327 | 31 |  | Fixed | Roof
Solar Registration Program | NJSRRE1541989788 | PENNSAUKEN | 8110 | 14 | 8.51 | Residential | Yes | Behind the Meter | Vivint Solar Developer, LLC | PSE&G | Accepted | 2019-09-04 | 2019-09-05 | 2020-09-05 | Hanwha Solar | Q.PEAK BLK-G5 315 | Solar Panels |  | 0.315 | 12 | 147 | 31 |  | Fixed | Roof
Solar Registration Program | NJSRRE1541989788 | PENNSAUKEN | 8110 | 14 | 8.51 | Residential | Yes | Behind the Meter | Vivint Solar Developer, LLC | PSE&G | Accepted | 2019-09-04 | 2019-09-05 | 2020-09-05 | Solar Edge | SE7600H-US000BNC4 | Inverters | 7600 |  | 1 |  |  | 0.992 |  | Outdoor | Near the Utility Meter
Solar Registration Program | NJSRRE1542188371 | Nutley | 7110 | 9 | 8.51 | Residential | Yes | Behind the Meter | Vivint Solar Developer, LLC | PSE&G | Accepted | 2019-09-05 | 2019-09-06 | 2020-09-06 | Hanwha Solar | Q.PEAK BLK-G5 315 | Solar Panels |  | 0.315 | 4 | 30 | 29 |  | Fixed | Roof
Solar Registration Program | NJSRRE1542188371 | Nutley | 7110 | 9 | 8.51 | Residential | Yes | Behind the Meter | Vivint Solar Developer, LLC | PSE&G | Accepted | 2019-09-05 | 2019-09-06 | 2020-09-06 | Hanwha Solar | Q.PEAK BLK-G5 315 | Solar Panels |  | 0.315 | 11 | 120 | 33 |  | Fixed | Roof
Solar Registration Program | NJSRRE1542188371 | Nutley | 7110 | 9 | 8.51 | Residential | Yes | Behind the Meter | Vivint Solar Developer, LLC | PSE&G | Accepted | 2019-09-05 | 2019-09-06 | 2020-09-06 | Hanwha Solar | Q.PEAK BLK-G5 315 | Solar Panels |  | 0.315 | 8 | 120 | 12 |  | Fixed | Roof
Solar Registration Program | NJSRRE1542188371 | Nutley | 7110 | 9 | 8.51 | Residential | Yes | Behind the Meter | Vivint Solar Developer, LLC | PSE&G | Accepted | 2019-09-05 | 2019-09-06 | 2020-09-06 | Hanwha Solar | Q.PEAK BLK-G5 315 | Solar Panels |  | 0.315 | 4 | 210 | 29 |  | Fixed | Roof
Solar Registration Program | NJSRRE1542188371 | Nutley | 7110 | 9 | 8.51 | Residential | Yes | Behind the Meter | Vivint Solar Developer, LLC | PSE&G | Accepted | 2019-09-05 | 2019-09-06 | 2020-09-06 | SolarEdge | SE7600H-US | Inverters | 7600 |  | 1 |  |  | 0.992 |  | Outdoor | Near the utility meter
Solar Registration Program | NJSRRE1542269594 | HASBROUCK HEIGHTS | 7604 | 7 | 8.51 | Residential | Yes | Behind the Meter | Vivint Solar Developer, LLC | PSE&G | Accepted | 2019-09-05 | 2019-09-10 | 2020-09-10 | Hanwha Solar | Q.PEAK BLK-G5 315 | Solar Panels |  | 0.315 | 9 | 126 | 38 |  | Fixed | Roof
Solar Registration Program | NJSRRE1542269594 | HASBROUCK HEIGHTS | 7604 | 7 | 8.51 | Residential | Yes | Behind the Meter | Vivint Solar Developer, LLC | PSE&G | Accepted | 2019-09-05 | 2019-09-10 | 2020-09-10 | Hanwha Solar | Q.PEAK BLK-G5 315 | Solar Panels |  | 0.315 | 18 | 306 | 38 |  | Fixed | Roof
Solar Registration Program | NJSRRE1542269594 | HASBROUCK HEIGHTS | 7604 | 7 | 8.51 | Residential | Yes | Behind the Meter | Vivint Solar Developer, LLC | PSE&G | Accepted | 2019-09-05 | 2019-09-10 | 2020-09-10 | SolarEdge | SE7600H-US | Inverters | 7600 |  | 1 |  |  | 0.992 |  | Outdoor | Near the Utility Meter
Solar Registration Program | NJSRRE1542428583 | Woodstown | 8098 | 16 | 8.51 | Residential | Yes | Behind the Meter | Trinity Solar | AC Electric | Accepted | 2019-09-23 | 2019-09-25 | 2020-09-25 | Hanwha | Q.PEAK DUO BLK-G5 315 | Solar Panels |  | 0.315 | 6 | 158 | 40 |  | Fixed | Roof
Solar Registration Program | NJSRRE1542428583 | Woodstown | 8098 | 16 | 8.51 | Residential | Yes | Behind the Meter | Trinity Solar | AC Electric | Accepted | 2019-09-23 | 2019-09-25 | 2020-09-25 | Hanwha | Q.PEAK DUO BLK-G5 315 | Solar Panels |  | 0.315 | 8 | 158 | 5 |  | Fixed | Roof
Solar Registration Program | NJSRRE1542428583 | Woodstown | 8098 | 16 | 8.51 | Residential | Yes | Behind the Meter | Trinity Solar | AC Electric | Accepted | 2019-09-23 | 2019-09-25 | 2020-09-25 | Hanwha | Q.PEAK DUO BLK-G5 315 | Solar Panels |  | 0.315 | 13 | 158 | 18 |  | Fixed | Roof
Solar Registration Program | NJSRRE1542428583 | Woodstown | 8098 | 16 | 8.51 | Residential | Yes | Behind the Meter | Trinity Solar | AC Electric | Accepted | 2019-09-23 | 2019-09-25 | 2020-09-25 | Solar Edge | SE7600 | Inverters | 7600 |  | 1 |  |  | 0.97 |  | Outside | side of home
Solar Registration Program | NJSRRE1542428869 | Sewell | 8080 | 15 | 8.51 | Residential | No | Behind the Meter | Trinity Solar | AC Electric | Accepted | 2019-09-23 | 2019-09-25 | 2020-09-25 | Hanwha 315 | Q.PEAK DUO BLK-G5 315 | Solar Panels |  | 0.315 | 27 | 261 | 28 |  | Fixed | Roof
Solar Registration Program | NJSRRE1542428869 | Sewell | 8080 | 15 | 8.51 | Residential | No | Behind the Meter | Trinity Solar | AC Electric | Accepted | 2019-09-23 | 2019-09-25 | 2020-09-25 | Solar edge | SE7600H-US | Inverters | 7600 |  | 1 |  |  | 0.97 |  | Outside | side of home
Solar Registration Program | NJSRRE1542443718 | 270 Rossiter Avenue | 7502 | 6 | 8.51 | Residential | Yes | Behind the Meter | Trinity Solar | PSE&G | Accepted | 2019-09-26 | 2019-09-30 | 2020-09-30 | HANWHA | Q.PEAK DUO BLK-G5 315 | Solar Panels |  | 0.315 | 14 | 229 | 18 |  | Fixed | Roof
Solar Registration Program | NJSRRE1542443718 | 270 Rossiter Avenue | 7502 | 6 | 8.51 | Residential | Yes | Behind the Meter | Trinity Solar | PSE&G | Accepted | 2019-09-26 | 2019-09-30 | 2020-09-30 | HANWHA | Q.PEAK DUO BLK-G5 315 | Solar Panels |  | 0.315 | 13 | 49 | 18 |  | Fixed | Roof
Solar Registration Program | NJSRRE1542443718 | 270 Rossiter Avenue | 7502 | 6 | 8.51 | Residential | Yes | Behind the Meter | Trinity Solar | PSE&G | Accepted | 2019-09-26 | 2019-09-30 | 2020-09-30 | Solar Edge | SE7600H-US000BNC4 | Inverters | 7600 |  | 1 |  |  | 0.97 |  | Outdoor | side of home
Solar Registration Program | NJSRRE1542445425 | BLACKWOOD | 8012 | 14 | 8.51 | Residential | Yes | Behind the Meter | Vivint Solar Developer, LLC | AC Electric | Accepted | 2019-09-26 | 2019-09-30 | 2020-09-30 | Hanwha | Q.PEAK BLK-G5 315 | Solar Panels |  | 0.315 | 12 | 60 | 41 |  | Fixed | Roof
Solar Registration Program | NJSRRE1542445425 | BLACKWOOD | 8012 | 14 | 8.51 | Residential | Yes | Behind the Meter | Vivint Solar Developer, LLC | AC Electric | Accepted | 2019-09-26 | 2019-09-30 | 2020-09-30 | Hanwha | Q.PEAK BLK-G5 315 | Solar Panels |  | 0.315 | 10 | 240 | 41 |  | Fixed | Roof
Solar Registration Program | NJSRRE1542445425 | BLACKWOOD | 8012 | 14 | 8.51 | Residential | Yes | Behind the Meter | Vivint Solar Developer, LLC | AC Electric | Accepted | 2019-09-26 | 2019-09-30 | 2020-09-30 | Hanwha | Q.PEAK BLK-G5 315 | Solar Panels |  | 0.315 | 5 | 240 | 41 |  | Fixed | Roof
Solar Registration Program | NJSRRE1542445425 | BLACKWOOD | 8012 | 14 | 8.51 | Residential | Yes | Behind the Meter | Vivint Solar Developer, LLC | AC Electric | Accepted | 2019-09-26 | 2019-09-30 | 2020-09-30 | SOLAREDGE | SE7600H-US | Inverters | 7600 |  | 1 |  |  | 0.992 |  | Outdoor | Near the Utility Meter
Solar Registration Program | NJSRRE1542459971 | Piscataway | 8854 | 11 | 8.51 | Residential | Yes | Behind the Meter | Suntuity Solar LLC | PSE&G | Accepted | 2019-09-28 | 2019-10-01 | 2020-10-01 | Yingli Green Energy | YL315D-30b | Solar Panels |  | 0.315 | 6 | 67 | 16 |  | Fixed | Roof
Solar Registration Program | NJSRRE1542459971 | Piscataway | 8854 | 11 | 8.51 | Residential | Yes | Behind the Meter | Suntuity Solar LLC | PSE&G | Accepted | 2019-09-28 | 2019-10-01 | 2020-10-01 | Yingli Green Energy | YL315D-30b | Solar Panels |  | 0.315 | 8 | 247 | 16 |  | Fixed | Roof
Solar Registration Program | NJSRRE1542459971 | Piscataway | 8854 | 11 | 8.51 | Residential | Yes | Behind the Meter | Suntuity Solar LLC | PSE&G | Accepted | 2019-09-28 | 2019-10-01 | 2020-10-01 | Yingli Green Energy | YL315D-30b | Solar Panels |  | 0.315 | 13 | 247 | 16 |  | Fixed | Roof
Solar Registration Program | NJSRRE1542459971 | Piscataway | 8854 | 11 | 8.51 | Residential | Yes | Behind the Meter | Suntuity Solar LLC | PSE&G | Accepted | 2019-09-28 | 2019-10-01 | 2020-10-01 | Enphase Energy | IQ7-60-2-US | Inverters | 240 |  | 27 |  |  | 0.97 |  | Outdoor | Behind the PV Modules
Solar Registration Program | NJSRRE1542467361 | Kearny | 7032 | 8 | 8.51 | Residential | Yes | Behind the Meter | Trinity Solar | PSE&G | Accepted | 2019-10-01 | 2019-10-03 | 2020-10-03 | Hanwha | Q.PEAK DUO BLK-G5 315 | Solar Panels |  | 0.315 | 15 | 282 | 34 |  | Fixed | Roof
Solar Registration Program | NJSRRE1542467361 | Kearny | 7032 | 8 | 8.51 | Residential | Yes | Behind the Meter | Trinity Solar | PSE&G | Accepted | 2019-10-01 | 2019-10-03 | 2020-10-03 | Hanwha | Q.PEAK DUO BLK-G5 315 | Solar Panels |  | 0.315 | 12 | 102 | 34 |  | Fixed | Roof
Solar Registration Program | NJSRRE1542467361 | Kearny | 7032 | 8 | 8.51 | Residential | Yes | Behind the Meter | Trinity Solar | PSE&G | Accepted | 2019-10-01 | 2019-10-03 | 2020-10-03 | Solar Edge | SE7600 | Inverters | 7600 |  | 1 |  |  | 0.97 |  | Outside | side of home
Solar Registration Program | NJSRRE1542498604 | Plainfield | 7060 | 10 | 8.51 | Residential | Yes | Behind the Meter | Vivint Solar Developer, LLC | PSE&G | Accepted | 2019-10-02 | 2019-10-04 | 2020-10-04 | Hanwha Solar | Q.PEAK BLK-G5 315 | Solar Panels |  | 0.315 | 14 | 128 | 21 |  | Fixed | Roof
Solar Registration Program | NJSRRE1542498604 | Plainfield | 7060 | 10 | 8.51 | Residential | Yes | Behind the Meter | Vivint Solar Developer, LLC | PSE&G | Accepted | 2019-10-02 | 2019-10-04 | 2020-10-04 | Hanwha Solar | Q.PEAK BLK-G5 315 | Solar Panels |  | 0.315 | 3 | 128 | 21 |  | Fixed | Roof
Solar Registration Program | NJSRRE1542498604 | Plainfield | 7060 | 10 | 8.51 | Residential | Yes | Behind the Meter | Vivint Solar Developer, LLC | PSE&G | Accepted | 2019-10-02 | 2019-10-04 | 2020-10-04 | Hanwha Solar | Q.PEAK BLK-G5 315 | Solar Panels |  | 0.315 | 10 | 307 | 21 |  | Fixed | Roof
Solar Registration Program | NJSRRE1542498604 | Plainfield | 7060 | 10 | 8.51 | Residential | Yes | Behind the Meter | Vivint Solar Developer, LLC | PSE&G | Accepted | 2019-10-02 | 2019-10-04 | 2020-10-04 | SOLAREDGE | SE7600H-US000BNC4 | Inverters | 7600 |  | 1 |  |  | 0.992 |  | Outdoor | Near The Utility Meter
Solar Registration Program | NJSRRE1542511047 | Westville | 8093 | 15 | 8.51 | Residential | Yes | Behind the Meter | Trinity Solar | PSE&G | Accepted | 2019-10-07 | 2019-10-09 | 2020-10-09 | Hanwha 315 | Q.PEAK DUO BLK-G5 315 | Solar Panels |  | 0.315 | 18 | 110 | 22 |  | Fixed | Roof
Solar Registration Program | NJSRRE1542511047 | Westville | 8093 | 15 | 8.51 | Residential | Yes | Behind the Meter | Trinity Solar | PSE&G | Accepted | 2019-10-07 | 2019-10-09 | 2020-10-09 | Hanwha 315 | Q.PEAK DUO BLK-G5 315 | Solar Panels |  | 0.315 | 9 | 110 | 9 |  | Fixed | Roof
Solar Registration Program | NJSRRE1542511047 | Westville | 8093 | 15 | 8.51 | Residential | Yes | Behind the Meter | Trinity Solar | PSE&G | Accepted | 2019-10-07 | 2019-10-09 | 2020-10-09 | Solar Edge | SE7600H-US | Inverters | 7600 |  | 1 |  |  | 0.97 |  | Outside | side of home
Solar Registration Program | NJSRRE1542528027 | Howell | 7731 | 17 | 8.51 | Residential | Yes | Behind the Meter | Trinity Solar | JCP&L | Accepted | 2019-10-11 | 2019-10-15 | 2020-10-15 | Hanwha | Q.PEAK DUO BLK-G5 315 | Solar Panels |  | 0.315 | 7 | 131 | 27 |  | Fixed | Roof
Solar Registration Program | NJSRRE1542528027 | Howell | 7731 | 17 | 8.51 | Residential | Yes | Behind the Meter | Trinity Solar | JCP&L | Accepted | 2019-10-11 | 2019-10-15 | 2020-10-15 | Hanwha | Q.PEAK DUO BLK-G5 315 | Solar Panels |  | 0.315 | 8 | 311 | 27 |  | Fixed | Roof
Solar Registration Program | NJSRRE1542528027 | Howell | 7731 | 17 | 8.51 | Residential | Yes | Behind the Meter | Trinity Solar | JCP&L | Accepted | 2019-10-11 | 2019-10-15 | 2020-10-15 | Hanwha | Q.PEAK DUO BLK-G5 315 | Solar Panels |  | 0.315 | 12 | 131 | 27 |  | Fixed | Roof
Solar Registration Program | NJSRRE1542528027 | Howell | 7731 | 17 | 8.51 | Residential | Yes | Behind the Meter | Trinity Solar | JCP&L | Accepted | 2019-10-11 | 2019-10-15 | 2020-10-15 | Solar Edge | SE7600 | Inverters | 7600 |  | 1 |  |  | 0.97 |  | Outside | side of home
Solar Registration Program | NJSRRE1542543703 | Roselle Park | 7204 | 10 | 8.51 | Residential | No | Behind the Meter | Suntuity Solar LLC | PSE&G | Accepted | 2019-10-15 | 2019-10-17 | 2020-10-17 | Yingli Green Energy | YL315D-30b | Solar Panels |  | 0.315 | 8 | 231 | 23 |  | Fixed | Roof
Solar Registration Program | NJSRRE1542543703 | Roselle Park | 7204 | 10 | 8.51 | Residential | No | Behind the Meter | Suntuity Solar LLC | PSE&G | Accepted | 2019-10-15 | 2019-10-17 | 2020-10-17 | Yingli Green Energy | YL315D-30b | Solar Panels |  | 0.315 | 15 | 231 | 42 |  | Fixed | Roof
Solar Registration Program | NJSRRE1542543703 | Roselle Park | 7204 | 10 | 8.51 | Residential | No | Behind the Meter | Suntuity Solar LLC | PSE&G | Accepted | 2019-10-15 | 2019-10-17 | 2020-10-17 | Yingli Green Energy | YL315D-30b | Solar Panels |  | 0.315 | 4 | 51 | 42 |  | Fixed | Roof
Solar Registration Program | NJSRRE1542543703 | Roselle Park | 7204 | 10 | 8.51 | Residential | No | Behind the Meter | Suntuity Solar LLC | PSE&G | Accepted | 2019-10-15 | 2019-10-17 | 2020-10-17 | Enphase Energy | IQ7-60-2-US | Inverters | 240 |  | 27 |  |  | 0.97 |  | Outdoor | Behind the PV Modules
Solar Registration Program | NJSRRE1542554035 | Pemberton | 8068 | 13 | 8.51 | Residential | Yes | Behind the Meter | Vivint Solar Developer, LLC | JCP&L | Accepted | 2019-10-17 | 2019-10-21 | 2020-10-21 | Hanwha | Q.PEAK BLK-G5 315 | Solar Panels |  | 0.315 | 22 | 233 | 18 |  | Fixed | Roof
Solar Registration Program | NJSRRE1542554035 | Pemberton | 8068 | 13 | 8.51 | Residential | Yes | Behind the Meter | Vivint Solar Developer, LLC | JCP&L | Accepted | 2019-10-17 | 2019-10-21 | 2020-10-21 | Hanwha | Q.PEAK BLK-G5 315 | Solar Panels |  | 0.315 | 5 | 143 | 18 |  | Fixed | Roof
Solar Registration Program | NJSRRE1542554035 | Pemberton | 8068 | 13 | 8.51 | Residential | Yes | Behind the Meter | Vivint Solar Developer, LLC | JCP&L | Accepted | 2019-10-17 | 2019-10-21 | 2020-10-21 | Solar Edge | SE7600H-US000BNC4 | Inverters | 7600 |  | 1 |  |  | 0.992 |  | Outdoor | Near the Utility Meter
Solar Registration Program | NJSRRE1542575162 | JAMESBURG | 8831 | 11 | 8.51 | Residential | No | Behind the Meter | Vivint Solar Developer, LLC | JCP&L | Accepted | 2019-10-22 | 2019-10-24 | 2020-10-24 | HANWHA SOLAR | Q.PEAK BLK-G5 315 | Solar Panels |  | 0.315 | 3 | 72 | 33 |  | Fixed | Roof
Solar Registration Program | NJSRRE1542575162 | JAMESBURG | 8831 | 11 | 8.51 | Residential | No | Behind the Meter | Vivint Solar Developer, LLC | JCP&L | Accepted | 2019-10-22 | 2019-10-24 | 2020-10-24 | HANWHA SOLAR | Q.PEAK BLK-G5 315 | Solar Panels |  | 0.315 | 24 | 252 | 33 |  | Fixed | Roof
Solar Registration Program | NJSRRE1542575162 | JAMESBURG | 8831 | 11 | 8.51 | Residential | No | Behind the Meter | Vivint Solar Developer, LLC | JCP&L | Accepted | 2019-10-22 | 2019-10-24 | 2020-10-24 | solar edge | SE7600H-US | Inverters | 7600 |  | 1 |  |  | 0.992 |  | Outdoor | near utility meter
Solar Registration Program | NJSRRE1542579450 | Washington | 7882 | 2 | 8.51 | Residential | Yes | Behind the Meter | Pro Custom Solar dba Momentum Solar | JCP&L | Accepted | 2019-10-23 | 2019-10-25 | 2020-10-25 | Hanwha | Q.Peak DUO BLK-G5 315 | Solar Panels |  | 0.315 | 15 | 164 | 19 |  | Fixed | Roof
Solar Registration Program | NJSRRE1542579450 | Washington | 7882 | 2 | 8.51 | Residential | Yes | Behind the Meter | Pro Custom Solar dba Momentum Solar | JCP&L | Accepted | 2019-10-23 | 2019-10-25 | 2020-10-25 | Hanwha | Q.Peak DUO BLK-G5 315 | Solar Panels |  | 0.315 | 12 | 164 | 19 |  | Fixed | Roof
Solar Registration Program | NJSRRE1542579450 | Washington | 7882 | 2 | 8.51 | Residential | Yes | Behind the Meter | Pro Custom Solar dba Momentum Solar | JCP&L | Accepted | 2019-10-23 | 2019-10-25 | 2020-10-25 | Enphase Energy | IQ6-60-2-US | Inverters | 240 |  | 27 |  |  | 0.97 |  | Outdoor | Roof
Solar Registration Program | NJSRRE1542579836 | METUCHEN | 8840 | 11 | 8.51 | Residential | No | Behind the Meter | Vivint Solar Developer, LLC | PSE&G | Accepted | 2019-10-24 | 2019-10-28 | 2020-10-28 | HANWHA SOLAR | Q.PEAK BLK-G5 315 | Solar Panels |  | 0.315 | 27 | 146 | 36 |  | Fixed | Roof
Solar Registration Program | NJSRRE1542579836 | METUCHEN | 8840 | 11 | 8.51 | Residential | No | Behind the Meter | Vivint Solar Developer, LLC | PSE&G | Accepted | 2019-10-24 | 2019-10-28 | 2020-10-28 | solar edge | SE7600H-US | Inverters | 7600 |  | 1 |  |  | 0.992 |  | Outdoor | near utility meter
Solar Registration Program | NJSRRE1542581505 | Lanoka Harbor | 8734 | 18 | 8.51 | Residential | Yes | Behind the Meter | Trinity Solar | JCP&L | Accepted | 2019-10-24 | 2019-10-28 | 2020-10-28 | HANWHA | Q.PEAK DUO BLK-G5 315 | Solar Panels |  | 0.315 | 19 | 184 | 18 |  | Fixed | Roof
Solar Registration Program | NJSRRE1542581505 | Lanoka Harbor | 8734 | 18 | 8.51 | Residential | Yes | Behind the Meter | Trinity Solar | JCP&L | Accepted | 2019-10-24 | 2019-10-28 | 2020-10-28 | HANWHA | Q.PEAK DUO BLK-G5 315 | Solar Panels |  | 0.315 | 4 | 274 | 18 |  | Fixed | Roof
Solar Registration Program | NJSRRE1542581505 | Lanoka Harbor | 8734 | 18 | 8.51 | Residential | Yes | Behind the Meter | Trinity Solar | JCP&L | Accepted | 2019-10-24 | 2019-10-28 | 2020-10-28 | HANWHA | Q.PEAK DUO BLK-G5 315 | Solar Panels |  | 0.315 | 4 | 94 | 18 |  | Fixed | Roof
Solar Registration Program | NJSRRE1542581505 | Lanoka Harbor | 8734 | 18 | 8.51 | Residential | Yes | Behind the Meter | Trinity Solar | JCP&L | Accepted | 2019-10-24 | 2019-10-28 | 2020-10-28 | Solar Edge | SE7600H-US000BNC4 | Inverters | 7600 |  | 1 |  |  | 0.97 |  | Outdoor | side of home
Solar Registration Program | NJSRRE1542634676 | Woodbridge | 7095 | 11 | 8.51 | Residential | Yes | Behind the Meter | Vivint Solar Developer, LLC | PSE&G | Accepted | 2019-10-25 | 2019-10-29 | 2020-10-29 | Hanwha Solar | Q.PEAK BLK-G5 315 | Solar Panels |  | 0.315 | 9 | 278 | 23 |  | Fixed | Roof
Solar Registration Program | NJSRRE1542634676 | Woodbridge | 7095 | 11 | 8.51 | Residential | Yes | Behind the Meter | Vivint Solar Developer, LLC | PSE&G | Accepted | 2019-10-25 | 2019-10-29 | 2020-10-29 | Hanwha Solar | Q.PEAK BLK-G5 315 | Solar Panels |  | 0.315 | 18 | 98 | 23 |  | Fixed | Roof
Solar Registration Program | NJSRRE1542634676 | Woodbridge | 7095 | 11 | 8.51 | Residential | Yes | Behind the Meter | Vivint Solar Developer, LLC | PSE&G | Accepted | 2019-10-25 | 2019-10-29 | 2020-10-29 | Solar Edge | SE7600H-US | Inverters | 7600 |  | 1 |  |  | 0.992 |  | Outdoor | Near the utility meter
Solar Registration Program | NJSRRE1542679435 | Edison | 8817 | 11 | 8.51 | Residential | Yes | Behind the Meter | Suntuity Solar LLC | PSE&G | Accepted | 2019-10-26 | 2019-10-29 | 2020-10-29 | Yingli Green Energy | YL315D-30b | Solar Panels |  | 0.315 | 27 | 118 | 25 |  | Fixed | Roof
Solar Registration Program | NJSRRE1542679435 | Edison | 8817 | 11 | 8.51 | Residential | Yes | Behind the Meter | Suntuity Solar LLC | PSE&G | Accepted | 2019-10-26 | 2019-10-29 | 2020-10-29 | Enphase Energy | IQ7-60-2-US | Inverters | 240 |  | 27 |  |  | 0.97 |  | Outdoor | Behind the PV Modules
Solar Registration Program | NJSRRE1542684750 | South Plainfield | 7080 | 11 | 8.51 | Residential | Yes | Behind the Meter | Pro Custom Solar dba Momentum Solar | PSE&G | Accepted | 2019-10-28 | 2019-10-30 | 2020-10-30 | HANWHA | Q.PEAK DUO BLK-G5 315 | Solar Panels |  | 0.315 | 15 | 264 | 30 |  | Fixed | Roof
Solar Registration Program | NJSRRE1542684750 | South Plainfield | 7080 | 11 | 8.51 | Residential | Yes | Behind the Meter | Pro Custom Solar dba Momentum Solar | PSE&G | Accepted | 2019-10-28 | 2019-10-30 | 2020-10-30 | HANWHA | Q.PEAK DUO BLK-G5 315 | Solar Panels |  | 0.315 | 12 | 84 | 30 |  | Fixed | Roof
Solar Registration Program | NJSRRE1542684750 | South Plainfield | 7080 | 11 | 8.51 | Residential | Yes | Behind the Meter | Pro Custom Solar dba Momentum Solar | PSE&G | Accepted | 2019-10-28 | 2019-10-30 | 2020-10-30 | Enphase Energy | IQ6-60-2-US | Inverters | 240 |  | 27 |  |  | 0.97 |  | Outdoor | Roof
Solar Registration Program | NJSRRE1542685002 | Roselle Park | 7204 | 10 | 8.51 | Residential | No | Behind the Meter | Trinity Solar | PSE&G | Accepted | 2019-10-28 | 2019-10-30 | 2020-10-30 | Hanwha | Q.PEAK DUO BLK-G5 315 | Solar Panels |  | 0.315 | 13 | 260 | 34 |  | Fixed | Roof
Solar Registration Program | NJSRRE1542685002 | Roselle Park | 7204 | 10 | 8.51 | Residential | No | Behind the Meter | Trinity Solar | PSE&G | Accepted | 2019-10-28 | 2019-10-30 | 2020-10-30 | Hanwha | Q.PEAK DUO BLK-G5 315 | Solar Panels |  | 0.315 | 8 | 80 | 34 |  | Fixed | Roof
Solar Registration Program | NJSRRE1542685002 | Roselle Park | 7204 | 10 | 8.51 | Residential | No | Behind the Meter | Trinity Solar | PSE&G | Accepted | 2019-10-28 | 2019-10-30 | 2020-10-30 | Hanwha | Q.PEAK DUO BLK-G5 315 | Solar Panels |  | 0.315 | 6 | 80 | 23 |  | Fixed | Roof
Solar Registration Program | NJSRRE1542685002 | Roselle Park | 7204 | 10 | 8.51 | Residential | No | Behind the Meter | Trinity Solar | PSE&G | Accepted | 2019-10-28 | 2019-10-30 | 2020-10-30 | Solar Edge | SE7600 | Inverters | 7600 |  | 1 |  |  | 0.97 |  | Outside | side of home
Solar Registration Program | NJSRRE1542687525 | Manalapan | 7726 | 17 | 8.51 | Residential | Yes | Behind the Meter | Trinity Solar | JCP&L | Accepted | 2019-10-29 | 2019-10-31 | 2020-10-31 | HANWHA | Q.PEAK DUO BLK-G5 315 | Solar Panels |  | 0.315 | 11 | 260 | 34 |  | Fixed | Roof
Solar Registration Program | NJSRRE1542687525 | Manalapan | 7726 | 17 | 8.51 | Residential | Yes | Behind the Meter | Trinity Solar | JCP&L | Accepted | 2019-10-29 | 2019-10-31 | 2020-10-31 | HANWHA | Q.PEAK DUO BLK-G5 315 | Solar Panels |  | 0.315 | 12 | 170 | 27 |  | Fixed | Roof
Solar Registration Program | NJSRRE1542687525 | Manalapan | 7726 | 17 | 8.51 | Residential | Yes | Behind the Meter | Trinity Solar | JCP&L | Accepted | 2019-10-29 | 2019-10-31 | 2020-10-31 | HANWHA | Q.PEAK DUO BLK-G5 315 | Solar Panels |  | 0.315 | 4 | 260 | 37 |  | Fixed | Roof
Solar Registration Program | NJSRRE1542687525 | Manalapan | 7726 | 17 | 8.51 | Residential | Yes | Behind the Meter | Trinity Solar | JCP&L | Accepted | 2019-10-29 | 2019-10-31 | 2020-10-31 | Solar Edge | SE7600H-US000BNC4 | Inverters | 7600 |  | 1 |  |  | 0.97 |  | Outdoor | side of home
Solar Registration Program | NJSRRE1542884163 | Voorhees | 8043 | 14 | 8.51 | Residential | Yes | Behind the Meter | Trinity Solar | PSE&G | Accepted | 2019-11-01 | 2019-11-05 | 2020-11-05 | Hanwha 315 | Q.PEAK DUO BLK-G5 315 | Solar Panels |  | 0.315 | 16 | 178 | 23 |  | Fixed | Roof
Solar Registration Program | NJSRRE1542884163 | Voorhees | 8043 | 14 | 8.51 | Residential | Yes | Behind the Meter | Trinity Solar | PSE&G | Accepted | 2019-11-01 | 2019-11-05 | 2020-11-05 | Hanwha 315 | Q.PEAK DUO BLK-G5 315) | Solar Panels |  | 0.315 | 11 | 178 | 23 |  | Fixed | Roof
Solar Registration Program | NJSRRE1542884163 | Voorhees | 8043 | 14 | 8.51 | Residential | Yes | Behind the Meter | Trinity Solar | PSE&G | Accepted | 2019-11-01 | 2019-11-05 | 2020-11-05 | Solar Edge | SE7600H-US | Inverters | 7600 |  | 1 |  |  | 0.97 |  | Outside | side of home
Solar Registration Program | NJSRRE1542884823 | GLEN ROCK | 7452 | 7 | 8.51 | Residential | Yes | Behind the Meter | Vivint Solar Developer, LLC | PSE&G | Accepted | 2019-11-01 | 2019-11-05 | 2020-11-05 | HANWHA SOLAR | Q.PEAK BLK-G5 315 | Solar Panels |  | 0.315 | 19 | 162 | 25 |  | Fixed | Roof
Solar Registration Program | NJSRRE1542884823 | GLEN ROCK | 7452 | 7 | 8.51 | Residential | Yes | Behind the Meter | Vivint Solar Developer, LLC | PSE&G | Accepted | 2019-11-01 | 2019-11-05 | 2020-11-05 | HANWHA SOLAR | Q.PEAK BLK-G5 315 | Solar Panels |  | 0.315 | 8 | 342 | 25 |  | Fixed | Roof
Solar Registration Program | NJSRRE1542884823 | GLEN ROCK | 7452 | 7 | 8.51 | Residential | Yes | Behind the Meter | Vivint Solar Developer, LLC | PSE&G | Accepted | 2019-11-01 | 2019-11-05 | 2020-11-05 | solar edge | SE7600H-US | Inverters | 7600 |  | 1 |  |  | 0.992 |  | Outdoor | near the utility meter
Solar Registration Program | NJSRRE1542909123 | Hewitt | 7421 | 6 | 8.51 | Residential | No | Behind the Meter | Vivint Solar Developer, LLC | Orange Rockland Electric | Accepted | 2019-11-04 | 2019-11-06 | 2020-11-06 | Hanwha | Q.PEAK BLK-G5 315 | Solar Panels |  | 0.315 | 20 | 254 | 34 |  | Fixed | Roof
Solar Registration Program | NJSRRE1542909123 | Hewitt | 7421 | 6 | 8.51 | Residential | No | Behind the Meter | Vivint Solar Developer, LLC | Orange Rockland Electric | Accepted | 2019-11-04 | 2019-11-06 | 2020-11-06 | Hanwha | Q.PEAK BLK-G5 315 | Solar Panels |  | 0.315 | 7 | 74 | 34 |  | Fixed | Roof
Solar Registration Program | NJSRRE1542909123 | Hewitt | 7421 | 6 | 8.51 | Residential | No | Behind the Meter | Vivint Solar Developer, LLC | Orange Rockland Electric | Accepted | 2019-11-04 | 2019-11-06 | 2020-11-06 | Solar Edge | SE7600H-US000BNC4 | Inverters | 7600 |  | 1 |  |  | 0.992 |  | Outdoor | Near the utility meter
Solar Registration Program | NJSRRE1542909601 | Absecon | 8205 | 19 | 8.51 | Residential | Yes | Behind the Meter | Vivint Solar Developer, LLC | AC Electric | Accepted | 2019-11-04 | 2019-11-06 | 2020-11-06 | HANWHA SOLAR | Q.PEAK BLK-G5 315 | Solar Panels |  | 0.315 | 21 | 11 | 21 |  | Fixed | Roof
Solar Registration Program | NJSRRE1542909601 | Absecon | 8205 | 19 | 8.51 | Residential | Yes | Behind the Meter | Vivint Solar Developer, LLC | AC Electric | Accepted | 2019-11-04 | 2019-11-06 | 2020-11-06 | HANWHA SOLAR | Q.PEAK BLK-G5 315 | Solar Panels |  | 0.315 | 6 | 191 | 21 |  | Fixed | Roof
Solar Registration Program | NJSRRE1542909601 | Absecon | 8205 | 19 | 8.51 | Residential | Yes | Behind the Meter | Vivint Solar Developer, LLC | AC Electric | Accepted | 2019-11-04 | 2019-11-06 | 2020-11-06 | SOLAREDGE | SE7600H-US000BNC4 | Inverters | 7600 |  | 1 |  |  | 0.992 |  | Outdoor | Near The Utility Meter
Solar Registration Program | NJSRRE1542911453 | Willingboro | 8046 | 13 | 8.51 | Residential | Yes | Behind the Meter | Suntuity Solar LLC | PSE&G | Accepted | 2019-11-05 | 2019-11-06 | 2020-11-06 | Yingli Green Energy | YL315D-30b | Solar Panels |  | 0.315 | 24 | 171 | 18 |  | Fixed | Roof
Solar Registration Program | NJSRRE1542911453 | Willingboro | 8046 | 13 | 8.51 | Residential | Yes | Behind the Meter | Suntuity Solar LLC | PSE&G | Accepted | 2019-11-05 | 2019-11-06 | 2020-11-06 | Yingli Green Energy | YL315D-30b | Solar Panels |  | 0.315 | 3 | 171 | 23 |  | Fixed | Roof
Solar Registration Program | NJSRRE1542911453 | Willingboro | 8046 | 13 | 8.51 | Residential | Yes | Behind the Meter | Suntuity Solar LLC | PSE&G | Accepted | 2019-11-05 | 2019-11-06 | 2020-11-06 | Enphase Energy | IQ7-60-2-US | Inverters | 240 |  | 27 |  |  | 0.97 |  | Outdoor | Behind the PV Modules
Solar Registration Program | NJSRRE1543046413 | Brick | 8724 | 18 | 8.51 | Residential | Yes | Behind the Meter | Trinity Solar | JCP&L | Accepted | 2019-11-07 | 2019-11-11 | 2020-11-11 | HANWHA | Q.PEAK DUO BLK-G5 315 | Solar Panels |  | 0.315 | 4 | 257 | 34 |  | Fixed | Roof
Solar Registration Program | NJSRRE1543046413 | Brick | 8724 | 18 | 8.51 | Residential | Yes | Behind the Meter | Trinity Solar | JCP&L | Accepted | 2019-11-07 | 2019-11-11 | 2020-11-11 | HANWHA | Q.PEAK DUO BLK-G5 315 | Solar Panels |  | 0.315 | 10 | 167 | 37 |  | Fixed | Roof
Solar Registration Program | NJSRRE1543046413 | Brick | 8724 | 18 | 8.51 | Residential | Yes | Behind the Meter | Trinity Solar | JCP&L | Accepted | 2019-11-07 | 2019-11-11 | 2020-11-11 | HANWHA | Q.PEAK DUO BLK-G5 315 | Solar Panels |  | 0.315 | 13 | 257 | 30 |  | Fixed | Roof
Solar Registration Program | NJSRRE1543046413 | Brick | 8724 | 18 | 8.51 | Residential | Yes | Behind the Meter | Trinity Solar | JCP&L | Accepted | 2019-11-07 | 2019-11-11 | 2020-11-11 | SOLAR EDGE | SE7600H-US | Inverters | 7600 |  | 1 |  |  | 0.97 |  | Outdoor | SIDE OF HOME
Solar Registration Program | NJSRRE1543058136 | Belleville | 7109 | 9 | 8.51 | Residential | Yes | Behind the Meter | Pro Custom Solar dba Momentum Solar | PSE&G | Accepted | 2019-11-08 | 2019-11-12 | 2020-11-12 | Hanwha | Q.Peak DUO BLK-G5 315 | Solar Panels |  | 0.315 | 10 | 107 | 36 |  | Fixed | Roof
Solar Registration Program | NJSRRE1543058136 | Belleville | 7109 | 9 | 8.51 | Residential | Yes | Behind the Meter | Pro Custom Solar dba Momentum Solar | PSE&G | Accepted | 2019-11-08 | 2019-11-12 | 2020-11-12 | Hanwha | Q.Peak DUO BLK-G5 315 | Solar Panels |  | 0.315 | 7 | 287 | 37 |  | Fixed | Roof
Solar Registration Program | NJSRRE1543058136 | Belleville | 7109 | 9 | 8.51 | Residential | Yes | Behind the Meter | Pro Custom Solar dba Momentum Solar | PSE&G | Accepted | 2019-11-08 | 2019-11-12 | 2020-11-12 | Hanwha | Q.Peak DUO BLK-G5 315 | Solar Panels |  | 0.315 | 10 | 17 | 43 |  | Fixed | Roof
Solar Registration Program | NJSRRE1543058136 | Belleville | 7109 | 9 | 8.51 | Residential | Yes | Behind the Meter | Pro Custom Solar dba Momentum Solar | PSE&G | Accepted | 2019-11-08 | 2019-11-12 | 2020-11-12 | Enphase Energy | IQ6-60-2-US | Inverters | 240 |  | 27 |  |  | 0.97 |  | Outdoor | Roof
Solar Registration Program | NJSRRE1543058644 | Basking Ridge | 7920 | 5 | 8.51 | Residential | No | Behind the Meter | Pro Custom Solar dba Momentum Solar | JCP&L | Accepted | 2019-11-08 | 2019-11-12 | 2020-11-12 | Hanwha | Q.Peak DUO BLK-G5 315 | Solar Panels |  | 0.315 | 27 | 230 | 20 |  | Fixed | Roof
Solar Registration Program | NJSRRE1543058644 | Basking Ridge | 7920 | 5 | 8.51 | Residential | No | Behind the Meter | Pro Custom Solar dba Momentum Solar | JCP&L | Accepted | 2019-11-08 | 2019-11-12 | 2020-11-12 | Enphase Energy | IQ6-60-2-US | Inverters | 240 |  | 27 |  |  | 0.97 |  | Outdoor | Roof
Solar Registration Program | NJSRRE1543417185 | Sicklerville | 8081 | 14 | 8.51 | Residential | Yes | Behind the Meter | Suntuity Solar LLC | AC Electric | Accepted | 2019-11-18 | 2019-11-20 | 2020-11-20 | Yingli Green Energy | YL315D-30b | Solar Panels |  | 0.315 | 22 | 124 | 33 |  | Fixed | Roof
Solar Registration Program | NJSRRE1543417185 | Sicklerville | 8081 | 14 | 8.51 | Residential | Yes | Behind the Meter | Suntuity Solar LLC | AC Electric | Accepted | 2019-11-18 | 2019-11-20 | 2020-11-20 | Yingli Green Energy | YL315D-30b | Solar Panels |  | 0.315 | 5 | 304 | 33 |  | Fixed | Roof
Solar Registration Program | NJSRRE1543417185 | Sicklerville | 8081 | 14 | 8.51 | Residential | Yes | Behind the Meter | Suntuity Solar LLC | AC Electric | Accepted | 2019-11-18 | 2019-11-20 | 2020-11-20 | Enphase Energy | IQ7-60-2-US | Inverters | 240 |  | 27 |  |  | 0.97 |  | Outdoor | Behind the PV Modules
Solar Registration Program | NJSRRE1543417318 | Lumberton | 8048 | 13 | 8.51 | Residential | Yes | Behind the Meter | Pro Custom Solar dba Momentum Solar | PSE&G | Accepted | 2019-11-18 | 2019-11-20 | 2020-11-20 | Hanwha | Q.Peak DUO BLK-G5 315 | Solar Panels |  | 0.315 | 4 | 179 | 27 |  | Fixed | Roof
Solar Registration Program | NJSRRE1543417318 | Lumberton | 8048 | 13 | 8.51 | Residential | Yes | Behind the Meter | Pro Custom Solar dba Momentum Solar | PSE&G | Accepted | 2019-11-18 | 2019-11-20 | 2020-11-20 | Hanwha | Q.Peak DUO BLK-G5 315 | Solar Panels |  | 0.315 | 18 | 179 | 28 |  | Fixed | Roof
Solar Registration Program | NJSRRE1543417318 | Lumberton | 8048 | 13 | 8.51 | Residential | Yes | Behind the Meter | Pro Custom Solar dba Momentum Solar | PSE&G | Accepted | 2019-11-18 | 2019-11-20 | 2020-11-20 | Hanwha | Q.Peak DUO BLK-G5 315 | Solar Panels |  | 0.315 | 5 | 179 | 19 |  | Fixed | Roof
Solar Registration Program | NJSRRE1543417318 | Lumberton | 8048 | 13 | 8.51 | Residential | Yes | Behind the Meter | Pro Custom Solar dba Momentum Solar | PSE&G | Accepted | 2019-11-18 | 2019-11-20 | 2020-11-20 | Enphase Energy | IQ6-60-2-US | Inverters | 240 |  | 27 |  |  | 0.97 |  | Outdoor | Roof
Solar Registration Program | NJSRRE1543417780 | WILLIAMSTOWN | 8094 | 15 | 8.51 | Residential | Yes | Behind the Meter | Vivint Solar Developer, LLC | AC Electric | Accepted | 2019-11-18 | 2019-11-20 | 2020-11-20 | HANWHA SOLAR | Q.PEAK BLK-G5 315 | Solar Panels |  | 0.315 | 11 | 183 | 32 |  | Fixed | Roof
Solar Registration Program | NJSRRE1543417780 | WILLIAMSTOWN | 8094 | 15 | 8.51 | Residential | Yes | Behind the Meter | Vivint Solar Developer, LLC | AC Electric | Accepted | 2019-11-18 | 2019-11-20 | 2020-11-20 | HANWHA SOLAR | Q.PEAK BLK-G5 315 | Solar Panels |  | 0.315 | 4 | 183 | 43 |  | Fixed | Roof
Solar Registration Program | NJSRRE1543417780 | WILLIAMSTOWN | 8094 | 15 | 8.51 | Residential | Yes | Behind the Meter | Vivint Solar Developer, LLC | AC Electric | Accepted | 2019-11-18 | 2019-11-20 | 2020-11-20 | HANWHA SOLAR | Q.PEAK BLK-G5 315 | Solar Panels |  | 0.315 | 12 | 93 | 32 |  | Fixed | Roof
Solar Registration Program | NJSRRE1543417780 | WILLIAMSTOWN | 8094 | 15 | 8.51 | Residential | Yes | Behind the Meter | Vivint Solar Developer, LLC | AC Electric | Accepted | 2019-11-18 | 2019-11-20 | 2020-11-20 | solar edge | SE7600H-US000BNC4 | Inverters | 7600 |  | 1 |  |  | 0.992 |  | Outdoor | near the utility meter
Solar Registration Program | NJSRRE1543436879 | PISCATAWAY | 8854 | 11 | 8.51 | Residential | Yes | Behind the Meter | Vivint Solar Developer, LLC | PSE&G | Accepted | 2019-11-25 | 2019-11-26 | 2020-11-26 | HANWHA SOLAR | Q.PEAK BLK-G5 315 | Solar Panels |  | 0.315 | 16 | 151 | 18 |  | Fixed | Roof
Solar Registration Program | NJSRRE1543436879 | PISCATAWAY | 8854 | 11 | 8.51 | Residential | Yes | Behind the Meter | Vivint Solar Developer, LLC | PSE&G | Accepted | 2019-11-25 | 2019-11-26 | 2020-11-26 | HANWHA SOLAR | Q.PEAK BLK-G5 315 | Solar Panels |  | 0.315 | 2 | 151 | 18 |  | Fixed | Roof
Solar Registration Program | NJSRRE1543436879 | PISCATAWAY | 8854 | 11 | 8.51 | Residential | Yes | Behind the Meter | Vivint Solar Developer, LLC | PSE&G | Accepted | 2019-11-25 | 2019-11-26 | 2020-11-26 | HANWHA SOLAR | Q.PEAK BLK-G5 315 | Solar Panels |  | 0.315 | 9 | 151 | 18 |  | Fixed | Roof
Solar Registration Program | NJSRRE1543436879 | PISCATAWAY | 8854 | 11 | 8.51 | Residential | Yes | Behind the Meter | Vivint Solar Developer, LLC | PSE&G | Accepted | 2019-11-25 | 2019-11-26 | 2020-11-26 | SOLAREDGE | SE7600H-US | Inverters | 7600 |  | 1 |  |  | 0.992 |  | Outdoor | Near the Utility Meter
Solar Registration Program | NJSRRE1543450881 | Marlton | 8053 | 13 | 8.51 | Residential | Yes | Behind the Meter | Trinity Solar | PSE&G | Accepted | 2019-11-27 | 2019-12-03 | 2020-12-03 | Hanwha | Q.PEAK DUO BLK-G5 315 | Solar Panels |  | 0.315 | 10 | 70 | 18 |  | Fixed | Roof
Solar Registration Program | NJSRRE1543450881 | Marlton | 8053 | 13 | 8.51 | Residential | Yes | Behind the Meter | Trinity Solar | PSE&G | Accepted | 2019-11-27 | 2019-12-03 | 2020-12-03 | Hanwha | Q.PEAK DUO BLK-G5 315 | Solar Panels |  | 0.315 | 17 | 70 | 18 |  | Fixed | Roof
Solar Registration Program | NJSRRE1543450881 | Marlton | 8053 | 13 | 8.51 | Residential | Yes | Behind the Meter | Trinity Solar | PSE&G | Accepted | 2019-11-27 | 2019-12-03 | 2020-12-03 | Solar Edge | SE7600 | Inverters | 7600 |  | 1 |  |  | 0.97 |  | Outside | side of home
Solar Registration Program | NJSRRE1543474873 | Bridgewater | 8807 | 5 | 8.51 | Residential | Yes | Behind the Meter | Pro Custom Solar dba Momentum Solar | PSE&G | Accepted | 2019-12-03 | 2019-12-05 | 2020-12-05 | Hanwha | Q.Peak DUO BLK-G5 315 | Solar Panels |  | 0.315 | 27 | 261 | 22 |  | Fixed | Roof
Solar Registration Program | NJSRRE1543474873 | Bridgewater | 8807 | 5 | 8.51 | Residential | Yes | Behind the Meter | Pro Custom Solar dba Momentum Solar | PSE&G | Accepted | 2019-12-03 | 2019-12-05 | 2020-12-05 | Enphase Energy | IQ6-60-2-US | Inverters | 240 |  | 27 |  |  | 0.97 |  | Outdoor | Roof
Solar Registration Program | NJSRRE1543476535 | Browns Mills | 8015 | 13 | 8.51 | Residential | Yes | Behind the Meter | Suntuity Solar LLC | JCP&L | Accepted | 2019-12-04 | 2019-12-06 | 2020-12-06 | Yingli Green Energy | YL315D-30b | Solar Panels |  | 0.315 | 15 | 207 | 18 |  | Fixed | Roof
Solar Registration Program | NJSRRE1543476535 | Browns Mills | 8015 | 13 | 8.51 | Residential | Yes | Behind the Meter | Suntuity Solar LLC | JCP&L | Accepted | 2019-12-04 | 2019-12-06 | 2020-12-06 | Yingli Green Energy | YL315D-30b | Solar Panels |  | 0.315 | 12 | 27 | 9 |  | Fixed | Roof
Solar Registration Program | NJSRRE1543476535 | Browns Mills | 8015 | 13 | 8.51 | Residential | Yes | Behind the Meter | Suntuity Solar LLC | JCP&L | Accepted | 2019-12-04 | 2019-12-06 | 2020-12-06 | Enphase Energy | IQ7-60-2-US | Inverters | 240 |  | 27 |  |  | 0.97 |  | Outdoor | Behind the PV Modules
Solar Registration Program | NJSRRE1543478064 | Clifton | 7013 | 6 | 8.51 | Residential | Yes | Behind the Meter | Pro Custom Solar dba Momentum Solar | PSE&G | Accepted | 2019-12-04 | 2019-12-06 | 2020-12-06 | Hanwha | Q.Peak DUO BLK-G5 315 | Solar Panels |  | 0.315 | 7 | 35 | 38 |  | Fixed | Roof
Solar Registration Program | NJSRRE1543478064 | Clifton | 7013 | 6 | 8.51 | Residential | Yes | Behind the Meter | Pro Custom Solar dba Momentum Solar | PSE&G | Accepted | 2019-12-04 | 2019-12-06 | 2020-12-06 | Hanwha | Q.Peak DUO BLK-G5 315 | Solar Panels |  | 0.315 | 6 | 214 | 13 |  | Fixed | Roof
Solar Registration Program | NJSRRE1543478064 | Clifton | 7013 | 6 | 8.51 | Residential | Yes | Behind the Meter | Pro Custom Solar dba Momentum Solar | PSE&G | Accepted | 2019-12-04 | 2019-12-06 | 2020-12-06 | Hanwha | Q.Peak DUO BLK-G5 315 | Solar Panels |  | 0.315 | 14 | 214 | 39 |  | Fixed | Roof
Solar Registration Program | NJSRRE1543478064 | Clifton | 7013 | 6 | 8.51 | Residential | Yes | Behind the Meter | Pro Custom Solar dba Momentum Solar | PSE&G | Accepted | 2019-12-04 | 2019-12-06 | 2020-12-06 | Enphase Energy | IQ6-60-2-US | Inverters | 240 |  | 27 |  |  | 0.97 |  | Outdoor | Roof
Solar Registration Program | NJSRRE1543481118 | Matawan | 7747 | 17 | 8.51 | Residential | Yes | Behind the Meter | Trinity Solar | JCP&L | Accepted | 2019-12-05 | 2019-12-09 | 2020-12-09 | HANWHA | Q.PEAK DUO BLK-G5 315 | Solar Panels |  | 0.315 | 17 | 178 | 18 |  | Fixed | Roof
Solar Registration Program | NJSRRE1543481118 | Matawan | 7747 | 17 | 8.51 | Residential | Yes | Behind the Meter | Trinity Solar | JCP&L | Accepted | 2019-12-05 | 2019-12-09 | 2020-12-09 | HANWHA | Q.PEAK DUO BLK-G5 315 | Solar Panels |  | 0.315 | 10 | 268 | 18 |  | Fixed | Roof
Solar Registration Program | NJSRRE1543481118 | Matawan | 7747 | 17 | 8.51 | Residential | Yes | Behind the Meter | Trinity Solar | JCP&L | Accepted | 2019-12-05 | 2019-12-09 | 2020-12-09 | SOLAR EDGE | SE7600H-US | Inverters | 7600 |  | 1 |  |  | 0.97 |  | Outside | SIDE OF HOME
Solar Registration Program | NJSRRE1543481500 | Magnolia | 8049 | 14 | 8.51 | Residential | No | Behind the Meter | Trinity Solar | PSE&G | Accepted | 2019-12-05 | 2019-12-09 | 2020-12-09 | HANWHA | Q.PEAK DUO BLK-G5 315 | Solar Panels |  | 0.315 | 12 | 82 | 30 |  | Fixed | Roof
Solar Registration Program | NJSRRE1543481500 | Magnolia | 8049 | 14 | 8.51 | Residential | No | Behind the Meter | Trinity Solar | PSE&G | Accepted | 2019-12-05 | 2019-12-09 | 2020-12-09 | HANWHA | Q.PEAK DUO BLK-G5 315 | Solar Panels |  | 0.315 | 15 | 82 | 40 |  | Fixed | Roof
Solar Registration Program | NJSRRE1543481500 | Magnolia | 8049 | 14 | 8.51 | Residential | No | Behind the Meter | Trinity Solar | PSE&G | Accepted | 2019-12-05 | 2019-12-09 | 2020-12-09 | Solar Edge | SE7600H-US000BNC4 | Inverters | 7600 |  | 1 |  |  | 0.97 |  | Outdoor | side of home
Solar Registration Program | NJSRRE1543497792 | GALLOWAY | 8205 | 19 | 8.51 | Residential | No | Behind the Meter | Vivint Solar Developer, LLC | AC Electric | Accepted | 2019-12-06 | 2019-12-10 | 2020-12-10 | HANWHA SOLAR | Q.PEAK BLK-G5 315 | Solar Panels |  | 0.315 | 11 | 282 | 28 |  | Fixed | Roof
Solar Registration Program | NJSRRE1543497792 | GALLOWAY | 8205 | 19 | 8.51 | Residential | No | Behind the Meter | Vivint Solar Developer, LLC | AC Electric | Accepted | 2019-12-06 | 2019-12-10 | 2020-12-10 | HANWHA SOLAR | Q.PEAK BLK-G5 315 | Solar Panels |  | 0.315 | 16 | 102 | 28 |  | Fixed | Roof
Solar Registration Program | NJSRRE1543497792 | GALLOWAY | 8205 | 19 | 8.51 | Residential | No | Behind the Meter | Vivint Solar Developer, LLC | AC Electric | Accepted | 2019-12-06 | 2019-12-10 | 2020-12-10 | SOLAREDGE | SE7600H-US | Inverters | 7600 |  | 1 |  |  | 0.992 |  | Outdoor | Near the Utility Meter
Solar Registration Program | NJSRRE1543501696 | Burlington | 8016 | 13 | 8.51 | Residential | Yes | Behind the Meter | Trinity Solar | PSE&G | Accepted | 2019-12-09 | 2019-12-11 | 2020-12-11 | HANWHA | Q.PEAK DUO BLK-G5 315 | Solar Panels |  | 0.315 | 6 | 161 | 45 |  | Fixed | Roof
Solar Registration Program | NJSRRE1543501696 | Burlington | 8016 | 13 | 8.51 | Residential | Yes | Behind the Meter | Trinity Solar | PSE&G | Accepted | 2019-12-09 | 2019-12-11 | 2020-12-11 | HANWHA | Q.PEAK DUO BLK-G5 315 | Solar Panels |  | 0.315 | 14 | 251 | 30 |  | Fixed | Roof
Solar Registration Program | NJSRRE1543501696 | Burlington | 8016 | 13 | 8.51 | Residential | Yes | Behind the Meter | Trinity Solar | PSE&G | Accepted | 2019-12-09 | 2019-12-11 | 2020-12-11 | HANWHA | Q.PEAK DUO BLK-G5 315 | Solar Panels |  | 0.315 | 7 | 161 | 40 |  | Fixed | Roof
Solar Registration Program | NJSRRE1543501696 | Burlington | 8016 | 13 | 8.51 | Residential | Yes | Behind the Meter | Trinity Solar | PSE&G | Accepted | 2019-12-09 | 2019-12-11 | 2020-12-11 | SOLAR EDGE | SE7600H-US | Inverters | 7600 |  | 1 |  |  | 0.97 |  | Outside | SIDE
Solar Registration Program | NJSRRE1543505856 | Morganville | 7751 | 17 | 8.51 | Residential | Yes | Behind the Meter | Pro Custom Solar dba Momentum Solar | PSE&G | Accepted | 2019-12-10 | 2019-12-13 | 2020-12-13 | HANWHA | Q.PEAK DUO BLK-G5 315 | Solar Panels |  | 0.315 | 27 | 266 | 18 |  | Fixed | Roof
Solar Registration Program | NJSRRE1543505856 | Morganville | 7751 | 17 | 8.51 | Residential | Yes | Behind the Meter | Pro Custom Solar dba Momentum Solar | PSE&G | Accepted | 2019-12-10 | 2019-12-13 | 2020-12-13 | Enphase Energy | IQ6-60-2-US | Inverters | 240 |  | 27 |  |  | 0.97 |  | Outdoor | Roof
Solar Registration Program | NJSRRE1543506803 | TEANECK | 7666 | 7 | 8.51 | Residential | No | Behind the Meter | Vivint Solar Developer, LLC | PSE&G | Accepted | 2019-12-11 | 2019-12-13 | 2020-12-13 | Hanwha | Q.PEAK BLK-G5 315 | Solar Panels |  | 0.315 | 11 | 348 | 31 |  | Fixed | Roof
Solar Registration Program | NJSRRE1543506803 | TEANECK | 7666 | 7 | 8.51 | Residential | No | Behind the Meter | Vivint Solar Developer, LLC | PSE&G | Accepted | 2019-12-11 | 2019-12-13 | 2020-12-13 | Hanwha | Q.PEAK BLK-G5 315 | Solar Panels |  | 0.315 | 10 | 168 | 31 |  | Fixed | Roof
Solar Registration Program | NJSRRE1543506803 | TEANECK | 7666 | 7 | 8.51 | Residential | No | Behind the Meter | Vivint Solar Developer, LLC | PSE&G | Accepted | 2019-12-11 | 2019-12-13 | 2020-12-13 | Hanwha | Q.PEAK BLK-G5 315 | Solar Panels |  | 0.315 | 6 | 168 | 16 |  | Fixed | Roof
Solar Registration Program | NJSRRE1543506803 | TEANECK | 7666 | 7 | 8.51 | Residential | No | Behind the Meter | Vivint Solar Developer, LLC | PSE&G | Accepted | 2019-12-11 | 2019-12-13 | 2020-12-13 | Solar Edge | SE7600H-US | Inverters | 7600 |  | 1 |  |  | 0.992 |  | Outdoor | Near the utility meter
Solar Registration Program | NJSRRE1543509252 | Woodbridge | 7077 | 11 | 8.51 | Residential | Yes | Behind the Meter | Suntuity Solar LLC | PSE&G | Accepted | 2019-12-11 | 2019-12-13 | 2020-12-13 | Yingli Green Energy | YL315D-30b | Solar Panels |  | 0.315 | 15 | 192 | 14 |  | Fixed | Roof
Solar Registration Program | NJSRRE1543509252 | Woodbridge | 7077 | 11 | 8.51 | Residential | Yes | Behind the Meter | Suntuity Solar LLC | PSE&G | Accepted | 2019-12-11 | 2019-12-13 | 2020-12-13 | Yingli Green Energy | YL315D-30b | Solar Panels |  | 0.315 | 12 | 192 | 9 |  | Fixed | Roof
Solar Registration Program | NJSRRE1543509252 | Woodbridge | 7077 | 11 | 8.51 | Residential | Yes | Behind the Meter | Suntuity Solar LLC | PSE&G | Accepted | 2019-12-11 | 2019-12-13 | 2020-12-13 | Enphase Energy | IQ7-60-2-US | Inverters | 240 |  | 27 |  |  | 0.97 |  | Outdoor | Behind the PV Modules
Solar Registration Program | NJSRRE1543510739 | ROBBINSVILLE | 8691 | 12 | 8.51 | Residential | Yes | Behind the Meter | Vivint Solar Developer, LLC | PSE&G | Accepted | 2019-12-11 | 2019-12-16 | 2020-12-16 | HANWHA SOLAR | Q.PEAK BLK-G5 315 | Solar Panels |  | 0.315 | 27 | 155 | 33 |  | Fixed | Roof
Solar Registration Program | NJSRRE1543510739 | ROBBINSVILLE | 8691 | 12 | 8.51 | Residential | Yes | Behind the Meter | Vivint Solar Developer, LLC | PSE&G | Accepted | 2019-12-11 | 2019-12-16 | 2020-12-16 | SOLAREDGE | SE7600H-US | Inverters | 7600 |  | 1 |  |  | 0.992 |  | Outdoor | Near the Utility Meter
Solar Registration Program | NJSRRE1543513616 | West Deptford | 8096 | 15 | 8.51 | Residential | No | Behind the Meter | Trinity Solar | PSE&G | Accepted | 2019-12-11 | 2019-12-16 | 2020-12-16 | Hanwha | Q.PEAK DUO BLK-G5 315 | Solar Panels |  | 0.315 | 15 | 107 | 23 |  | Fixed | Roof
Solar Registration Program | NJSRRE1543513616 | West Deptford | 8096 | 15 | 8.51 | Residential | No | Behind the Meter | Trinity Solar | PSE&G | Accepted | 2019-12-11 | 2019-12-16 | 2020-12-16 | Hanwha | Q.PEAK DUO BLK-G5 315 | Solar Panels |  | 0.315 | 12 | 107 | 23 |  | Fixed | Roof
Solar Registration Program | NJSRRE1543513616 | West Deptford | 8096 | 15 | 8.51 | Residential | No | Behind the Meter | Trinity Solar | PSE&G | Accepted | 2019-12-11 | 2019-12-16 | 2020-12-16 | Solar Edge | SE7600 | Inverters | 7600 |  | 1 |  |  | 0.97 |  | Outside | side of home
Solar Registration Program | NJSRRE1543514594 | NEWARK | 7103 | 9 | 8.51 | Residential | Yes | Behind the Meter | Pro Custom Solar dba Momentum Solar | PSE&G | Accepted | 2019-12-11 | 2019-12-16 | 2020-12-16 | HANWHA | Q.PEAK DUO BLK-G5 315 | Solar Panels |  | 0.315 | 23 | 206 | 25 |  | Fixed | Roof
Solar Registration Program | NJSRRE1543514594 | NEWARK | 7103 | 9 | 8.51 | Residential | Yes | Behind the Meter | Pro Custom Solar dba Momentum Solar | PSE&G | Accepted | 2019-12-11 | 2019-12-16 | 2020-12-16 | HANWHA | Q.PEAK DUO BLK-G5 315 | Solar Panels |  | 0.315 | 4 | 26 | 27 |  | Fixed | Roof
Solar Registration Program | NJSRRE1543514594 | NEWARK | 7103 | 9 | 8.51 | Residential | Yes | Behind the Meter | Pro Custom Solar dba Momentum Solar | PSE&G | Accepted | 2019-12-11 | 2019-12-16 | 2020-12-16 | ENPHASE | IQ6-60-2-US | Inverters | 230 |  | 27 |  |  | 0.97 |  | Outdoor | ROOF
Solar Registration Program | NJSRRE1543518990 | Atlantic Highlands | 7716 | 17 | 8.51 | Residential | Yes | Behind the Meter | Trinity Solar | JCP&L | Accepted | 2019-12-12 | 2019-12-16 | 2020-12-16 | Hanwha | Q.PEAK DUO BLK-G5 315 | Solar Panels |  | 0.315 | 6 | 289 | 27 |  | Fixed | Roof
Solar Registration Program | NJSRRE1543518990 | Atlantic Highlands | 7716 | 17 | 8.51 | Residential | Yes | Behind the Meter | Trinity Solar | JCP&L | Accepted | 2019-12-12 | 2019-12-16 | 2020-12-16 | Hanwha | Q.PEAK DUO BLK-G5 315 | Solar Panels |  | 0.315 | 6 | 109 | 27 |  | Fixed | Roof
Solar Registration Program | NJSRRE1543518990 | Atlantic Highlands | 7716 | 17 | 8.51 | Residential | Yes | Behind the Meter | Trinity Solar | JCP&L | Accepted | 2019-12-12 | 2019-12-16 | 2020-12-16 | Hanwha | Q.PEAK DUO BLK-G5 315 | Solar Panels |  | 0.315 | 5 | 200 | 18 |  | Fixed | Roof
Solar Registration Program | NJSRRE1543518990 | Atlantic Highlands | 7716 | 17 | 8.51 | Residential | Yes | Behind the Meter | Trinity Solar | JCP&L | Accepted | 2019-12-12 | 2019-12-16 | 2020-12-16 | Hanwha | Q.PEAK DUO BLK-G5 315 | Solar Panels |  | 0.315 | 4 | 110 | 40 |  | Fixed | Roof
Solar Registration Program | NJSRRE1543518990 | Atlantic Highlands | 7716 | 17 | 8.51 | Residential | Yes | Behind the Meter | Trinity Solar | JCP&L | Accepted | 2019-12-12 | 2019-12-16 | 2020-12-16 | Hanwha | Q.PEAK DUO BLK-G5 315 | Solar Panels |  | 0.315 | 3 | 110 | 40 |  | Fixed | Roof
Solar Registration Program | NJSRRE1543518990 | Atlantic Highlands | 7716 | 17 | 8.51 | Residential | Yes | Behind the Meter | Trinity Solar | JCP&L | Accepted | 2019-12-12 | 2019-12-16 | 2020-12-16 | Hanwha | Q.PEAK DUO BLK-G5 315 | Solar Panels |  | 0.315 | 3 | 200 | 42 |  | Fixed | Roof
Solar Registration Program | NJSRRE1543518990 | Atlantic Highlands | 7716 | 17 | 8.51 | Residential | Yes | Behind the Meter | Trinity Solar | JCP&L | Accepted | 2019-12-12 | 2019-12-16 | 2020-12-16 | Solar Edge | SE7600 | Inverters | 7600 |  | 1 |  |  | 0.97 |  | Outside | side of home
Solar Registration Program | NJSRRE1543543741 | Willingboro | 8046 | 13 | 8.51 | Residential | Yes | Behind the Meter | Pro Custom Solar dba Momentum Solar | PSE&G | Accepted | 2019-12-13 | 2019-12-17 | 2020-12-17 | HANWHA | Q.PEAK DUO BLK-G5 315 | Solar Panels |  | 0.315 | 15 | 198 | 19 |  | Fixed | Roof
Solar Registration Program | NJSRRE1543543741 | Willingboro | 8046 | 13 | 8.51 | Residential | Yes | Behind the Meter | Pro Custom Solar dba Momentum Solar | PSE&G | Accepted | 2019-12-13 | 2019-12-17 | 2020-12-17 | HANWHA | Q.PEAK DUO BLK-G5 315 | Solar Panels |  | 0.315 | 12 | 288 | 19 |  | Fixed | Roof
Solar Registration Program | NJSRRE1543543741 | Willingboro | 8046 | 13 | 8.51 | Residential | Yes | Behind the Meter | Pro Custom Solar dba Momentum Solar | PSE&G | Accepted | 2019-12-13 | 2019-12-17 | 2020-12-17 | Enphase Energy | IQ6-60-2-US | Inverters | 230 |  | 27 |  |  | 0.97 |  | Outdoor | Roof
Solar Registration Program | NJSRRE1543552528 | Pine Beach | 8741 | 18 | 8.51 | Residential | No | Behind the Meter | Trinity Solar | JCP&L | Accepted | 2019-12-16 | 2019-12-19 | 2020-12-19 | YINGLI | YL315D-30b | Solar Panels |  | 0.315 | 27 | 144 | 18 |  | Fixed | Roof
Solar Registration Program | NJSRRE1543552528 | Pine Beach | 8741 | 18 | 8.51 | Residential | No | Behind the Meter | Trinity Solar | JCP&L | Accepted | 2019-12-16 | 2019-12-19 | 2020-12-19 | SOLAR EDGE | SE7600H-US | Inverters | 7600 |  | 1 |  |  | 0.97 |  | Outside | SIDE OF HOME
Solar Registration Program | NJSRRE1543552568 | Toms River | 8753 | 18 | 8.51 | Residential | Yes | Behind the Meter | Trinity Solar | JCP&L | Accepted | 2019-12-16 | 2019-12-19 | 2020-12-19 | HANWHA | Q.PEAK DUO BLK-G5 315 | Solar Panels |  | 0.315 | 22 | 94 | 30 |  | Fixed | Roof
Solar Registration Program | NJSRRE1543552568 | Toms River | 8753 | 18 | 8.51 | Residential | Yes | Behind the Meter | Trinity Solar | JCP&L | Accepted | 2019-12-16 | 2019-12-19 | 2020-12-19 | HANWHA | Q.PEAK DUO BLK-G5 315 | Solar Panels |  | 0.315 | 5 | 184 | 30 |  | Fixed | Roof
Solar Registration Program | NJSRRE1543552568 | Toms River | 8753 | 18 | 8.51 | Residential | Yes | Behind the Meter | Trinity Solar | JCP&L | Accepted | 2019-12-16 | 2019-12-19 | 2020-12-19 | SOLAR EDGE | SE7600H-US | Inverters | 7600 |  | 1 |  |  | 0.97 |  | Outside | SIDE OF HOME
Solar Registration Program | NJSRRE1543552585 | Burlington | 8016 | 13 | 8.51 | Residential | No | Behind the Meter | Trinity Solar | PSE&G | Accepted | 2019-12-16 | 2019-12-19 | 2020-12-19 | hanwha | Q.PEAK DUO BLK-G5 315 | Solar Panels |  | 0.315 | 13 | 272 | 31 |  | Fixed | Roof
Solar Registration Program | NJSRRE1543552585 | Burlington | 8016 | 13 | 8.51 | Residential | No | Behind the Meter | Trinity Solar | PSE&G | Accepted | 2019-12-16 | 2019-12-19 | 2020-12-19 | hanwha | Q.PEAK DUO BLK-G5 315 | Solar Panels |  | 0.315 | 14 | 182 | 40 |  | Fixed | Roof
Solar Registration Program | NJSRRE1543552585 | Burlington | 8016 | 13 | 8.51 | Residential | No | Behind the Meter | Trinity Solar | PSE&G | Accepted | 2019-12-16 | 2019-12-19 | 2020-12-19 | solar edge | se7600h-us | Inverters | 7600 |  | 1 |  |  | 0.97 |  | Outside | side of home
Solar Registration Program | NJSRRE1543555615 | Edison | 8820 | 11 | 8.51 | Residential | No | Behind the Meter | Suntuity Solar LLC | PSE&G | Accepted | 2019-12-17 | 2019-12-20 | 2020-12-20 | Yingli Green Energy | YL315D-30b | Solar Panels |  | 0.315 | 9 | 177 | 30 |  | Fixed | Roof
Solar Registration Program | NJSRRE1543555615 | Edison | 8820 | 11 | 8.51 | Residential | No | Behind the Meter | Suntuity Solar LLC | PSE&G | Accepted | 2019-12-17 | 2019-12-20 | 2020-12-20 | Yingli Green Energy | YL315D-30b | Solar Panels |  | 0.315 | 18 | 177 | 30 |  | Fixed | Roof
Solar Registration Program | NJSRRE1543555615 | Edison | 8820 | 11 | 8.51 | Residential | No | Behind the Meter | Suntuity Solar LLC | PSE&G | Accepted | 2019-12-17 | 2019-12-20 | 2020-12-20 | Enphase Energy | IQ7-60-2-US | Inverters | 240 |  | 27 |  |  | 0.97 |  | Outdoor | Behind the PV Modules
Solar Registration Program | NJSRRE1543555888 | Elizabeth | 7208 | 10 | 8.51 | Residential | Yes | Behind the Meter | Pro Custom Solar dba Momentum Solar | PSE&G | Accepted | 2019-12-17 | 2019-12-20 | 2020-12-20 | HANWHA | Q.PEAK DUO BLK-G5 315 | Solar Panels |  | 0.315 | 3 | 26 | 25 |  | Fixed | Roof
Solar Registration Program | NJSRRE1543555888 | Elizabeth | 7208 | 10 | 8.51 | Residential | Yes | Behind the Meter | Pro Custom Solar dba Momentum Solar | PSE&G | Accepted | 2019-12-17 | 2019-12-20 | 2020-12-20 | HANWHA | Q.PEAK DUO BLK-G5 315 | Solar Panels |  | 0.315 | 5 | 206 | 25 |  | Fixed | Roof
Solar Registration Program | NJSRRE1543555888 | Elizabeth | 7208 | 10 | 8.51 | Residential | Yes | Behind the Meter | Pro Custom Solar dba Momentum Solar | PSE&G | Accepted | 2019-12-17 | 2019-12-20 | 2020-12-20 | HANWHA | Q.PEAK DUO BLK-G5 315 | Solar Panels |  | 0.315 | 12 | 116 | 20 |  | Fixed | Roof
Solar Registration Program | NJSRRE1543555888 | Elizabeth | 7208 | 10 | 8.51 | Residential | Yes | Behind the Meter | Pro Custom Solar dba Momentum Solar | PSE&G | Accepted | 2019-12-17 | 2019-12-20 | 2020-12-20 | HANWHA | Q.PEAK DUO BLK-G5 315 | Solar Panels |  | 0.315 | 7 | 296 | 17 |  | Fixed | Roof
Solar Registration Program | NJSRRE1543555888 | Elizabeth | 7208 | 10 | 8.51 | Residential | Yes | Behind the Meter | Pro Custom Solar dba Momentum Solar | PSE&G | Accepted | 2019-12-17 | 2019-12-20 | 2020-12-20 | Enphase Energy | IQ6-60-2-US | Inverters | 230 |  | 27 |  |  | 0.97 |  | Outdoor | Roof
Solar Registration Program | NJSRRE1543566001 | Belleville | 7109 | 9 | 8.51 | Residential | Yes | Behind the Meter | Trinity Solar | PSE&G | Accepted | 2019-12-18 | 2019-12-23 | 2020-12-23 | Hanwha | Q.PEAK DUO BLK-G5 315 | Solar Panels |  | 0.315 | 13 | 27 | 18 |  | Fixed | Roof
Solar Registration Program | NJSRRE1543566001 | Belleville | 7109 | 9 | 8.51 | Residential | Yes | Behind the Meter | Trinity Solar | PSE&G | Accepted | 2019-12-18 | 2019-12-23 | 2020-12-23 | Hanwha | Q.PEAK DUO BLK-G5 315 | Solar Panels |  | 0.315 | 14 | 207 | 18 |  | Fixed | Roof
Solar Registration Program | NJSRRE1543566001 | Belleville | 7109 | 9 | 8.51 | Residential | Yes | Behind the Meter | Trinity Solar | PSE&G | Accepted | 2019-12-18 | 2019-12-23 | 2020-12-23 | Solar Edge | SE7600 | Inverters | 7600 |  | 1 |  |  | 0.97 |  | Outside | side of home
Solar Registration Program | NJSRRE1543570744 | Irvington | 7111 | 9 | 8.51 | Residential | Yes | Behind the Meter | Pro Custom Solar dba Momentum Solar | PSE&G | Accepted | 2019-12-19 | 2019-12-26 | 2020-12-26 | Hanwha | Q.Peak DUO BLK-G5 315 | Solar Panels |  | 0.315 | 15 | 178 | 22 |  | Fixed | Roof
Solar Registration Program | NJSRRE1543570744 | Irvington | 7111 | 9 | 8.51 | Residential | Yes | Behind the Meter | Pro Custom Solar dba Momentum Solar | PSE&G | Accepted | 2019-12-19 | 2019-12-26 | 2020-12-26 | Hanwha | Q.Peak DUO BLK-G5 315 | Solar Panels |  | 0.315 | 6 | 88 | 21 |  | Fixed | Roof
Solar Registration Program | NJSRRE1543570744 | Irvington | 7111 | 9 | 8.51 | Residential | Yes | Behind the Meter | Pro Custom Solar dba Momentum Solar | PSE&G | Accepted | 2019-12-19 | 2019-12-26 | 2020-12-26 | Hanwha | Q.Peak DUO BLK-G5 315 | Solar Panels |  | 0.315 | 6 | 268 | 22 |  | Fixed | Roof
Solar Registration Program | NJSRRE1543570744 | Irvington | 7111 | 9 | 8.51 | Residential | Yes | Behind the Meter | Pro Custom Solar dba Momentum Solar | PSE&G | Accepted | 2019-12-19 | 2019-12-26 | 2020-12-26 | Enphase Energy | IQ6-60-2-US | Inverters | 240 |  | 27 |  |  | 0.97 |  | Outdoor | Roof
Solar Registration Program | NJSRRE1543574894 | Eastampton | 8060 | 13 | 8.51 | Residential | Yes | Behind the Meter | Trinity Solar | PSE&G | Accepted | 2019-12-20 | 2019-12-26 | 2020-12-26 | HANWHA | Q.PEAK DUO BLK-G5 315 | Solar Panels |  | 0.315 | 18 | 95 | 27 |  | Fixed | Roof
Solar Registration Program | NJSRRE1543574894 | Eastampton | 8060 | 13 | 8.51 | Residential | Yes | Behind the Meter | Trinity Solar | PSE&G | Accepted | 2019-12-20 | 2019-12-26 | 2020-12-26 | HANWHA | Q.PEAK DUO BLK-G5 315 | Solar Panels |  | 0.315 | 9 | 95 | 37 |  | Fixed | Roof
Solar Registration Program | NJSRRE1543574894 | Eastampton | 8060 | 13 | 8.51 | Residential | Yes | Behind the Meter | Trinity Solar | PSE&G | Accepted | 2019-12-20 | 2019-12-26 | 2020-12-26 | Solar Edge | SE7600H-US000BNC4 | Inverters | 7600 |  | 1 |  |  | 0.97 |  | Outdoor | side of home
Solar Registration Program | NJSRRE1543574942 | Sicklerville | 8081 | 14 | 8.51 | Residential | Yes | Behind the Meter | Orbit Energy & Power, LLC | AC Electric | Accepted | 2019-12-20 | 2019-12-26 | 2020-12-26 | TRINA SOLAR | TSM-DD05A.08(II) 315W | Solar Panels |  | 0.315 | 14 | 333 | 30 |  | Fixed | Roof
Solar Registration Program | NJSRRE1543574942 | Sicklerville | 8081 | 14 | 8.51 | Residential | Yes | Behind the Meter | Orbit Energy & Power, LLC | AC Electric | Accepted | 2019-12-20 | 2019-12-26 | 2020-12-26 | TRINA SOLAR | TSM-DD05A.089(II) 315W | Solar Panels |  | 0.315 | 13 | 153 | 30 |  | Fixed | Roof
Solar Registration Program | NJSRRE1543574942 | Sicklerville | 8081 | 14 | 8.51 | Residential | Yes | Behind the Meter | Orbit Energy & Power, LLC | AC Electric | Accepted | 2019-12-20 | 2019-12-26 | 2020-12-26 | ENPHASE | IQ7-60-2-US | Inverters | 0.24 |  | 27 |  |  | 0.99 |  | Outside | ROOF
Solar Registration Program | NJSRRE1541814941 | Monmouth Junction | 8852 | 11 | 8.54 | Residential | No | Behind the Meter | Greentech Solar USA LLC | PSE&G | Accepted | 2019-08-12 | 2019-08-23 | 2020-08-23 | Trina | TSM-DD5A 305M | Solar Panels |  | 0.305 | 28 | 143 | 42 |  | Fixed | Roof
Solar Registration Program | NJSRRE1541814941 | Monmouth Junction | 8852 | 11 | 8.54 | Residential | No | Behind the Meter | Greentech Solar USA LLC | PSE&G | Accepted | 2019-08-12 | 2019-08-23 | 2020-08-23 | SMA | SB7.0-US | Inverters | 7000 |  | 1 |  |  | 0.975 |  | Indoor | Basement Wall
Solar Registration Program | NJSRRE1542007348 | Barnegat | 8005 | 18 | 8.54 | Residential | Yes | Behind the Meter | New Jersey Clean Energy Solutions | AC Electric | Accepted | 2019-09-03 | 2019-09-05 | 2020-09-05 | Trina | TSM-DD05A.08(II) BLK | Solar Panels |  | 0.305 | 28 | 99 | 34 |  | Fixed | Roof | House
Solar Registration Program | NJSRRE1542007348 | Barnegat | 8005 | 18 | 8.54 | Residential | Yes | Behind the Meter | New Jersey Clean Energy Solutions | AC Electric | Accepted | 2019-09-03 | 2019-09-05 | 2020-09-05 | Enphase | IQ7 | Inverters | 240 |  | 28 |  |  | 0.97 |  | Outside | under panel
Solar Registration Program | NJSRRE1542389723 | Willingboro | 8046 | 13 | 8.54 | Residential | Yes | Behind the Meter | All Season Solar | PSE&G | Accepted | 2019-09-11 | 2019-09-13 | 2020-09-13 | Trina | TSM DDA05AII 305W | Solar Panels |  | 0.305 | 22 | 182 | 27 |  | Fixed | Roof
Solar Registration Program | NJSRRE1542389723 | Willingboro | 8046 | 13 | 8.54 | Residential | Yes | Behind the Meter | All Season Solar | PSE&G | Accepted | 2019-09-11 | 2019-09-13 | 2020-09-13 | Trina | TSM DD05A II 305W | Solar Panels |  | 0.305 | 6 | 182 | 19 |  | Fixed | Roof
Solar Registration Program | NJSRRE1542389723 | Willingboro | 8046 | 13 | 8.54 | Residential | Yes | Behind the Meter | All Season Solar | PSE&G | Accepted | 2019-09-11 | 2019-09-13 | 2020-09-13 | Enphase | IQ7 | Inverters | 240 |  | 28 |  |  | 0.97 |  | Outdoor | under module
Solar Registration Program | NJSRRE1542448550 | Ewing | 8618 | 12 | 8.54 | Residential | Yes | Behind the Meter | All Season Solar | PSE&G | Accepted | 2019-09-27 | 2019-10-01 | 2020-10-01 | Trina | TSM DD05A.05II 305W MAR 2019 | Solar Panels |  | 0.305 | 16 | 100 | 23 |  | Fixed | Roof
Solar Registration Program | NJSRRE1542448550 | Ewing | 8618 | 12 | 8.54 | Residential | Yes | Behind the Meter | All Season Solar | PSE&G | Accepted | 2019-09-27 | 2019-10-01 | 2020-10-01 | Trina | TSM DD05A.05II 305W MAR 2019 | Solar Panels |  | 0.305 | 12 | 100 | 24 |  | Fixed | Roof
Solar Registration Program | NJSRRE1542448550 | Ewing | 8618 | 12 | 8.54 | Residential | Yes | Behind the Meter | All Season Solar | PSE&G | Accepted | 2019-09-27 | 2019-10-01 | 2020-10-01 | Enphase | IQ7 | Inverters | 240 |  | 28 |  |  | 0.97 |  | Outdoor | Under Module
Solar Registration Program | NJSRRE1540402484 | Pompton Lakes | 7442 | 6 | 8.56 | Residential | Yes | Behind the Meter | Pro Custom Solar dba Momentum Solar | JCP&L | Accepted | 2019-02-27 | 2019-03-01 | 2020-03-01 | HANWHA | Q-CELLS Q.PEAK BLK-G4.1 295 | Solar Panels |  | 0.295 | 11 | 80 | 43 |  | Fixed | Roof
Solar Registration Program | NJSRRE1540402484 | Pompton Lakes | 7442 | 6 | 8.56 | Residential | Yes | Behind the Meter | Pro Custom Solar dba Momentum Solar | JCP&L | Accepted | 2019-02-27 | 2019-03-01 | 2020-03-01 | HANWHA | Q-CELLS Q.PEAK BLK-G4.1 295 | Solar Panels |  | 0.295 | 15 | 260 | 43 |  | Fixed | Roof
Solar Registration Program | NJSRRE1540402484 | Pompton Lakes | 7442 | 6 | 8.56 | Residential | Yes | Behind the Meter | Pro Custom Solar dba Momentum Solar | JCP&L | Accepted | 2019-02-27 | 2019-03-01 | 2020-03-01 | HANWHA | Q-CELLS Q.PEAK BLK-G4.1 295 | Solar Panels |  | 0.295 | 3 | 170 | 25 |  | Fixed | Roof
Solar Registration Program | NJSRRE1540402484 | Pompton Lakes | 7442 | 6 | 8.56 | Residential | Yes | Behind the Meter | Pro Custom Solar dba Momentum Solar | JCP&L | Accepted | 2019-02-27 | 2019-03-01 | 2020-03-01 | ENPHASE | IQ6 | Inverters | 230 |  | 29 |  |  | 0.97 |  | Outside | ROOF
Solar Registration Program | NJSRRE1540753711 | Cherry Hill | 8034 | 14 | 8.56 | Residential | Yes | Behind the Meter | Pro Custom Solar dba Momentum Solar | PSE&G | Accepted | 2019-03-28 | 2019-04-01 | 2020-04-01 | HANWHA | Q-CELLS Q.PEAK BLK-G4.1 295 | Solar Panels |  | 0.295 | 16 | 184 | 28 |  | Fixed | Roof
Solar Registration Program | NJSRRE1540753711 | Cherry Hill | 8034 | 14 | 8.56 | Residential | Yes | Behind the Meter | Pro Custom Solar dba Momentum Solar | PSE&G | Accepted | 2019-03-28 | 2019-04-01 | 2020-04-01 | HANWHA | Q-CELLS Q.PEAK BLK-G4.1 295 | Solar Panels |  | 0.295 | 13 | 184 | 25 |  | Fixed | Roof
Solar Registration Program | NJSRRE1540753711 | Cherry Hill | 8034 | 14 | 8.56 | Residential | Yes | Behind the Meter | Pro Custom Solar dba Momentum Solar | PSE&G | Accepted | 2019-03-28 | 2019-04-01 | 2020-04-01 | ENPHASE | IQ6-60-2-US | Inverters | 0.97 |  | 29 |  |  | 1 |  | Outdoor | ROOF
Solar Registration Program | NJSRRE1541705422 | Little Egg Harbor Twp | 8087 | 18 | 8.56 | Residential | Yes | Behind the Meter | Bright Planet Solar | AC Electric | Accepted | 2019-07-26 | 2019-07-31 | 2020-07-31 | Hanwha Q-Cells | Q.PEAK BLK-G.4 295W | Solar Panels |  | 0.295 | 3 | 206 | 25 |  | Fixed | Roof
Solar Registration Program | NJSRRE1541705422 | Little Egg Harbor Twp | 8087 | 18 | 8.56 | Residential | Yes | Behind the Meter | Bright Planet Solar | AC Electric | Accepted | 2019-07-26 | 2019-07-31 | 2020-07-31 | Hanwha Q-Cells | Q.PEAK BLK-G.4 295W | Solar Panels |  | 0.295 | 26 | 206 | 5 |  | Fixed | Roof
Solar Registration Program | NJSRRE1541705422 | Little Egg Harbor Twp | 8087 | 18 | 8.56 | Residential | Yes | Behind the Meter | Bright Planet Solar | AC Electric | Accepted | 2019-07-26 | 2019-07-31 | 2020-07-31 | SolarEdge | SE7600H-USRGM | Inverters | 7600 |  | 1 |  |  | 0.98 |  | Outdoor | Next to Meter
Solar Registration Program | NJSRRE1539702772 | Swedesboro | 8085 | 15 | 8.58 | Residential | No | Behind the Meter | Green Cities Energy, LLC | AC Electric | Accepted | 2018-10-28 | 2018-10-30 | 2020-04-30 | Jinko | JKM330P-72-V | Solar Panels |  | 0.33 | 26 | 205 | 18 |  | Fixed | Roof
Solar Registration Program | NJSRRE1539702772 | Swedesboro | 8085 | 15 | 8.58 | Residential | No | Behind the Meter | Green Cities Energy, LLC | AC Electric | Accepted | 2018-10-28 | 2018-10-30 | 2020-04-30 | Enphase Energy | M250 | Inverters | 0.25 |  | 26 |  |  | 0.96 |  | Outdoor | under modules
Solar Registration Program | NJSRRE1541722866 | Union Beach | 7735 | 17 | 8.58 | Residential | No | Behind the Meter | Sunrun Installation Services, Inc. | JCP&L | Final As-Built Received | 2019-07-31 | 2019-08-05 | 2020-08-05 | LG Electronics | LG330N1C-A5 | Solar Panels |  | 0.33 | 9 | 86 | 23 |  | Fixed | Roof
Solar Registration Program | NJSRRE1541722866 | Union Beach | 7735 | 17 | 8.58 | Residential | No | Behind the Meter | Sunrun Installation Services, Inc. | JCP&L | Final As-Built Received | 2019-07-31 | 2019-08-05 | 2020-08-05 | LG Electronics | LG330N1C-A5 | Solar Panels |  | 0.33 | 17 | 266 | 23 |  | Fixed | Roof
Solar Registration Program | NJSRRE1541722866 | Union Beach | 7735 | 17 | 8.58 | Residential | No | Behind the Meter | Sunrun Installation Services, Inc. | JCP&L | Final As-Built Received | 2019-07-31 | 2019-08-05 | 2020-08-05 | SolarEdge Technologies | SE7600H-USRGM | Inverters | 7600 |  | 1 |  |  | 0.96 |  | Outdoor | Next To Meter
Solar Registration Program | NJSRRE1542346131 | Newton | 7860 | 1 | 8.58 | Residential | No | Behind the Meter | Green Power Energy | JCP&L | Accepted | 2019-09-06 | 2019-09-11 | 2020-09-11 | Panasonic | VBHN330SA17 | Solar Panels |  | 0.33 | 5 | 123 | 27 |  | Fixed | Roof
Solar Registration Program | NJSRRE1542346131 | Newton | 7860 | 1 | 8.58 | Residential | No | Behind the Meter | Green Power Energy | JCP&L | Accepted | 2019-09-06 | 2019-09-11 | 2020-09-11 | Panasonic | VBHN330SA17 | Solar Panels |  | 0.33 | 10 | 127 | 27 |  | Fixed | Roof
Solar Registration Program | NJSRRE1542346131 | Newton | 7860 | 1 | 8.58 | Residential | No | Behind the Meter | Green Power Energy | JCP&L | Accepted | 2019-09-06 | 2019-09-11 | 2020-09-11 | Panasonic | VBHN330SA17 | Solar Panels |  | 0.33 | 3 | 213 | 27 |  | Fixed | Roof
Solar Registration Program | NJSRRE1542346131 | Newton | 7860 | 1 | 8.58 | Residential | No | Behind the Meter | Green Power Energy | JCP&L | Accepted | 2019-09-06 | 2019-09-11 | 2020-09-11 | Panasonic | VBHN330SA17 | Solar Panels |  | 0.33 | 8 | 307 | 18 |  | Fixed | Roof
Solar Registration Program | NJSRRE1542346131 | Newton | 7860 | 1 | 8.58 | Residential | No | Behind the Meter | Green Power Energy | JCP&L | Accepted | 2019-09-06 | 2019-09-11 | 2020-09-11 | Solar Edge | SE7600H-US | Inverters | 7600 |  | 1 |  |  | 0.97 |  | Outside | next to meter
Solar Registration Program | NJSRRE1542390903 | Robbinsville | 8691 | 12 | 8.58 | Residential | No | Behind the Meter | Panatec Corporation | JCP&L | Accepted | 2019-09-11 | 2019-09-16 | 2020-09-16 | Panasonic | VBHN330SA17E | Solar Panels |  | 0.33 | 26 | 240 | 25 |  | Fixed | Roof
Solar Registration Program | NJSRRE1542390903 | Robbinsville | 8691 | 12 | 8.58 | Residential | No | Behind the Meter | Panatec Corporation | JCP&L | Accepted | 2019-09-11 | 2019-09-16 | 2020-09-16 | Enphase | IQ7X | Inverters | 330 |  | 26 |  |  | 0.975 |  | Outdoor | Outdoor
Solar Registration Program | NJSRRE1542431658 | Franklin Township | 8823 | 5 | 8.58 | Residential | No | Behind the Meter | Sunrun Installation Services, Inc. | PSE&G | Accepted | 2019-09-24 | 2019-09-26 | 2020-09-26 | LG Electronics | LG330N1C-A5 | Solar Panels |  | 0.33 | 12 | 132 | 34 |  | Fixed | Roof
Solar Registration Program | NJSRRE1542431658 | Franklin Township | 8823 | 5 | 8.58 | Residential | No | Behind the Meter | Sunrun Installation Services, Inc. | PSE&G | Accepted | 2019-09-24 | 2019-09-26 | 2020-09-26 | LG Electronics | LG330N1C-A5 | Solar Panels |  | 0.33 | 14 | 312 | 34 |  | Fixed | Roof
Solar Registration Program | NJSRRE1542431658 | Franklin Township | 8823 | 5 | 8.58 | Residential | No | Behind the Meter | Sunrun Installation Services, Inc. | PSE&G | Accepted | 2019-09-24 | 2019-09-26 | 2020-09-26 | Ningbo Ginlong Technologies | Solis-1P7.6K-4G-US | Inverters | 7600 |  | 1 |  |  | 0.96 |  | Outdoor | Next To Meter
Solar Registration Program | NJSRRE1542642874 | Wantage | 7461 | 1 | 8.58 | Residential | No | Behind the Meter | NJ Solar Power, LLC | JCP&L | Accepted | 2019-10-25 | 2019-10-29 | 2020-10-29 | Panasonic | VBHN330SA17 | Solar Panels |  | 0.33 | 26 | 184 | 18 |  | Fixed | Roof
Solar Registration Program | NJSRRE1542642874 | Wantage | 7461 | 1 | 8.58 | Residential | No | Behind the Meter | NJ Solar Power, LLC | JCP&L | Accepted | 2019-10-25 | 2019-10-29 | 2020-10-29 | Solaredge | SE7600H-US | Inverters | 7600 |  | 1 |  |  | 0.99 |  | Indoor | garage
Solar Registration Program | NJSRRE1543425557 | Oradell | 7649 | 7 | 8.58 | Residential | No | Behind the Meter | Green Power Energy | PSE&G | Accepted | 2019-11-20 | 2019-11-25 | 2020-11-25 | Panasonic | VBHN330SA17 | Solar Panels |  | 0.33 | 21 | 200 | 30 |  | Fixed | Roof
Solar Registration Program | NJSRRE1543425557 | Oradell | 7649 | 7 | 8.58 | Residential | No | Behind the Meter | Green Power Energy | PSE&G | Accepted | 2019-11-20 | 2019-11-25 | 2020-11-25 | Panasonic | VBHN330SA17 | Solar Panels |  | 0.33 | 5 | 200 | 5 |  | Fixed | Roof
Solar Registration Program | NJSRRE1543425557 | Oradell | 7649 | 7 | 8.58 | Residential | No | Behind the Meter | Green Power Energy | PSE&G | Accepted | 2019-11-20 | 2019-11-25 | 2020-11-25 | SolarEdge | SE7600H-US | Inverters | 7600 |  | 1 |  |  | 0.97 |  | Outside | Next to meter
Solar Registration Program | NJSRRE1542489766 | Linden | 7036 | 10 | 8.63 | Residential | Yes | Behind the Meter | Pro Custom Solar dba Momentum Solar | PSE&G | Accepted | 2019-10-02 | 2019-10-04 | 2020-10-04 | LG ELECTRONICS | LG 345N1C-V5 | Solar Panels |  | 0.345 | 12 | 40 | 30 |  | Fixed | Roof
Solar Registration Program | NJSRRE1542489766 | Linden | 7036 | 10 | 8.63 | Residential | Yes | Behind the Meter | Pro Custom Solar dba Momentum Solar | PSE&G | Accepted | 2019-10-02 | 2019-10-04 | 2020-10-04 | LG ELECTRONICS | LG 345N1C-V5 | Solar Panels |  | 0.345 | 13 | 220 | 3 |  | Fixed | Roof
Solar Registration Program | NJSRRE1542489766 | Linden | 7036 | 10 | 8.63 | Residential | Yes | Behind the Meter | Pro Custom Solar dba Momentum Solar | PSE&G | Accepted | 2019-10-02 | 2019-10-04 | 2020-10-04 | Enphase Energy | IQ7-60-2-US | Inverters | 250 |  | 25 |  |  | 0.97 |  | Outdoor | Roof
Solar Registration Program | NJSRRE1542497207 | Villas | 8251 | 21 | 8.63 | Residential | Yes | Behind the Meter | Pro Custom Solar dba Momentum Solar | AC Electric | Accepted | 2019-10-02 | 2019-10-04 | 2020-10-04 | LG ELECTRONICS | LG 345N1C-V5 | Solar Panels |  | 0.345 | 4 | 208 | 23 |  | Fixed | Roof
Solar Registration Program | NJSRRE1542497207 | Villas | 8251 | 21 | 8.63 | Residential | Yes | Behind the Meter | Pro Custom Solar dba Momentum Solar | AC Electric | Accepted | 2019-10-02 | 2019-10-04 | 2020-10-04 | LG ELECTRONICS | LG 345N1C-V5 | Solar Panels |  | 0.345 | 17 | 118 | 25 |  | Fixed | Roof
Solar Registration Program | NJSRRE1542497207 | Villas | 8251 | 21 | 8.63 | Residential | Yes | Behind the Meter | Pro Custom Solar dba Momentum Solar | AC Electric | Accepted | 2019-10-02 | 2019-10-04 | 2020-10-04 | LG ELECTRONICS | LG 345N1C-V5 | Solar Panels |  | 0.345 | 4 | 28 | 12 |  | Fixed | Roof
Solar Registration Program | NJSRRE1542497207 | Villas | 8251 | 21 | 8.63 | Residential | Yes | Behind the Meter | Pro Custom Solar dba Momentum Solar | AC Electric | Accepted | 2019-10-02 | 2019-10-04 | 2020-10-04 | Enphase Energy | IQ7-60-2-US | Inverters | 250 |  | 25 |  |  | 0.97 |  | Outdoor | Roof
Solar Registration Program | NJSRRE1542527829 | Carteret | 7008 | 11 | 8.63 | Residential | Yes | Behind the Meter | Pro Custom Solar dba Momentum Solar | PSE&G | Accepted | 2019-10-11 | 2019-10-15 | 2020-10-15 | LG ELECTRONICS | LG 345N1C-V5 | Solar Panels |  | 0.345 | 4 | 294 | 20 |  | Fixed | Roof
Solar Registration Program | NJSRRE1542527829 | Carteret | 7008 | 11 | 8.63 | Residential | Yes | Behind the Meter | Pro Custom Solar dba Momentum Solar | PSE&G | Accepted | 2019-10-11 | 2019-10-15 | 2020-10-15 | LG ELECTRONICS | LG 345N1C-V5 | Solar Panels |  | 0.345 | 5 | 204 | 21 |  | Fixed | Roof
Solar Registration Program | NJSRRE1542527829 | Carteret | 7008 | 11 | 8.63 | Residential | Yes | Behind the Meter | Pro Custom Solar dba Momentum Solar | PSE&G | Accepted | 2019-10-11 | 2019-10-15 | 2020-10-15 | LG ELECTRONICS | LG 345N1C-V5 | Solar Panels |  | 0.345 | 8 | 114 | 19 |  | Fixed | Roof
Solar Registration Program | NJSRRE1542527829 | Carteret | 7008 | 11 | 8.63 | Residential | Yes | Behind the Meter | Pro Custom Solar dba Momentum Solar | PSE&G | Accepted | 2019-10-11 | 2019-10-15 | 2020-10-15 | LG ELECTRONICS | LG 345N1C-V5 | Solar Panels |  | 0.345 | 8 | 204 | 21 |  | Fixed | Roof
Solar Registration Program | NJSRRE1542527829 | Carteret | 7008 | 11 | 8.63 | Residential | Yes | Behind the Meter | Pro Custom Solar dba Momentum Solar | PSE&G | Accepted | 2019-10-11 | 2019-10-15 | 2020-10-15 | Enphase Energy | IQ7-60-2-US | Inverters | 250 |  | 25 |  |  | 0.97 |  | Outdoor | Roof
Solar Registration Program | NJSRRE1542553377 | Parsippany | 7054 | 3 | 8.63 | Residential | No | Behind the Meter | SunPower Corporation, Systems | JCP&L | Accepted | 2019-10-17 | 2019-10-21 | 2020-10-21 | SUNPOWER | SPR-X21-345-D-AC | Solar Panels |  | 0.345 | 17 | 96 | 20 |  | Fixed | Roof
Solar Registration Program | NJSRRE1542553377 | Parsippany | 7054 | 3 | 8.63 | Residential | No | Behind the Meter | SunPower Corporation, Systems | JCP&L | Accepted | 2019-10-17 | 2019-10-21 | 2020-10-21 | SUNPOWER | SPR-X21-345-D-AC | Solar Panels |  | 0.345 | 8 | 276 | 20 |  | Fixed | Roof
Solar Registration Program | NJSRRE1542553377 | Parsippany | 7054 | 3 | 8.63 | Residential | No | Behind the Meter | SunPower Corporation, Systems | JCP&L | Accepted | 2019-10-17 | 2019-10-21 | 2020-10-21 | SUNPOWER | SPR-X21-345-D-AC | Inverters | 320 |  | 25 |  |  | 0.96 |  | Other | under each panel
Solar Registration Program | NJSRRE1542982234 | Elizabethport | 7206 | 10 | 8.63 | Residential | Yes | Behind the Meter | Pro Custom Solar dba Momentum Solar | PSE&G | Accepted | 2019-11-05 | 2019-11-07 | 2020-11-07 | LG Electronics | LG 345N1C-V5 | Solar Panels |  | 0.345 | 2 | 145 | 9 |  | Fixed | Roof
Solar Registration Program | NJSRRE1542982234 | Elizabethport | 7206 | 10 | 8.63 | Residential | Yes | Behind the Meter | Pro Custom Solar dba Momentum Solar | PSE&G | Accepted | 2019-11-05 | 2019-11-07 | 2020-11-07 | LG Electronics | LG 345N1C-V5 | Solar Panels |  | 0.345 | 11 | 145 | 43 |  | Fixed | Roof
Solar Registration Program | NJSRRE1542982234 | Elizabethport | 7206 | 10 | 8.63 | Residential | Yes | Behind the Meter | Pro Custom Solar dba Momentum Solar | PSE&G | Accepted | 2019-11-05 | 2019-11-07 | 2020-11-07 | LG Electronics | LG 345N1C-V5 | Solar Panels |  | 0.345 | 12 | 325 | 43 |  | Fixed | Roof
Solar Registration Program | NJSRRE1542982234 | Elizabethport | 7206 | 10 | 8.63 | Residential | Yes | Behind the Meter | Pro Custom Solar dba Momentum Solar | PSE&G | Accepted | 2019-11-05 | 2019-11-07 | 2020-11-07 | Enphase Energy | IQ7PLUS-72-2-US | Inverters | 295 |  | 25 |  |  | 0.97 |  | Outdoor | Roof
Solar Registration Program | NJSRRE1543059012 | Montclair | 7042 | 9 | 8.63 | Residential | No | Behind the Meter | Pro Custom Solar dba Momentum Solar | PSE&G | Accepted | 2019-11-08 | 2019-11-13 | 2020-11-13 | LG Electronics | LG 345N1C-V5 | Solar Panels |  | 0.345 | 3 | 308 | 43 |  | Fixed | Roof
Solar Registration Program | NJSRRE1543059012 | Montclair | 7042 | 9 | 8.63 | Residential | No | Behind the Meter | Pro Custom Solar dba Momentum Solar | PSE&G | Accepted | 2019-11-08 | 2019-11-13 | 2020-11-13 | LG Electronics | LG 345N1C-V5 | Solar Panels |  | 0.345 | 4 | 128 | 43 |  | Fixed | Roof
Solar Registration Program | NJSRRE1543059012 | Montclair | 7042 | 9 | 8.63 | Residential | No | Behind the Meter | Pro Custom Solar dba Momentum Solar | PSE&G | Accepted | 2019-11-08 | 2019-11-13 | 2020-11-13 | LG Electronics | LG 345N1C-V5 | Solar Panels |  | 0.345 | 18 | 218 | 38 |  | Fixed | Roof
Solar Registration Program | NJSRRE1543059012 | Montclair | 7042 | 9 | 8.63 | Residential | No | Behind the Meter | Pro Custom Solar dba Momentum Solar | PSE&G | Accepted | 2019-11-08 | 2019-11-13 | 2020-11-13 | Enphase Energy | IQ7PLUS-72-2-US | Inverters | 295 |  | 25 |  |  | 0.97 |  | Outdoor | Roof
Solar Registration Program | NJSRRE1543547744 | Union | 7083 | 10 | 8.63 | Residential | Yes | Behind the Meter | Pro Custom Solar dba Momentum Solar | PSE&G | Accepted | 2019-12-13 | 2019-12-18 | 2020-12-18 | LG ELECTRONICS | LG 345N1C-V5 | Solar Panels |  | 0.345 | 11 | 22 | 29 |  | Fixed | Roof
Solar Registration Program | NJSRRE1543547744 | Union | 7083 | 10 | 8.63 | Residential | Yes | Behind the Meter | Pro Custom Solar dba Momentum Solar | PSE&G | Accepted | 2019-12-13 | 2019-12-18 | 2020-12-18 | LG ELECTRONICS | LG 345N1C-V5 | Solar Panels |  | 0.345 | 14 | 202 | 29 |  | Fixed | Roof
Solar Registration Program | NJSRRE1543547744 | Union | 7083 | 10 | 8.63 | Residential | Yes | Behind the Meter | Pro Custom Solar dba Momentum Solar | PSE&G | Accepted | 2019-12-13 | 2019-12-18 | 2020-12-18 | Enphase Energy | IQ7Plus-72-2-US | Inverters | 290 |  | 25 |  |  | 0.97 |  | Outdoor | Roof
Solar Registration Program | NJSRRE1540336601 | MAURICE RIVER | 8324 | 20 | 8.64 | Residential | Yes | Behind the Meter | Vision Solar LLC | AC Electric | Accepted | 2019-02-06 | 2019-02-08 | 2020-02-08 | sunpower | spr-x22-360-e-ac | Solar Panels |  | 0.36 | 8 | 121 | 9 |  | Fixed | Roof
Solar Registration Program | NJSRRE1540336601 | MAURICE RIVER | 8324 | 20 | 8.64 | Residential | Yes | Behind the Meter | Vision Solar LLC | AC Electric | Accepted | 2019-02-06 | 2019-02-08 | 2020-02-08 | sunpower | spr-x22-360-e-ac | Solar Panels |  | 0.36 | 5 | 121 | 34 |  | Fixed | Roof
Solar Registration Program | NJSRRE1540336601 | MAURICE RIVER | 8324 | 20 | 8.64 | Residential | Yes | Behind the Meter | Vision Solar LLC | AC Electric | Accepted | 2019-02-06 | 2019-02-08 | 2020-02-08 | sunpower | spr-x22-360-e-ac | Solar Panels |  | 0.36 | 11 | 121 | 3 |  | Fixed | Roof
Solar Registration Program | NJSRRE1540336601 | MAURICE RIVER | 8324 | 20 | 8.64 | Residential | Yes | Behind the Meter | Vision Solar LLC | AC Electric | Accepted | 2019-02-06 | 2019-02-08 | 2020-02-08 | SUNPOWER | SPR-X22-360-E-AC | Inverters | 0.36 |  | 24 |  |  | 0.96 |  | Outside | BEHIND PANELS
Solar Registration Program | NJSRRE1540458610 | Millville | 8332 | 20 | 8.64 | Residential | No | Behind the Meter | DC Solar Integrators LLC | AC Electric | Accepted | 2019-03-07 | 2019-03-11 | 2020-03-11 | Axitec | AC-360M/156-72S | Solar Panels |  | 0.36 | 24 | 194 | 20 |  | Fixed | Roof
Solar Registration Program | NJSRRE1540458610 | Millville | 8332 | 20 | 8.64 | Residential | No | Behind the Meter | DC Solar Integrators LLC | AC Electric | Accepted | 2019-03-07 | 2019-03-11 | 2020-03-11 | SolarEdge | SE10000h-US | Inverters | 10000 |  | 1 |  |  | 0.98 |  | Outdoor | by meter
Solar Registration Program | NJSRRE1540848743 | Cherry Hill | 8034 | 14 | 8.64 | Residential | No | Behind the Meter | Green Power Energy | PSE&G | Accepted | 2019-04-12 | 2019-04-15 | 2020-04-15 | S-Energy | SN360M-10 | Solar Panels |  | 0.36 | 24 | 99 | 37 |  | Fixed | Roof
Solar Registration Program | NJSRRE1540848743 | Cherry Hill | 8034 | 14 | 8.64 | Residential | No | Behind the Meter | Green Power Energy | PSE&G | Accepted | 2019-04-12 | 2019-04-15 | 2020-04-15 | Solar Edge | SE7600H-US | Inverters | 7600 |  | 1 |  |  | 0.97 |  | Outside | next to meter
Solar Registration Program | NJSRRE1540918564 | Trenton City | 8618 | 12 | 8.64 | Residential | Yes | Behind the Meter | Sunrun Installation Services, Inc. | PSE&G | Accepted | 2019-05-02 | 2019-05-07 | 2020-05-07 | LG Electronics | LG360Q1C-A5 | Solar Panels |  | 0.36 | 12 | 27 | 23 |  | Fixed | Roof
Solar Registration Program | NJSRRE1540918564 | Trenton City | 8618 | 12 | 8.64 | Residential | Yes | Behind the Meter | Sunrun Installation Services, Inc. | PSE&G | Accepted | 2019-05-02 | 2019-05-07 | 2020-05-07 | LG Electronics | LG360Q1C-A5 | Solar Panels |  | 0.36 | 12 | 207 | 23 |  | Fixed | Roof
Solar Registration Program | NJSRRE1540918564 | Trenton City | 8618 | 12 | 8.64 | Residential | Yes | Behind the Meter | Sunrun Installation Services, Inc. | PSE&G | Accepted | 2019-05-02 | 2019-05-07 | 2020-05-07 | SMA America | SB7.7-1SP-US-40 | Inverters | 7680 |  | 1 |  |  | 0.96 |  | Outdoor | Next To Meter
Solar Registration Program | NJSRRE1541017253 | Monmouth Junction | 8852 | 11 | 8.64 | Residential | No | Behind the Meter | Exact Solar | PSE&G | Accepted | 2019-05-17 | 2019-05-22 | 2020-05-22 | LG | LG320N1K-A5 | Solar Panels |  | 0.32 | 27 | 209 | 30 |  | Fixed | Roof
Solar Registration Program | NJSRRE1541017253 | Monmouth Junction | 8852 | 11 | 8.64 | Residential | No | Behind the Meter | Exact Solar | PSE&G | Accepted | 2019-05-17 | 2019-05-22 | 2020-05-22 | SolarEdge | SE7600H | Inverters | 7600 |  | 1 |  |  | 0.99 |  | Indoor | basement
Solar Registration Program | NJSRRE1541880194 | Pennsauken Township | 8109 | 14 | 8.64 | Residential | No | Behind the Meter | Castle Energy, LLC | PSE&G | Final As-Built Received | 2019-08-23 | 2019-08-27 | 2020-08-27 | LG Electronics | LG320N1K-V5 | Solar Panels |  | 0.32 | 15 | 128 | 20 |  | Fixed | Roof
Solar Registration Program | NJSRRE1541880194 | Pennsauken Township | 8109 | 14 | 8.64 | Residential | No | Behind the Meter | Castle Energy, LLC | PSE&G | Final As-Built Received | 2019-08-23 | 2019-08-27 | 2020-08-27 | LG Electronics | LG320N1K-V5 | Solar Panels |  | 0.32 | 12 | 128 | 20 |  | Fixed | Roof
Solar Registration Program | NJSRRE1541880194 | Pennsauken Township | 8109 | 14 | 8.64 | Residential | No | Behind the Meter | Castle Energy, LLC | PSE&G | Final As-Built Received | 2019-08-23 | 2019-08-27 | 2020-08-27 | Enphase Energy | IQ7-60-2-US | Inverters | 240 |  | 27 |  |  | 0.967 |  | Outside | on the rooftop under each solar panel
Solar Registration Program | NJSRRE1541880194 | Pennsauken Township | 8109 | 14 | 8.64 | Residential | No | Behind the Meter | Castle Energy, LLC | PSE&G | Final As-Built Received | 2019-08-23 | 2019-08-27 | 2020-08-27 | Enphase Energy | X-IQ-AM1-240-3 | Meters |  |  | 1 |  |  |  | Yes | Outdoor
Solar Registration Program | NJSRRE1542504580 | Jackson Township | 8527 | 18 | 8.64 | Residential | No | Behind the Meter | Green Power Energy | JCP&L | Accepted | 2019-10-04 | 2019-10-08 | 2020-10-08 | S-Energy | SN360M-10 | Solar Panels |  | 0.36 | 24 | 171 | 18 |  | Fixed | Roof
Solar Registration Program | NJSRRE1542504580 | Jackson Township | 8527 | 18 | 8.64 | Residential | No | Behind the Meter | Green Power Energy | JCP&L | Accepted | 2019-10-04 | 2019-10-08 | 2020-10-08 | Solar Edge | SE7600H-US | Inverters | 7600 |  | 1 |  |  | 0.97 |  | Outside | next to meter
Solar Registration Program | NJSRRE1542521258 | Northfield | 8225 | 19 | 8.64 | Residential | No | Behind the Meter | SunPower Capital, LLC | AC Electric | Accepted | 2019-10-09 | 2019-10-11 | 2020-10-11 | Sunpower | SPR X22-360-E-AC | Solar Panels |  | 0.36 | 24 | 126 | 20 |  | Fixed | Roof
Solar Registration Program | NJSRRE1542521258 | Northfield | 8225 | 19 | 8.64 | Residential | No | Behind the Meter | SunPower Capital, LLC | AC Electric | Accepted | 2019-10-09 | 2019-10-11 | 2020-10-11 | Sunpower | Type E | Inverters | 320 |  | 24 |  |  | 0.96 |  | Outdoor | On rooftop underneath each solar module
Solar Registration Program | NJSRRE1543436685 | Ringoes | 8551 | 4 | 8.64 | Residential | No | Behind the Meter | Maier Solar Engineering dba Solar Me | JCP&L | Accepted | 2019-11-22 | 2019-11-26 | 2020-11-26 | Hanwha | Q.Cell DUO BLK-G5 | Solar Panels |  | 0.32 | 17 | 210 | 0.36 |  | Fixed | Roof
Solar Registration Program | NJSRRE1543436685 | Ringoes | 8551 | 4 | 8.64 | Residential | No | Behind the Meter | Maier Solar Engineering dba Solar Me | JCP&L | Accepted | 2019-11-22 | 2019-11-26 | 2020-11-26 | Hanwha | Q.Cell DUO BLK-G5 | Solar Panels |  | 0.32 | 10 | 210 | 36 |  | Fixed | Roof
Solar Registration Program | NJSRRE1543436685 | Ringoes | 8551 | 4 | 8.64 | Residential | No | Behind the Meter | Maier Solar Engineering dba Solar Me | JCP&L | Accepted | 2019-11-22 | 2019-11-26 | 2020-11-26 | Enphase | IQ7 | Inverters | 240 |  | 27 |  |  | 0.96 |  | Outdoor | Next to meter
Solar Registration Program | NJSRRE1543481421 | Parlin | 8859 | 11 | 8.64 | Residential | No | Behind the Meter | Ecological Systems LLC | JCP&L | Accepted | 2019-12-05 | 2019-12-09 | 2020-12-09 | LG | LG360 | Solar Panels |  | 0.36 | 24 | 180 | 25 |  | Fixed | Roof
Solar Registration Program | NJSRRE1543481421 | Parlin | 8859 | 11 | 8.64 | Residential | No | Behind the Meter | Ecological Systems LLC | JCP&L | Accepted | 2019-12-05 | 2019-12-09 | 2020-12-09 | SMA | SMA 6.0 | Inverters | 6000 |  | 1 |  |  | 0.97 |  | Outside | at meter
Solar Registration Program | NJSRRE1543481421 | Parlin | 8859 | 11 | 8.64 | Residential | No | Behind the Meter | Ecological Systems LLC | JCP&L | Accepted | 2019-12-05 | 2019-12-09 | 2020-12-09 | Solar Log | CL 200 | Meters |  |  | 1 |  |  |  | Yes | Outdoor
Solar Registration Program | NJSRRE1543481747 | Egg Harbor Township | 8234 | 19 | 8.64 | Residential | No | Behind the Meter | Castle Energy, LLC | AC Electric | Accepted | 2019-12-05 | 2019-12-09 | 2020-12-09 | Hanwha Q-Cells | Q.Peak DUO-G5 320 | Solar Panels |  | 0.32 | 27 | 201 | 28 |  | Fixed | Roof
Solar Registration Program | NJSRRE1543481747 | Egg Harbor Township | 8234 | 19 | 8.64 | Residential | No | Behind the Meter | Castle Energy, LLC | AC Electric | Accepted | 2019-12-05 | 2019-12-09 | 2020-12-09 | Enphase Energy | IQ7-60-2-US | Inverters | 240 |  | 27 |  |  | 0.967 |  | Outside | on the rooftop under each solar panel
Solar Registration Program | NJSRRE1543513245 | Manahawkin | 8050 | 18 | 8.64 | Residential | Yes | Behind the Meter | Reliable Power and Solar | AC Electric | Accepted | 2019-12-11 | 2019-12-16 | 2020-12-16 | trina | tsmdd05 | Solar Panels |  | 0.32 | 4 | 197 | 40 |  | Fixed | Roof | roof
Solar Registration Program | NJSRRE1543513245 | Manahawkin | 8050 | 18 | 8.64 | Residential | Yes | Behind the Meter | Reliable Power and Solar | AC Electric | Accepted | 2019-12-11 | 2019-12-16 | 2020-12-16 | trina | tsmdd05 | Solar Panels |  | 0.32 | 23 | 107 | 30 |  | Fixed | Roof | roof
Solar Registration Program | NJSRRE1543513245 | Manahawkin | 8050 | 18 | 8.64 | Residential | Yes | Behind the Meter | Reliable Power and Solar | AC Electric | Accepted | 2019-12-11 | 2019-12-16 | 2020-12-16 | Enphase | IQ7 | Inverters | 240 |  | 27 |  |  | 0.97 |  | Outside | roof
Solar Registration Program | NJSRRE1543585935 | Mantua | 8051 | 15 | 8.64 | Residential | No | Behind the Meter | Advanced Renewable Solutions | AC Electric | Accepted | 2019-12-20 | 2019-12-26 | 2020-12-26 | JINKO SOLAR | JKM320M-60 | Solar Panels |  | 0.32 | 27 | 212 | 28 |  | Fixed | Roof
Solar Registration Program | NJSRRE1543585935 | Mantua | 8051 | 15 | 8.64 | Residential | No | Behind the Meter | Advanced Renewable Solutions | AC Electric | Accepted | 2019-12-20 | 2019-12-26 | 2020-12-26 | SOLAR EDGE | SE6000H-US000N-NC2 | Inverters | 6000 |  | 1 |  |  | 0.992 |  | Outdoor | Wall mounted adjacent to Utility Meter and Disconnect
Solar Registration Program | NJSRRE1540822551 | Toms River | 8757 | 18 | 8.68 | Residential | Yes | Behind the Meter | Suntuity Solar LLC | JCP&L | Accepted | 2019-04-05 | 2019-04-09 | 2020-04-09 | Yingli Green Energy | YL310D-30b | Solar Panels |  | 0.31 | 15 | 106 | 37 |  | Fixed | Roof
Solar Registration Program | NJSRRE1540822551 | Toms River | 8757 | 18 | 8.68 | Residential | Yes | Behind the Meter | Suntuity Solar LLC | JCP&L | Accepted | 2019-04-05 | 2019-04-09 | 2020-04-09 | Yingli Green Energy | YL310D-30b | Solar Panels |  | 0.31 | 2 | 196 | 23 |  | Fixed | Roof
Solar Registration Program | NJSRRE1540822551 | Toms River | 8757 | 18 | 8.68 | Residential | Yes | Behind the Meter | Suntuity Solar LLC | JCP&L | Accepted | 2019-04-05 | 2019-04-09 | 2020-04-09 | Yingli Green Energy | YL310D-30b | Solar Panels |  | 0.31 | 11 | 286 | 37 |  | Fixed | Roof
Solar Registration Program | NJSRRE1540822551 | Toms River | 8757 | 18 | 8.68 | Residential | Yes | Behind the Meter | Suntuity Solar LLC | JCP&L | Accepted | 2019-04-05 | 2019-04-09 | 2020-04-09 | Enphase Energy | IQ7-60-2-US | Inverters | 240 |  | 28 |  |  | 0.97 |  | Outside | Behind the PV modules
Solar Registration Program | NJSRRE1541025217 | Monroeville | 8343 | 16 | 8.68 | Residential | Yes | Behind the Meter | Suntuity Solar LLC | AC Electric | Accepted | 2019-05-20 | 2019-05-22 | 2020-05-22 | Yingli Green Energy | YL310D-30b | Solar Panels |  | 0.31 | 18 | 193 | 45 |  | Fixed | Roof
Solar Registration Program | NJSRRE1541025217 | Monroeville | 8343 | 16 | 8.68 | Residential | Yes | Behind the Meter | Suntuity Solar LLC | AC Electric | Accepted | 2019-05-20 | 2019-05-22 | 2020-05-22 | Yingli Green Energy | YL310D-30b | Solar Panels |  | 0.31 | 10 | 109 | 46 |  | Fixed | Roof
Solar Registration Program | NJSRRE1541025217 | Monroeville | 8343 | 16 | 8.68 | Residential | Yes | Behind the Meter | Suntuity Solar LLC | AC Electric | Accepted | 2019-05-20 | 2019-05-22 | 2020-05-22 | Enphase Energy | IQ7-60-2-US | Inverters | 240 |  | 28 |  |  | 0.97 |  | Outdoor | Behind the PV Modules
Solar Registration Program | NJSRRE1541025220 | Lindenwold | 8021 | 14 | 8.68 | Residential | No | Behind the Meter | Suntuity Solar LLC | AC Electric | Accepted | 2019-05-20 | 2019-05-22 | 2020-05-22 | Yingli Green Energy | YL310D-30b | Solar Panels |  | 0.31 | 16 | 124 | 40 |  | Fixed | Roof
Solar Registration Program | NJSRRE1541025220 | Lindenwold | 8021 | 14 | 8.68 | Residential | No | Behind the Meter | Suntuity Solar LLC | AC Electric | Accepted | 2019-05-20 | 2019-05-22 | 2020-05-22 | Yingli Green Energy | YL310D-30b | Solar Panels |  | 0.31 | 5 | 214 | 41 |  | Fixed | Roof
Solar Registration Program | NJSRRE1541025220 | Lindenwold | 8021 | 14 | 8.68 | Residential | No | Behind the Meter | Suntuity Solar LLC | AC Electric | Accepted | 2019-05-20 | 2019-05-22 | 2020-05-22 | Yingli Green Energy | YL310D-30b | Solar Panels |  | 0.31 | 7 | 304 | 37 |  | Fixed | Roof
Solar Registration Program | NJSRRE1541025220 | Lindenwold | 8021 | 14 | 8.68 | Residential | No | Behind the Meter | Suntuity Solar LLC | AC Electric | Accepted | 2019-05-20 | 2019-05-22 | 2020-05-22 | Enphase Energy | IQ7-60-2-US | Inverters | 240 |  | 28 |  |  | 0.97 |  | Outdoor | Behind the PV Modules
Solar Registration Program | NJSRRE1541031663 | Beachwood | 8722 | 18 | 8.68 | Residential | Yes | Behind the Meter | Suntuity Solar LLC | JCP&L | Accepted | 2019-05-22 | 2019-05-28 | 2020-05-28 | Yingli Green Energy | YL310D-30b | Solar Panels |  | 0.31 | 22 | 125 | 21 |  | Fixed | Roof
Solar Registration Program | NJSRRE1541031663 | Beachwood | 8722 | 18 | 8.68 | Residential | Yes | Behind the Meter | Suntuity Solar LLC | JCP&L | Accepted | 2019-05-22 | 2019-05-28 | 2020-05-28 | Yingli Green Energy | YL310D-30b | Solar Panels |  | 0.31 | 6 | 305 | 21 |  | Fixed | Roof
Solar Registration Program | NJSRRE1541031663 | Beachwood | 8722 | 18 | 8.68 | Residential | Yes | Behind the Meter | Suntuity Solar LLC | JCP&L | Accepted | 2019-05-22 | 2019-05-28 | 2020-05-28 | Enphase Energy | IQ7-60-2-US | Inverters | 240 |  | 28 |  |  | 0.97 |  | Outdoor | Behind the PV Modules
Solar Registration Program | NJSRRE1541041030 | Willingboro | 8046 | 13 | 8.68 | Residential | Yes | Behind the Meter | Suntuity Solar LLC | PSE&G | Accepted | 2019-05-24 | 2019-05-29 | 2020-05-29 | Yingli Green Energy | YL310D-30b | Solar Panels |  | 0.31 | 7 | 108 | 19 |  | Fixed | Roof
Solar Registration Program | NJSRRE1541041030 | Willingboro | 8046 | 13 | 8.68 | Residential | Yes | Behind the Meter | Suntuity Solar LLC | PSE&G | Accepted | 2019-05-24 | 2019-05-29 | 2020-05-29 | Yingli Green Energy | YL310D-30b | Solar Panels |  | 0.31 | 21 | 198 | 19 |  | Fixed | Roof
Solar Registration Program | NJSRRE1541041030 | Willingboro | 8046 | 13 | 8.68 | Residential | Yes | Behind the Meter | Suntuity Solar LLC | PSE&G | Accepted | 2019-05-24 | 2019-05-29 | 2020-05-29 | Enphase Energy | IQ7-60-2-US | Inverters | 240 |  | 28 |  |  | 0.97 |  | Outdoor | Behind the PV Modules
Solar Registration Program | NJSRRE1541131286 | Scotch Plains | 7076 | 10 | 8.68 | Residential | Yes | Behind the Meter | Suntuity Solar LLC | PSE&G | Accepted | 2019-06-11 | 2019-06-13 | 2020-06-13 | Yingli Green Energy | YL310D-30b | Solar Panels |  | 0.31 | 11 | 219 | 41 |  | Fixed | Roof
Solar Registration Program | NJSRRE1541131286 | Scotch Plains | 7076 | 10 | 8.68 | Residential | Yes | Behind the Meter | Suntuity Solar LLC | PSE&G | Accepted | 2019-06-11 | 2019-06-13 | 2020-06-13 | Yingli Green Energy | YL310D-30b | Solar Panels |  | 0.31 | 17 | 39 | 13 |  | Fixed | Roof
Solar Registration Program | NJSRRE1541131286 | Scotch Plains | 7076 | 10 | 8.68 | Residential | Yes | Behind the Meter | Suntuity Solar LLC | PSE&G | Accepted | 2019-06-11 | 2019-06-13 | 2020-06-13 | Enphase Energy | IQ7-60-2-US | Inverters | 240 |  | 28 |  |  | 0.97 |  | Outdoor | Behind the PV Modules
Solar Registration Program | NJSRRE1541453313 | Linden | 7036 | 10 | 8.68 | Residential | Yes | Behind the Meter | Suntuity Solar LLC | PSE&G | Accepted | 2019-06-24 | 2019-06-26 | 2020-06-26 | Yingli Green Energy | YL310D-30b | Solar Panels |  | 0.31 | 8 | 128 | 25 |  | Fixed | Roof
Solar Registration Program | NJSRRE1541453313 | Linden | 7036 | 10 | 8.68 | Residential | Yes | Behind the Meter | Suntuity Solar LLC | PSE&G | Accepted | 2019-06-24 | 2019-06-26 | 2020-06-26 | Yingli Green Energy | YL310D-30b | Solar Panels |  | 0.31 | 3 | 38 | 40 |  | Fixed | Roof
Solar Registration Program | NJSRRE1541453313 | Linden | 7036 | 10 | 8.68 | Residential | Yes | Behind the Meter | Suntuity Solar LLC | PSE&G | Accepted | 2019-06-24 | 2019-06-26 | 2020-06-26 | Yingli Green Energy | YL310D-30b | Solar Panels |  | 0.31 | 5 | 218 | 18 |  | Fixed | Roof
Solar Registration Program | NJSRRE1541453313 | Linden | 7036 | 10 | 8.68 | Residential | Yes | Behind the Meter | Suntuity Solar LLC | PSE&G | Accepted | 2019-06-24 | 2019-06-26 | 2020-06-26 | Yingli Green Energy | YL310D-30b | Solar Panels |  | 0.31 | 12 | 218 | 40 |  | Fixed | Roof
Solar Registration Program | NJSRRE1541453313 | Linden | 7036 | 10 | 8.68 | Residential | Yes | Behind the Meter | Suntuity Solar LLC | PSE&G | Accepted | 2019-06-24 | 2019-06-26 | 2020-06-26 | Enphase Energy | IQ7-60-2-US | Inverters | 240 |  | 28 |  |  | 0.97 |  | Outdoor | Behind the PV Modules
Solar Registration Program | NJSRRE1541514264 | Brick Township | 8724 | 18 | 8.68 | Residential | Yes | Behind the Meter | Suntuity Solar LLC | JCP&L | Accepted | 2019-07-01 | 2019-07-05 | 2020-07-05 | Yingli Green Energy | YL310D-30b | Solar Panels |  | 0.31 | 4 | 302 | 23 |  | Fixed | Roof
Solar Registration Program | NJSRRE1541514264 | Brick Township | 8724 | 18 | 8.68 | Residential | Yes | Behind the Meter | Suntuity Solar LLC | JCP&L | Accepted | 2019-07-01 | 2019-07-05 | 2020-07-05 | Yingli Green Energy | YL310D-30b | Solar Panels |  | 0.31 | 24 | 122 | 23 |  | Fixed | Roof
Solar Registration Program | NJSRRE1541514264 | Brick Township | 8724 | 18 | 8.68 | Residential | Yes | Behind the Meter | Suntuity Solar LLC | JCP&L | Accepted | 2019-07-01 | 2019-07-05 | 2020-07-05 | Enphase Energy | IQ7-60-2-US | Inverters | 240 |  | 28 |  |  | 0.97 |  | Outdoor | Behind the PV Modules
Solar Registration Program | NJSRRE1541717284 | Dorothy | 8317 | 19 | 8.68 | Residential | No | Behind the Meter | Suntuity Solar LLC | AC Electric | Accepted | 2019-07-30 | 2019-08-02 | 2020-08-02 | Yingli Green Energy | YL310D-30b | Solar Panels |  | 0.31 | 16 | 252 | 15 |  | Fixed | Roof
Solar Registration Program | NJSRRE1541717284 | Dorothy | 8317 | 19 | 8.68 | Residential | No | Behind the Meter | Suntuity Solar LLC | AC Electric | Accepted | 2019-07-30 | 2019-08-02 | 2020-08-02 | Yingli Green Energy | YL310D-30b | Solar Panels |  | 0.31 | 12 | 252 | 10 |  | Fixed | Roof
Solar Registration Program | NJSRRE1541717284 | Dorothy | 8317 | 19 | 8.68 | Residential | No | Behind the Meter | Suntuity Solar LLC | AC Electric | Accepted | 2019-07-30 | 2019-08-02 | 2020-08-02 | Enphase Energy | IQ7-60-2-US | Inverters | 240 |  | 28 |  |  | 0.97 |  | Outdoor | Behind the PV Modules
Solar Registration Program | NJSRRE1541721761 | Rutherford | 7070 | 7 | 8.68 | Residential | Yes | Behind the Meter | Suntuity Solar LLC | PSE&G | Accepted | 2019-07-31 | 2019-08-05 | 2020-08-05 | Yingli Green Energy | YL310D-30b | Solar Panels |  | 0.31 | 12 | 125 | 47 |  | Fixed | Roof
Solar Registration Program | NJSRRE1541721761 | Rutherford | 7070 | 7 | 8.68 | Residential | Yes | Behind the Meter | Suntuity Solar LLC | PSE&G | Accepted | 2019-07-31 | 2019-08-05 | 2020-08-05 | Yingli Green Energy | YL310D-30b | Solar Panels |  | 0.31 | 3 | 215 | 47 |  | Fixed | Roof
Solar Registration Program | NJSRRE1541721761 | Rutherford | 7070 | 7 | 8.68 | Residential | Yes | Behind the Meter | Suntuity Solar LLC | PSE&G | Accepted | 2019-07-31 | 2019-08-05 | 2020-08-05 | Yingli Green Energy | YL310D-30b | Solar Panels |  | 0.31 | 5 | 216 | 20 |  | Fixed | Roof
Solar Registration Program | NJSRRE1541721761 | Rutherford | 7070 | 7 | 8.68 | Residential | Yes | Behind the Meter | Suntuity Solar LLC | PSE&G | Accepted | 2019-07-31 | 2019-08-05 | 2020-08-05 | Yingli Green Energy | YL310D-30b | Solar Panels |  | 0.31 | 8 | 36 | 20 |  | Fixed | Roof
Solar Registration Program | NJSRRE1541721761 | Rutherford | 7070 | 7 | 8.68 | Residential | Yes | Behind the Meter | Suntuity Solar LLC | PSE&G | Accepted | 2019-07-31 | 2019-08-05 | 2020-08-05 | Enphase Energy | IQ7-60-2-US | Inverters | 240 |  | 28 |  |  | 0.97 |  | Outdoor | Behind the PV Modules
Solar Registration Program | NJSRRE1541798204 | Galloway | 8205 | 19 | 8.68 | Residential | No | Behind the Meter | Suntuity Solar LLC | AC Electric | Accepted | 2019-08-07 | 2019-08-12 | 2020-08-12 | Yingli Green Energy | YL310D-30b | Solar Panels |  | 0.31 | 28 | 88 | 25 |  | Fixed | Roof
Solar Registration Program | NJSRRE1541798204 | Galloway | 8205 | 19 | 8.68 | Residential | No | Behind the Meter | Suntuity Solar LLC | AC Electric | Accepted | 2019-08-07 | 2019-08-12 | 2020-08-12 | Enphase Energy | IQ7-60-2-US | Inverters | 240 |  | 28 |  |  | 0.97 |  | Outdoor | Behind the PV Modules
Solar Registration Program | NJSRRE1541804107 | Cherry Hill | 8002 | 14 | 8.68 | Residential | Yes | Behind the Meter | Suntuity Solar LLC | PSE&G | Accepted | 2019-08-08 | 2019-08-23 | 2020-08-23 | Yingli Solar | YL310D-30b | Solar Panels |  | 0.31 | 28 | 266 | 22 |  | Fixed | Roof
Solar Registration Program | NJSRRE1541804107 | Cherry Hill | 8002 | 14 | 8.68 | Residential | Yes | Behind the Meter | Suntuity Solar LLC | PSE&G | Accepted | 2019-08-08 | 2019-08-23 | 2020-08-23 | Enphase Energy | IQ7-60-2-US | Inverters | 240 |  | 28 |  |  | 0.97 |  | Outdoor | Behind the PV modules
Solar Registration Program | NJSRRE1541861740 | Williamstown | 8094 | 15 | 8.68 | Residential | Yes | Behind the Meter | Suntuity Solar LLC | AC Electric | Accepted | 2019-08-20 | 2019-08-23 | 2020-08-23 | Yingli Green Energy | YL310D-30b | Solar Panels |  | 0.31 | 22 | 212 | 34 |  | Fixed | Roof
Solar Registration Program | NJSRRE1541861740 | Williamstown | 8094 | 15 | 8.68 | Residential | Yes | Behind the Meter | Suntuity Solar LLC | AC Electric | Accepted | 2019-08-20 | 2019-08-23 | 2020-08-23 | Yingli Green Energy | YL310D-30b | Solar Panels |  | 0.31 | 6 | 212 | 34 |  | Fixed | Roof
Solar Registration Program | NJSRRE1541861740 | Williamstown | 8094 | 15 | 8.68 | Residential | Yes | Behind the Meter | Suntuity Solar LLC | AC Electric | Accepted | 2019-08-20 | 2019-08-23 | 2020-08-23 | Enphase Energy | IQ7-60-2-US | Inverters | 240 |  | 28 |  |  | 0.97 |  | Outdoor | Behind the PV Modules
Solar Registration Program | NJSRRE1541945486 | Plainfield | 7063 | 10 | 8.68 | Residential | No | Behind the Meter | Suntuity Solar LLC | PSE&G | Accepted | 2019-08-30 | 2019-09-04 | 2020-09-04 | Yingli Green Energy | YL310D-30b | Solar Panels |  | 0.31 | 15 | 219 | 28 |  | Fixed | Roof
Solar Registration Program | NJSRRE1541945486 | Plainfield | 7063 | 10 | 8.68 | Residential | No | Behind the Meter | Suntuity Solar LLC | PSE&G | Accepted | 2019-08-30 | 2019-09-04 | 2020-09-04 | Yingli Green Energy | YL310D-30b | Solar Panels |  | 0.31 | 13 | 129 | 28 |  | Fixed | Roof
Solar Registration Program | NJSRRE1541945486 | Plainfield | 7063 | 10 | 8.68 | Residential | No | Behind the Meter | Suntuity Solar LLC | PSE&G | Accepted | 2019-08-30 | 2019-09-04 | 2020-09-04 | Enphase Energy | IQ7-60-2-US | Inverters | 240 |  | 28 |  |  | 0.97 |  | Outdoor | Behind the PV Modules
Solar Registration Program | NJSRRE1542393779 | Eastampton | 8060 | 13 | 8.68 | Residential | Yes | Behind the Meter | All Season Solar | PSE&G | Accepted | 2019-09-12 | 2019-09-16 | 2020-09-16 | Trina | TSM DD05A 05 II 310W AUG 2019 | Solar Panels |  | 0.31 | 8 | 77 | 18 |  | Fixed | Roof
Solar Registration Program | NJSRRE1542393779 | Eastampton | 8060 | 13 | 8.68 | Residential | Yes | Behind the Meter | All Season Solar | PSE&G | Accepted | 2019-09-12 | 2019-09-16 | 2020-09-16 | Trina | TSM DD05A 05 II 310W AUG 2019 | Solar Panels |  | 0.31 | 20 | 257 | 18 |  | Fixed | Roof
Solar Registration Program | NJSRRE1542393779 | Eastampton | 8060 | 13 | 8.68 | Residential | Yes | Behind the Meter | All Season Solar | PSE&G | Accepted | 2019-09-12 | 2019-09-16 | 2020-09-16 | Enphase | IQ7 | Inverters | 240 |  | 28 |  |  | 0.97 |  | Outdoor | Under Module
Solar Registration Program | NJSRRE1542438464 | Bordentown Twp | 8505 | 13 | 8.68 | Residential | No | Behind the Meter | 1st Light Energy Inc | PSE&G | Accepted | 2019-09-25 | 2019-09-27 | 2020-09-27 | Longi | LR6-60HPB-310M | Solar Panels |  | 0.31 | 28 | 129 | 34 |  | Fixed | Roof
Solar Registration Program | NJSRRE1542438464 | Bordentown Twp | 8505 | 13 | 8.68 | Residential | No | Behind the Meter | 1st Light Energy Inc | PSE&G | Accepted | 2019-09-25 | 2019-09-27 | 2020-09-27 | SMA | SB 7.7-US (240V) | Inverters | 7700 |  | 1 |  |  | 0.98 |  | Outside | within 10 feet of meter
Solar Registration Program | NJSRRE1542443716 | Teaneck | 7666 | 7 | 8.68 | Residential | No | Behind the Meter | Palmetto Solar LLC | PSE&G | Accepted | 2019-09-26 | 2019-09-30 | 2020-09-30 | Hanwha | 310W All Black Module | Solar Panels |  | 0.31 | 28 | 180 | 25 |  | Fixed | Roof
Solar Registration Program | NJSRRE1542443716 | Teaneck | 7666 | 7 | 8.68 | Residential | No | Behind the Meter | Palmetto Solar LLC | PSE&G | Accepted | 2019-09-26 | 2019-09-30 | 2020-09-30 | SolarEdge Technologies | SE7600H-US | Inverters | 7600 |  | 1 |  |  | 0.99 |  | Outside | side of the house
Solar Registration Program | NJSRRE1542469205 | Egg Harbor Township | 8234 | 19 | 8.68 | Residential | Yes | Behind the Meter | All Season Solar | AC Electric | Accepted | 2019-10-01 | 2019-10-03 | 2020-10-03 | Trina | TSM DD05H 05 II 310W AUG 2019 | Solar Panels |  | 0.31 | 2 | 201 | 34 |  | Fixed | Roof
Solar Registration Program | NJSRRE1542469205 | Egg Harbor Township | 8234 | 19 | 8.68 | Residential | Yes | Behind the Meter | All Season Solar | AC Electric | Accepted | 2019-10-01 | 2019-10-03 | 2020-10-03 | Trina | TSM DD05H 05 II 310W AUG 2019 | Solar Panels |  | 0.31 | 2 | 201 | 34 |  | Fixed | Roof
Solar Registration Program | NJSRRE1542469205 | Egg Harbor Township | 8234 | 19 | 8.68 | Residential | Yes | Behind the Meter | All Season Solar | AC Electric | Accepted | 2019-10-01 | 2019-10-03 | 2020-10-03 | Trina | TSM DD05H 05 II 310W AUG 2019 | Solar Panels |  | 0.31 | 15 | 201 | 34 |  | Fixed | Roof
Solar Registration Program | NJSRRE1542469205 | Egg Harbor Township | 8234 | 19 | 8.68 | Residential | Yes | Behind the Meter | All Season Solar | AC Electric | Accepted | 2019-10-01 | 2019-10-03 | 2020-10-03 | Trina | TSM DD05H 05 II 310W AUG 2019 | Solar Panels |  | 0.31 | 9 | 111 | 45 |  | Fixed | Roof
Solar Registration Program | NJSRRE1542469205 | Egg Harbor Township | 8234 | 19 | 8.68 | Residential | Yes | Behind the Meter | All Season Solar | AC Electric | Accepted | 2019-10-01 | 2019-10-03 | 2020-10-03 | Enphase | IQ7 | Inverters | 240 |  | 28 |  |  | 0.97 |  | Outdoor | Under Module
Solar Registration Program | NJSRRE1542490852 | Egg Harbor Township | 8234 | 19 | 8.68 | Residential | Yes | Behind the Meter | Acos Energy, LLC | AC Electric | Accepted | 2019-10-02 | 2019-10-04 | 2020-10-04 | Trina | TSM DD05H 05 II 310W | Solar Panels |  | 0.31 | 28 | 188 | 31 |  | Fixed | Roof
Solar Registration Program | NJSRRE1542490852 | Egg Harbor Township | 8234 | 19 | 8.68 | Residential | Yes | Behind the Meter | Acos Energy, LLC | AC Electric | Accepted | 2019-10-02 | 2019-10-04 | 2020-10-04 | En[hase | IQ7 | Inverters | 0.24 |  | 28 |  |  | 0.97 |  | Other | roof
Solar Registration Program | NJSRRE1542497181 | Jackson | 8527 | 18 | 8.68 | Residential | No | Behind the Meter | Powerlutions | JCP&L | Final As-Built Received | 2019-10-02 | 2019-10-04 | 2020-10-04 | Trina | TSM-310 DD05A | Solar Panels |  | 0.31 | 3 | 130 | 22 |  | Fixed | Roof
Solar Registration Program | NJSRRE1542497181 | Jackson | 8527 | 18 | 8.68 | Residential | No | Behind the Meter | Powerlutions | JCP&L | Final As-Built Received | 2019-10-02 | 2019-10-04 | 2020-10-04 | Trina | TSM-310 DD05A | Solar Panels |  | 0.31 | 20 | 131 | 22 |  | Fixed | Roof
Solar Registration Program | NJSRRE1542497181 | Jackson | 8527 | 18 | 8.68 | Residential | No | Behind the Meter | Powerlutions | JCP&L | Final As-Built Received | 2019-10-02 | 2019-10-04 | 2020-10-04 | Trina | TSM-310 DD05A | Solar Panels |  | 0.31 | 5 | 220 | 21 |  | Fixed | Roof
Solar Registration Program | NJSRRE1542497181 | Jackson | 8527 | 18 | 8.68 | Residential | No | Behind the Meter | Powerlutions | JCP&L | Final As-Built Received | 2019-10-02 | 2019-10-04 | 2020-10-04 | Solar Edge | SE6000H-US | Inverters | 6 |  | 1 |  |  | 0.99 |  | Outdoor | Near Meter
Solar Registration Program | NJSRRE1542498306 | Englishtown | 7726 | 17 | 8.68 | Residential | No | Behind the Meter | Skyline Solar LLC | JCP&L | Accepted | 2019-10-02 | 2019-10-04 | 2020-10-04 | Trina | TSM-310 | Solar Panels |  | 0.31 | 28 | 186 | 22 |  | Fixed | Roof
Solar Registration Program | NJSRRE1542498306 | Englishtown | 7726 | 17 | 8.68 | Residential | No | Behind the Meter | Skyline Solar LLC | JCP&L | Accepted | 2019-10-02 | 2019-10-04 | 2020-10-04 | Solaredge | SE6000H-US RGM | Inverters | 6000 |  | 1 |  |  | 0.99 |  | Outdoor | by meter
Solar Registration Program | NJSRRE1542507784 | Jackson | 8527 | 18 | 8.68 | Residential | No | Behind the Meter | Skyline Solar LLC | JCP&L | Final As-Built Received | 2019-10-04 | 2019-10-09 | 2020-10-09 | Trina | 310s | Solar Panels |  | 0.31 | 28 | 140 | 18 |  | Fixed | Roof
Solar Registration Program | NJSRRE1542507784 | Jackson | 8527 | 18 | 8.68 | Residential | No | Behind the Meter | Skyline Solar LLC | JCP&L | Final As-Built Received | 2019-10-04 | 2019-10-09 | 2020-10-09 | Solaredge | SE7600H-US RGM | Inverters | 7600 |  | 1 |  |  | 0.99 |  | Outdoor | by meter
Solar Registration Program | NJSRRE1542507784 | Jackson | 8527 | 18 | 8.68 | Residential | No | Behind the Meter | Skyline Solar LLC | JCP&L | Final As-Built Received | 2019-10-04 | 2019-10-09 | 2020-10-09 | Solaredge | SE -RGMTR-1D-240C-A | Meters |  |  | 1 |  |  |  | Yes
Solar Registration Program | NJSRRE1542515575 | Hammonton | 8037 | 19 | 8.68 | Residential | Yes | Behind the Meter | All Season Solar | AC Electric | Accepted | 2019-10-08 | 2019-10-10 | 2020-10-10 | Trina | TSM DD05A.05II 310W AUG 2019 | Solar Panels |  | 0.31 | 15 | 222 | 23 |  | Fixed | Roof
Solar Registration Program | NJSRRE1542515575 | Hammonton | 8037 | 19 | 8.68 | Residential | Yes | Behind the Meter | All Season Solar | AC Electric | Accepted | 2019-10-08 | 2019-10-10 | 2020-10-10 | Trina | TSM DD05A.05II 310W AUG 2019 | Solar Panels |  | 0.31 | 4 | 132 | 23 |  | Fixed | Roof
Solar Registration Program | NJSRRE1542515575 | Hammonton | 8037 | 19 | 8.68 | Residential | Yes | Behind the Meter | All Season Solar | AC Electric | Accepted | 2019-10-08 | 2019-10-10 | 2020-10-10 | Trina | TSM DD05A.05II 310W AUG 2019 | Solar Panels |  | 0.31 | 9 | 222 | 23 |  | Fixed | Roof
Solar Registration Program | NJSRRE1542515575 | Hammonton | 8037 | 19 | 8.68 | Residential | Yes | Behind the Meter | All Season Solar | AC Electric | Accepted | 2019-10-08 | 2019-10-10 | 2020-10-10 | Enphase | IQ7 | Inverters | 240 |  | 28 |  |  | 0.97 |  | Outdoor | Under Module
Solar Registration Program | NJSRRE1542515707 | Woodbine | 8270 | 21 | 8.68 | Residential | Yes | Behind the Meter | All Season Solar | AC Electric | Accepted | 2019-10-08 | 2019-10-10 | 2020-10-10 | Trina | TSM DD05H.05II 310W AUG 2019 | Solar Panels |  | 0.31 | 18 | 117 | 18 |  | Fixed | Roof
Solar Registration Program | NJSRRE1542515707 | Woodbine | 8270 | 21 | 8.68 | Residential | Yes | Behind the Meter | All Season Solar | AC Electric | Accepted | 2019-10-08 | 2019-10-10 | 2020-10-10 | Trina | TSM DD05H.05II 310W AUG 2019 | Solar Panels |  | 0.31 | 10 | 207 | 18 |  | Fixed | Roof
Solar Registration Program | NJSRRE1542515707 | Woodbine | 8270 | 21 | 8.68 | Residential | Yes | Behind the Meter | All Season Solar | AC Electric | Accepted | 2019-10-08 | 2019-10-10 | 2020-10-10 | Enphase | IQ7 | Inverters | 240 |  | 28 |  |  | 0.97 |  | Outdoor | Under Module
Solar Registration Program | NJSRRE1542525251 | Cape May Court House | 8210 | 21 | 8.68 | Residential | Yes | Behind the Meter | All Season Solar | AC Electric | Accepted | 2019-10-10 | 2019-10-14 | 2020-10-14 | Trina | TSM DD05H.05II 310W AUG 2019 | Solar Panels |  | 0.31 | 4 | 5 | 26 |  | Fixed | Roof
Solar Registration Program | NJSRRE1542525251 | Cape May Court House | 8210 | 21 | 8.68 | Residential | Yes | Behind the Meter | All Season Solar | AC Electric | Accepted | 2019-10-10 | 2019-10-14 | 2020-10-14 | Trina | TSM DD05H.05II 310W AUG 2019 | Solar Panels |  | 0.31 | 18 | 185 | 22 |  | Fixed | Roof
Solar Registration Program | NJSRRE1542525251 | Cape May Court House | 8210 | 21 | 8.68 | Residential | Yes | Behind the Meter | All Season Solar | AC Electric | Accepted | 2019-10-10 | 2019-10-14 | 2020-10-14 | Trina | TSM DD05H.05II 310W AUG 2019 | Solar Panels |  | 0.31 | 6 | 95 | 22 |  | Fixed | Roof
Solar Registration Program | NJSRRE1542525251 | Cape May Court House | 8210 | 21 | 8.68 | Residential | Yes | Behind the Meter | All Season Solar | AC Electric | Accepted | 2019-10-10 | 2019-10-14 | 2020-10-14 | Enphase | IQ7 | Inverters | 240 |  | 28 |  |  | 0.97 |  | Outdoor | Under Module
Solar Registration Program | NJSRRE1542541983 | Hillsborough | 8844 | 5 | 8.68 | Residential | No | Behind the Meter | Greentech Solar USA LLC | PSE&G | Accepted | 2019-10-14 | 2019-10-17 | 2020-10-17 | Trina | TSM-DD5A310M | Solar Panels |  | 0.31 | 28 | 150 | 45 |  | Fixed | Roof
Solar Registration Program | NJSRRE1542541983 | Hillsborough | 8844 | 5 | 8.68 | Residential | No | Behind the Meter | Greentech Solar USA LLC | PSE&G | Accepted | 2019-10-14 | 2019-10-17 | 2020-10-17 | Growatt | 7000MTLP-US | Inverters | 7000 |  | 1 |  |  | 0.96 |  | Indoor | Basement Wall
Solar Registration Program | NJSRRE1542575761 | Sewell | 8080 | 15 | 8.68 | Residential | No | Behind the Meter | Orbit Energy & Power, LLC | AC Electric | Accepted | 2019-10-22 | 2019-10-24 | 2020-10-24 | axitec | axitec 310 | Solar Panels |  | 0.31 | 16 | 114 | 30 |  | Fixed | Roof
Solar Registration Program | NJSRRE1542575761 | Sewell | 8080 | 15 | 8.68 | Residential | No | Behind the Meter | Orbit Energy & Power, LLC | AC Electric | Accepted | 2019-10-22 | 2019-10-24 | 2020-10-24 | trina | tsm 310 | Solar Panels |  | 0.31 | 12 | 114 | 30 |  | Fixed | Roof
Solar Registration Program | NJSRRE1542575761 | Sewell | 8080 | 15 | 8.68 | Residential | No | Behind the Meter | Orbit Energy & Power, LLC | AC Electric | Accepted | 2019-10-22 | 2019-10-24 | 2020-10-24 | enphase | iq7 | Inverters | 240 |  | 28 |  |  | 0.986 |  | Outside | panel
Solar Registration Program | NJSRRE1542576134 | Bridgeton | 8302 | 20 | 8.68 | Residential | No | Behind the Meter | Bright Planet Solar | AC Electric | Accepted | 2019-10-30 | 2019-10-30 | 2020-10-30 | LONGI | LR6-60PB-310M | Solar Panels |  | 0.31 | 28 | 170 | 34 |  | Fixed | Roof
Solar Registration Program | NJSRRE1542576134 | Bridgeton | 8302 | 20 | 8.68 | Residential | No | Behind the Meter | Bright Planet Solar | AC Electric | Accepted | 2019-10-30 | 2019-10-30 | 2020-10-30 | Solar Edge | SE7600H-USRGM | Inverters | 7600 |  | 1 |  |  | 0.98 |  | Outdoor | Next to meter
Solar Registration Program | NJSRRE1542579277 | Long Branch | 7740 | 17 | 8.68 | Residential | No | Behind the Meter | Integrity Solar Solutions | JCP&L | Accepted | 2019-10-23 | 2019-10-25 | 2020-10-25 | JINKO | JKM310PP | Solar Panels |  | 0.31 | 28 | Potrait | 35 |  | Fixed | Roof
Solar Registration Program | NJSRRE1542579277 | Long Branch | 7740 | 17 | 8.68 | Residential | No | Behind the Meter | Integrity Solar Solutions | JCP&L | Accepted | 2019-10-23 | 2019-10-25 | 2020-10-25 | SolarEdge | SE6000H-US | Inverters | 6000 |  | 1 |  |  | 0.98 |  | Outside | Next to existing meter and disconnect
Solar Registration Program | NJSRRE1542684297 | Salem | 8079 | 16 | 8.68 | Residential | Yes | Behind the Meter | Orbit Energy & Power, LLC | AC Electric | Accepted | 2019-10-28 | 2019-10-30 | 2020-10-30 | trina | tsm 310 | Solar Panels |  | 0.31 | 28 | 180 | 27 |  | Fixed | Ground
Solar Registration Program | NJSRRE1542684297 | Salem | 8079 | 16 | 8.68 | Residential | Yes | Behind the Meter | Orbit Energy & Power, LLC | AC Electric | Accepted | 2019-10-28 | 2019-10-30 | 2020-10-30 | enphase | iq7 | Inverters | 240 |  | 28 |  |  | 0.986 |  | Outside | panel
Solar Registration Program | NJSRRE1542685071 | Lafayette | 7848 | 1 | 8.68 | Residential | No | Behind the Meter | 1st Light Energy Inc | JCP&L | Accepted | 2019-10-28 | 2019-10-30 | 2020-10-30 | Longi | LR6-60HPB-310M | Solar Panels |  | 0.31 | 8 | 123 | 34 |  | Fixed | Roof
Solar Registration Program | NJSRRE1542685071 | Lafayette | 7848 | 1 | 8.68 | Residential | No | Behind the Meter | 1st Light Energy Inc | JCP&L | Accepted | 2019-10-28 | 2019-10-30 | 2020-10-30 | Longi | LR6-60HPB-310M | Solar Panels |  | 0.31 | 5 | 123 | 34 |  | Fixed | Roof
Solar Registration Program | NJSRRE1542685071 | Lafayette | 7848 | 1 | 8.68 | Residential | No | Behind the Meter | 1st Light Energy Inc | JCP&L | Accepted | 2019-10-28 | 2019-10-30 | 2020-10-30 | Longi | LR6-60HPB-310M | Solar Panels |  | 0.31 | 15 | 303 | 34 |  | Fixed | Roof
Solar Registration Program | NJSRRE1542685071 | Lafayette | 7848 | 1 | 8.68 | Residential | No | Behind the Meter | 1st Light Energy Inc | JCP&L | Accepted | 2019-10-28 | 2019-10-30 | 2020-10-30 | SMA | SB 7.0-1SP-US-41 (240V) | Inverters | 7000 |  | 1 |  |  | 0.97 |  | Outside | within 10 feet of meter
Solar Registration Program | NJSRRE1542687620 | Ocean City | 8226 | 21 | 8.68 | Residential | No | Behind the Meter | Azimuth Renewable Energy | AC Electric | Accepted | 2019-10-29 | 2019-11-13 | 2020-11-13 | Trina | TSM 310 | Solar Panels |  | 0.31 | 28 | Landscape | 34 |  | Fixed | Roof
Solar Registration Program | NJSRRE1542687620 | Ocean City | 8226 | 21 | 8.68 | Residential | No | Behind the Meter | Azimuth Renewable Energy | AC Electric | Accepted | 2019-10-29 | 2019-11-13 | 2020-11-13 | Enphase | IQ 7 | Inverters | 0.24 |  | 28 |  |  | 0.975 |  | Outdoor | roof
Solar Registration Program | NJSRRE1542687620 | Ocean City | 8226 | 21 | 8.68 | Residential | No | Behind the Meter | Azimuth Renewable Energy | AC Electric | Accepted | 2019-10-29 | 2019-11-13 | 2020-11-13 | Enphase | Envoy-s | Meters |  |  | 1 |  |  |  | Yes | Outdoor
Solar Registration Program | NJSRRE1542850557 | Hopewell | 8525 | 12 | 8.68 | Residential | No | Behind the Meter | Green Power Energy | PSE&G | Accepted | 2019-10-31 | 2019-11-04 | 2020-11-04 | Silfab | SLA310M | Solar Panels |  | 0.31 | 28 | 162 | 30 |  | Fixed | Roof
Solar Registration Program | NJSRRE1542850557 | Hopewell | 8525 | 12 | 8.68 | Residential | No | Behind the Meter | Green Power Energy | PSE&G | Accepted | 2019-10-31 | 2019-11-04 | 2020-11-04 | SolarEdge | SE7600H-US | Inverters | 7600 |  | 1 |  |  | 0.97 |  | Outside | Next to Meter
Solar Registration Program | NJSRRE1542937340 | Egg Harbor Township | 8234 | 19 | 8.68 | Residential | Yes | Behind the Meter | Sun Up Zero Down | AC Electric | Accepted | 2019-11-05 | 2019-11-06 | 2020-11-06 | trina | TSM-310 DD05A.05 (II) | Solar Panels |  | 0.31 | 28 | 210 | 40 |  | Fixed | Roof
Solar Registration Program | NJSRRE1542937340 | Egg Harbor Township | 8234 | 19 | 8.68 | Residential | Yes | Behind the Meter | Sun Up Zero Down | AC Electric | Accepted | 2019-11-05 | 2019-11-06 | 2020-11-06 | enphase | IQ7-60-2-US | Inverters | 310 |  | 28 |  |  | 0.976 |  | Other | outside wall
Solar Registration Program | NJSRRE1542962914 | Swedesboro | 8085 | 15 | 8.68 | Residential | Yes | Behind the Meter | All Season Solar | AC Electric | Accepted | 2019-11-05 | 2019-11-07 | 2020-11-07 | Trina | TSM DD05H.05II 310W AUG 2019 | Solar Panels |  | 0.31 | 7 | 48 | 28 |  | Fixed | Roof
Solar Registration Program | NJSRRE1542962914 | Swedesboro | 8085 | 15 | 8.68 | Residential | Yes | Behind the Meter | All Season Solar | AC Electric | Accepted | 2019-11-05 | 2019-11-07 | 2020-11-07 | Trina | TSM DD05H.05II 310W AUG 2019 | Solar Panels |  | 0.31 | 21 | 228 | 28 |  | Fixed | Roof
Solar Registration Program | NJSRRE1542962914 | Swedesboro | 8085 | 15 | 8.68 | Residential | Yes | Behind the Meter | All Season Solar | AC Electric | Accepted | 2019-11-05 | 2019-11-07 | 2020-11-07 | Enphase | IQ7 | Inverters | 240 |  | 28 |  |  | 0.97 |  | Outdoor | Under Module
Solar Registration Program | NJSRRE1543437175 | Collings Lakes | 8094 | 15 | 8.68 | Residential | Yes | Behind the Meter | All Season Solar | AC Electric | Accepted | 2019-11-22 | 2019-11-26 | 2020-11-26 | Trina | TSM DD05H.05II 310W AUG 2019 | Solar Panels |  | 0.31 | 2 | 175 | 24 |  | Fixed | Roof
Solar Registration Program | NJSRRE1543437175 | Collings Lakes | 8094 | 15 | 8.68 | Residential | Yes | Behind the Meter | All Season Solar | AC Electric | Accepted | 2019-11-22 | 2019-11-26 | 2020-11-26 | Trina | TSM DD05H.05II 310W AUG 2019 | Solar Panels |  | 0.31 | 2 | 265 | 22 |  | Fixed | Roof
Solar Registration Program | NJSRRE1543437175 | Collings Lakes | 8094 | 15 | 8.68 | Residential | Yes | Behind the Meter | All Season Solar | AC Electric | Accepted | 2019-11-22 | 2019-11-26 | 2020-11-26 | Trina | TSM DD05H.05II 310W AUG 2019 | Solar Panels |  | 0.31 | 20 | 175 | 24 |  | Fixed | Roof
Solar Registration Program | NJSRRE1543437175 | Collings Lakes | 8094 | 15 | 8.68 | Residential | Yes | Behind the Meter | All Season Solar | AC Electric | Accepted | 2019-11-22 | 2019-11-26 | 2020-11-26 | Trina | TSM DD05H.05II 310W AUG 2019 | Solar Panels |  | 0.31 | 4 | 265 | 13 |  | Fixed | Roof
Solar Registration Program | NJSRRE1543437175 | Collings Lakes | 8094 | 15 | 8.68 | Residential | Yes | Behind the Meter | All Season Solar | AC Electric | Accepted | 2019-11-22 | 2019-11-26 | 2020-11-26 | Enphase | IQ7 | Inverters | 240 |  | 28 |  |  | 0.97 |  | Outdoor | Under Module
Solar Registration Program | NJSRRE1543443472 | Evesham Township | 8053 | 13 | 8.68 | Residential | Yes | Behind the Meter | All Season Solar | PSE&G | Accepted | 2019-11-25 | 2019-11-27 | 2020-11-27 | Trina | TSM DD05H.05II 310W AUG 2019 | Solar Panels |  | 0.31 | 14 | 194 | 45 |  | Fixed | Roof
Solar Registration Program | NJSRRE1543443472 | Evesham Township | 8053 | 13 | 8.68 | Residential | Yes | Behind the Meter | All Season Solar | PSE&G | Accepted | 2019-11-25 | 2019-11-27 | 2020-11-27 | Trina | TSM DD05H.05II 310W AUG 2019 | Solar Panels |  | 0.31 | 14 | 194 | 44 |  | Fixed | Roof
Solar Registration Program | NJSRRE1543443472 | Evesham Township | 8053 | 13 | 8.68 | Residential | Yes | Behind the Meter | All Season Solar | PSE&G | Accepted | 2019-11-25 | 2019-11-27 | 2020-11-27 | Enphase | IQ7 | Inverters | 240 |  | 28 |  |  | 0.97 |  | Outdoor | Under Module
Solar Registration Program | NJSRRE1543443495 | Rio Grande | 8242 | 21 | 8.68 | Residential | Yes | Behind the Meter | All Season Solar | AC Electric | Accepted | 2019-11-25 | 2019-11-27 | 2020-11-27 | Trina | TSM DD05H.05II 310W AUG 2019 | Solar Panels |  | 0.31 | 28 | 260 | 30 |  | Fixed | Roof
Solar Registration Program | NJSRRE1543443495 | Rio Grande | 8242 | 21 | 8.68 | Residential | Yes | Behind the Meter | All Season Solar | AC Electric | Accepted | 2019-11-25 | 2019-11-27 | 2020-11-27 | Enphase | IQ7 | Inverters | 240 |  | 28 |  |  | 0.97 |  | Outdoor | Under Module
Solar Registration Program | NJSRRE1543463189 | Monroe | 8831 | 11 | 8.68 | Residential | No | Behind the Meter | US Clean Energy Construction Inc. | JCP&L | Accepted | 2019-12-02 | 2019-12-04 | 2020-12-04 | Trina | TrinaBoB310 | Solar Panels |  | 0.31 | 18 | 279 | 30 |  | Fixed | Roof
Solar Registration Program | NJSRRE1543463189 | Monroe | 8831 | 11 | 8.68 | Residential | No | Behind the Meter | US Clean Energy Construction Inc. | JCP&L | Accepted | 2019-12-02 | 2019-12-04 | 2020-12-04 | Trina | TrinaBOB310 | Solar Panels |  | 0.31 | 10 | 189 | 40 |  | Fixed | Roof
Solar Registration Program | NJSRRE1543463189 | Monroe | 8831 | 11 | 8.68 | Residential | No | Behind the Meter | US Clean Energy Construction Inc. | JCP&L | Accepted | 2019-12-02 | 2019-12-04 | 2020-12-04 | Fronius | Primo-7.6-1 | Inverters | 7600 |  | 1 |  |  | 0.98 |  | Indoor | basement
Solar Registration Program | NJSRRE1543463189 | Monroe | 8831 | 11 | 8.68 | Residential | No | Behind the Meter | US Clean Energy Construction Inc. | JCP&L | Accepted | 2019-12-02 | 2019-12-04 | 2020-12-04 | Vision Meter | 2E2A1P | Meters | 240V |  | 1 |  |  |  | Yes | Indoor
Solar Registration Program | NJSRRE1543497401 | Woodbury | 8096 | 15 | 8.68 | Residential | Yes | Behind the Meter | Orbit Energy & Power, LLC | PSE&G | Accepted | 2019-12-06 | 2019-12-10 | 2020-12-10 | TRINA SOLAR | TSM-DD05A.08(II) 310W | Solar Panels |  | 0.31 | 28 | 187 | 29 |  | Fixed | Roof
Solar Registration Program | NJSRRE1543497401 | Woodbury | 8096 | 15 | 8.68 | Residential | Yes | Behind the Meter | Orbit Energy & Power, LLC | PSE&G | Accepted | 2019-12-06 | 2019-12-10 | 2020-12-10 | ENPHASE | IQ7-60-2-US | Inverters | 0.24 |  | 28 |  |  | 0.99 |  | Outside | ROOF
Solar Registration Program | NJSRRE1543501843 | Woodbury Heights | 8097 | 15 | 8.68 | Residential | No | Behind the Meter | Powell Energy and Solar | PSE&G | Accepted | 2019-12-09 | 2019-12-11 | 2020-12-11 | Axitec | AC310M/60S | Solar Panels |  | 0.31 | 28 | 177 | 24 |  | Fixed | Roof
Solar Registration Program | NJSRRE1543501843 | Woodbury Heights | 8097 | 15 | 8.68 | Residential | No | Behind the Meter | Powell Energy and Solar | PSE&G | Accepted | 2019-12-09 | 2019-12-11 | 2020-12-11 | Solaredge | SE6000H | Inverters | 6000 |  | 1 |  |  | 0.985 |  | Outside | at Meter
Solar Registration Program | NJSRRE1543501971 | Long Branch | 7740 | 17 | 8.68 | Residential | Yes | Behind the Meter | New Jersey Clean Energy Solutions | JCP&L | Accepted | 2019-12-09 | 2019-12-11 | 2020-12-11 | Trina | TSM-DD05H.05(II) BLK | Solar Panels |  | 0.31 | 10 | 120 | 26 |  | Fixed | Roof | House
Solar Registration Program | NJSRRE1543501971 | Long Branch | 7740 | 17 | 8.68 | Residential | Yes | Behind the Meter | New Jersey Clean Energy Solutions | JCP&L | Accepted | 2019-12-09 | 2019-12-11 | 2020-12-11 | Trina | TSM-DD05H.05(II) Blk | Solar Panels |  | 0.31 | 1 | 210 | 23 |  | Fixed | Roof | House
Solar Registration Program | NJSRRE1543501971 | Long Branch | 7740 | 17 | 8.68 | Residential | Yes | Behind the Meter | New Jersey Clean Energy Solutions | JCP&L | Accepted | 2019-12-09 | 2019-12-11 | 2020-12-11 | Trina | TSM-DD05H.05(II) Blk | Solar Panels |  | 0.31 | 5 | 120 | 26 |  | Fixed | Roof | House
Solar Registration Program | NJSRRE1543501971 | Long Branch | 7740 | 17 | 8.68 | Residential | Yes | Behind the Meter | New Jersey Clean Energy Solutions | JCP&L | Accepted | 2019-12-09 | 2019-12-11 | 2020-12-11 | Trina | TSM-DD05H.05(II) BLK | Solar Panels |  | 0.31 | 5 | 210 | 26 |  | Fixed | Roof | House
Solar Registration Program | NJSRRE1543501971 | Long Branch | 7740 | 17 | 8.68 | Residential | Yes | Behind the Meter | New Jersey Clean Energy Solutions | JCP&L | Accepted | 2019-12-09 | 2019-12-11 | 2020-12-11 | Trina | TSM-DD05H.05(II) BLK | Solar Panels |  | 0.31 | 7 | 210 | 26 |  | Fixed | Roof | House
Solar Registration Program | NJSRRE1543501971 | Long Branch | 7740 | 17 | 8.68 | Residential | Yes | Behind the Meter | New Jersey Clean Energy Solutions | JCP&L | Accepted | 2019-12-09 | 2019-12-11 | 2020-12-11 | Enphase | IQ7 | Inverters | 240 |  | 28 |  |  | 0.97 |  | Outside | under panel
Solar Registration Program | NJSRRE1543532611 | Monroe Township | 8094 | 15 | 8.68 | Residential | Yes | Behind the Meter | Orbit Energy & Power, LLC | AC Electric | Accepted | 2019-12-12 | 2019-12-17 | 2020-12-17 | TRINA SOLAR | TSM-DD05A.08(II) 310W | Solar Panels |  | 0.31 | 3 | 286 | 29 |  | Fixed | Roof
Solar Registration Program | NJSRRE1543532611 | Monroe Township | 8094 | 15 | 8.68 | Residential | Yes | Behind the Meter | Orbit Energy & Power, LLC | AC Electric | Accepted | 2019-12-12 | 2019-12-17 | 2020-12-17 | TRINA SOLAR 310 | TSM-DD05A.08(II) 310W | Solar Panels |  | 0.31 | 25 | 106 | 29 |  | Fixed | Roof
Solar Registration Program | NJSRRE1543532611 | Monroe Township | 8094 | 15 | 8.68 | Residential | Yes | Behind the Meter | Orbit Energy & Power, LLC | AC Electric | Accepted | 2019-12-12 | 2019-12-17 | 2020-12-17 | ENPHASE | IQ7-60-2-US | Inverters | 0.24 |  | 28 |  |  | 0.99 |  | Outside | ROOF
Solar Registration Program | NJSRRE1543553275 | Jackson | 8527 | 18 | 8.68 | Residential | No | Behind the Meter | Powerlutions | JCP&L | Accepted | 2019-12-16 | 2019-12-19 | 2020-12-19 | Silfab | Silfab SLA 310M | Solar Panels |  | 0.31 | 28 | 236 | 22 |  | Fixed | Roof
Solar Registration Program | NJSRRE1543553275 | Jackson | 8527 | 18 | 8.68 | Residential | No | Behind the Meter | Powerlutions | JCP&L | Accepted | 2019-12-16 | 2019-12-19 | 2020-12-19 | Solar Edge | SE6000H-US | Inverters | 6 |  | 1 |  |  | 0.99 |  | Outdoor | near meter
Solar Registration Program | NJSRRE1543586567 | Hillsborough TWP | 8844 | 5 | 8.68 | Residential | No | Behind the Meter | 1st Light Energy Inc | PSE&G | Accepted | 2019-12-20 | 2019-12-27 | 2020-12-27 | Longi | LR6-60HPB-310M | Solar Panels |  | 0.31 | 16 | 254 | 23 |  | Fixed | Roof
Solar Registration Program | NJSRRE1543586567 | Hillsborough TWP | 8844 | 5 | 8.68 | Residential | No | Behind the Meter | 1st Light Energy Inc | PSE&G | Accepted | 2019-12-20 | 2019-12-27 | 2020-12-27 | Longi | LR6-60HPB-310M | Solar Panels |  | 0.31 | 12 | 254 | 23 |  | Fixed | Roof
Solar Registration Program | NJSRRE1543586567 | Hillsborough TWP | 8844 | 5 | 8.68 | Residential | No | Behind the Meter | 1st Light Energy Inc | PSE&G | Accepted | 2019-12-20 | 2019-12-27 | 2020-12-27 | SMA | SB 7.0-1SP-US-41 (240V) | Inverters | 7000 |  | 1 |  |  | 0.97 |  | Outside | within 10 feet of meter
Solar Registration Program | NJSRRE1543672383 | Bordentown Twp | 8505 | 13 | 8.68 | Residential | No | Behind the Meter | 1st Light Energy Inc | PSE&G | Accepted | 2019-12-23 | 2019-12-30 | 2020-12-30 | Longi | LR6-60HPB-310M | Solar Panels |  | 0.31 | 13 | 120 | 25 |  | Fixed | Roof
Solar Registration Program | NJSRRE1543672383 | Bordentown Twp | 8505 | 13 | 8.68 | Residential | No | Behind the Meter | 1st Light Energy Inc | PSE&G | Accepted | 2019-12-23 | 2019-12-30 | 2020-12-30 | Longi | LR6-60HPB-310M | Solar Panels |  | 0.31 | 15 | 25 | 300 |  | Fixed | Roof
Solar Registration Program | NJSRRE1543672383 | Bordentown Twp | 8505 | 13 | 8.68 | Residential | No | Behind the Meter | 1st Light Energy Inc | PSE&G | Accepted | 2019-12-23 | 2019-12-30 | 2020-12-30 | SMA | SB 7.0-1SP-US-41 (240V) | Inverters | 7000 |  | 1 |  |  | 0.97 |  | Outside | within 10 feet of meter
Solar Registration Program | NJSRRE1543672458 | Pitman | 8071 | 15 | 8.68 | Residential | No | Behind the Meter | 1st Light Energy Inc | AC Electric | Accepted | 2019-12-23 | 2019-12-30 | 2020-12-30 | Longi | LR6-60HPB-310M | Solar Panels |  | 0.31 | 18 | 135 | 30 |  | Fixed | Roof
Solar Registration Program | NJSRRE1543672458 | Pitman | 8071 | 15 | 8.68 | Residential | No | Behind the Meter | 1st Light Energy Inc | AC Electric | Accepted | 2019-12-23 | 2019-12-30 | 2020-12-30 | Longi | LR6-60HPB-310M | Solar Panels |  | 0.31 | 10 | 225 | 15 |  | Fixed | Roof
Solar Registration Program | NJSRRE1543672458 | Pitman | 8071 | 15 | 8.68 | Residential | No | Behind the Meter | 1st Light Energy Inc | AC Electric | Accepted | 2019-12-23 | 2019-12-30 | 2020-12-30 | SMA | SB 7.0-US (240V) | Inverters | 7000 |  | 1 |  |  | 0.97 |  | Outside | within 10 feet of meter
Solar Registration Program | NJSRRE1541680355 | Egg Harbor City | 8215 | 19 | 8.69 | Residential | No | Behind the Meter | New Jersey Clean Energy Solutions | AC Electric | Accepted | 2019-07-18 | 2019-07-22 | 2020-07-22 | Sunpower | SPR-P19-395-COM-MSLD | Solar Panels |  | 0.395 | 22 | 180 | 5 |  | Fixed | Roof | Arbor
Solar Registration Program | NJSRRE1541680355 | Egg Harbor City | 8215 | 19 | 8.69 | Residential | No | Behind the Meter | New Jersey Clean Energy Solutions | AC Electric | Accepted | 2019-07-18 | 2019-07-22 | 2020-07-22 | Enphase | IQ7 | Inverters | 290 |  | 22 |  |  | 0.97 |  | Outside | under array
Solar Registration Program | NJSRRE1538363536 | North Bergen TWP | 7047 | 8 | 8.7 | Residential | Yes | Behind the Meter | Kiss Electric LLC | PSE&G | As-Built Incomplete | 2018-07-05 | 2018-07-06 | 2019-07-06 | Silfab | SLAM290W | Solar Panels |  | 0.29 | 2 | 128 | 14 |  | Fixed | Roof
Solar Registration Program | NJSRRE1538363536 | North Bergen TWP | 7047 | 8 | 8.7 | Residential | Yes | Behind the Meter | Kiss Electric LLC | PSE&G | As-Built Incomplete | 2018-07-05 | 2018-07-06 | 2019-07-06 | Silfab | SLAM290W | Solar Panels |  | 0.29 | 20 | 218 | 14 |  | Fixed | Roof
Solar Registration Program | NJSRRE1538363536 | North Bergen TWP | 7047 | 8 | 8.7 | Residential | Yes | Behind the Meter | Kiss Electric LLC | PSE&G | As-Built Incomplete | 2018-07-05 | 2018-07-06 | 2019-07-06 | Silfab | SLAM290W | Solar Panels |  | 0.29 | 8 | 38 | 14 |  | Fixed | Roof
Solar Registration Program | NJSRRE1538363536 | North Bergen TWP | 7047 | 8 | 8.7 | Residential | Yes | Behind the Meter | Kiss Electric LLC | PSE&G | As-Built Incomplete | 2018-07-05 | 2018-07-06 | 2019-07-06 | solaredge | SE7600H-US | Inverters | 76700 |  | 1 |  |  | 0.985 |  | Outdoor | next to meter
Solar Registration Program | NJSRRE1538363536 | North Bergen TWP | 7047 | 8 | 8.7 | Residential | Yes | Behind the Meter | Kiss Electric LLC | PSE&G | As-Built Incomplete | 2018-07-05 | 2018-07-06 | 2019-07-06 | Solar Edge | SE76000H-US | Meters |  |  | 1 |  |  |  |  | Outdoor
Solar Registration Program | NJSRRE1538393922 | Pedricktown | 8067 | 16 | 8.7 | Residential | No | Behind the Meter | Green Cities Energy, LLC | AC Electric | Accepted | 2018-06-16 | 2018-09-04 | 2020-03-04 | Jinko | JKM290M-60-V | Solar Panels |  | 0.29 | 30 | 230 | 20 |  | Fixed | Ground
Solar Registration Program | NJSRRE1538393922 | Pedricktown | 8067 | 16 | 8.7 | Residential | No | Behind the Meter | Green Cities Energy, LLC | AC Electric | Accepted | 2018-06-16 | 2018-09-04 | 2020-03-04 | Enphase Energy | M250 | Inverters | 250 |  | 30 |  |  | 0.96 |  | Outdoor | under modules
Solar Registration Program | NJSRRE1538536989 | Newark | 7103 | 9 | 8.7 | Residential | Yes | Behind the Meter | Kiss Electric LLC | PSE&G | Accepted | 2018-07-10 | 2018-07-12 | 2020-01-12 | Silfab | SLA-M290 | Solar Panels |  | 0.29 | 14 | 287 | 30 |  | Fixed | Roof
Solar Registration Program | NJSRRE1538536989 | Newark | 7103 | 9 | 8.7 | Residential | Yes | Behind the Meter | Kiss Electric LLC | PSE&G | Accepted | 2018-07-10 | 2018-07-12 | 2020-01-12 | Silfab | SLA-M290 | Solar Panels |  | 0.29 | 16 | 107 | 30 |  | Fixed | Roof
Solar Registration Program | NJSRRE1538536989 | Newark | 7103 | 9 | 8.7 | Residential | Yes | Behind the Meter | Kiss Electric LLC | PSE&G | Accepted | 2018-07-10 | 2018-07-12 | 2020-01-12 | Solaredge | SE7600H-US | Inverters | 7600 |  | 1 |  |  | 0.99 |  | Indoor | Garage
Solar Registration Program | NJSRRE1540177589 | Howell | 7731 | 17 | 8.7 | Residential | Yes | Behind the Meter | Sunrun Installation Services, Inc. | JCP&L | Accepted | 2019-01-02 | 2019-01-07 | 2020-01-07 | REC Solar | REC290TP2 BLK | Solar Panels |  | 0.29 | 19 | 352 | 18 |  | Fixed | Roof
Solar Registration Program | NJSRRE1540177589 | Howell | 7731 | 17 | 8.7 | Residential | Yes | Behind the Meter | Sunrun Installation Services, Inc. | JCP&L | Accepted | 2019-01-02 | 2019-01-07 | 2020-01-07 | REC Solar | REC290TP2 BLK | Solar Panels |  | 0.29 | 11 | 172 | 23 |  | Fixed | Roof
Solar Registration Program | NJSRRE1540177589 | Howell | 7731 | 17 | 8.7 | Residential | Yes | Behind the Meter | Sunrun Installation Services, Inc. | JCP&L | Accepted | 2019-01-02 | 2019-01-07 | 2020-01-07 | SMA America | SB7.7-1SP-US-40 | Inverters | 7680 |  | 1 |  |  | 0.96 |  | Outdoor | Next To Meter
Solar Registration Program | NJSRRE1540177605 | Jamesburg | 8831 | 11 | 8.7 | Residential | No | Behind the Meter | Sunrun Installation Services, Inc. | JCP&L | Accepted | 2019-01-02 | 2019-01-07 | 2020-01-07 | REC Solar | REC290TP2 BLK | Solar Panels |  | 0.29 | 30 | 97 | 40 |  | Fixed | Roof
Solar Registration Program | NJSRRE1540177605 | Jamesburg | 8831 | 11 | 8.7 | Residential | No | Behind the Meter | Sunrun Installation Services, Inc. | JCP&L | Accepted | 2019-01-02 | 2019-01-07 | 2020-01-07 | SMA America | SB7.7-1SP-US-40 | Inverters | 7680 |  | 1 |  |  | 0.96 |  | Outdoor | Next To Meter
Solar Registration Program | NJSRRE1540224282 | Glassboro | 8028 | 15 | 8.7 | Residential | Yes | Behind the Meter | Sunrun Installation Services, Inc. | AC Electric | Accepted | 2019-01-09 | 2019-02-04 | 2020-02-04 | REC Solar | REC290TP2 BLK | Solar Panels |  | 0.29 | 23 | 151 | 27 |  | Fixed | Roof
Solar Registration Program | NJSRRE1540224282 | Glassboro | 8028 | 15 | 8.7 | Residential | Yes | Behind the Meter | Sunrun Installation Services, Inc. | AC Electric | Accepted | 2019-01-09 | 2019-02-04 | 2020-02-04 | REC Solar | REC290TP2 BLK | Solar Panels |  | 0.29 | 7 | 331 | 27 |  | Fixed | Roof
Solar Registration Program | NJSRRE1540224282 | Glassboro | 8028 | 15 | 8.7 | Residential | Yes | Behind the Meter | Sunrun Installation Services, Inc. | AC Electric | Accepted | 2019-01-09 | 2019-02-04 | 2020-02-04 | SMA America | SB7.7-1SP-US-40 | Inverters | 7680 |  | 1 |  |  | 0.96 |  | Outdoor | Next To Meter
Solar Registration Program | NJSRRE1540254804 | Neptune City | 7753 | 17 | 8.7 | Residential | Yes | Behind the Meter | Sunrun Installation Services, Inc. | JCP&L | Accepted | 2019-01-17 | 2019-01-22 | 2020-01-22 | REC Solar | REC290TP2 BLK | Solar Panels |  | 0.29 | 18 | 281 | 43 |  | Fixed | Roof
Solar Registration Program | NJSRRE1540254804 | Neptune City | 7753 | 17 | 8.7 | Residential | Yes | Behind the Meter | Sunrun Installation Services, Inc. | JCP&L | Accepted | 2019-01-17 | 2019-01-22 | 2020-01-22 | REC Solar | REC290TP2 BLK | Solar Panels |  | 0.29 | 9 | 101 | 43 |  | Fixed | Roof
Solar Registration Program | NJSRRE1540254804 | Neptune City | 7753 | 17 | 8.7 | Residential | Yes | Behind the Meter | Sunrun Installation Services, Inc. | JCP&L | Accepted | 2019-01-17 | 2019-01-22 | 2020-01-22 | REC Solar | REC290TP2 BLK | Solar Panels |  | 0.29 | 3 | 191 | 43 |  | Fixed | Roof
Solar Registration Program | NJSRRE1540254804 | Neptune City | 7753 | 17 | 8.7 | Residential | Yes | Behind the Meter | Sunrun Installation Services, Inc. | JCP&L | Accepted | 2019-01-17 | 2019-01-22 | 2020-01-22 | SolarEdge Technologies | SE7600H-USRGM | Inverters | 7600 |  | 1 |  |  | 0.96 |  | Outdoor | Next To Meter
Solar Registration Program | NJSRRE1540287746 | Green Brook Twp | 8812 | 11 | 8.7 | Residential | Yes | Behind the Meter | Sunrun Installation Services, Inc. | PSE&G | Accepted | 2019-01-25 | 2019-01-29 | 2020-01-29 | REC Solar | REC290TP2 BLK | Solar Panels |  | 0.29 | 30 | 209 | 10 |  | Fixed | Roof
Solar Registration Program | NJSRRE1540287746 | Green Brook Twp | 8812 | 11 | 8.7 | Residential | Yes | Behind the Meter | Sunrun Installation Services, Inc. | PSE&G | Accepted | 2019-01-25 | 2019-01-29 | 2020-01-29 | SMA America | SB7.7-1SP-US-40 | Inverters | 7680 |  | 1 |  |  | 0.96 |  | Outdoor | Next To Meter
Solar Registration Program | NJSRRE1540358385 | Little Ferry | 7643 | 7 | 8.7 | Residential | Yes | Behind the Meter | Pro Custom Solar dba Momentum Solar | PSE&G | Accepted | 2019-02-13 | 2019-02-18 | 2020-02-18 | LONGI | LR6-60PB-300M | Solar Panels |  | 0.3 | 16 | 128 | 30 |  | Fixed | Roof
Solar Registration Program | NJSRRE1540358385 | Little Ferry | 7643 | 7 | 8.7 | Residential | Yes | Behind the Meter | Pro Custom Solar dba Momentum Solar | PSE&G | Accepted | 2019-02-13 | 2019-02-18 | 2020-02-18 | LONGI | LR6-60PB-300M | Solar Panels |  | 0.3 | 13 | 308 | 30 |  | Fixed | Roof
Solar Registration Program | NJSRRE1540358385 | Little Ferry | 7643 | 7 | 8.7 | Residential | Yes | Behind the Meter | Pro Custom Solar dba Momentum Solar | PSE&G | Accepted | 2019-02-13 | 2019-02-18 | 2020-02-18 | ENPHASE | IQ7-60-2-US | Inverters | 250 |  | 29 |  |  | 0.97 |  | Outdoor | ROOF
Solar Registration Program | NJSRRE1540513062 | Northfield | 8225 | 19 | 8.7 | Residential | No | Behind the Meter | Green Power Energy | AC Electric | Accepted | 2019-03-22 | 2019-03-25 | 2020-03-25 | Trina Solar | TSM-300DD05A.08(II) | Solar Panels |  | 0.3 | 9 | 261 | 27 |  | Fixed | Roof
Solar Registration Program | NJSRRE1540513062 | Northfield | 8225 | 19 | 8.7 | Residential | No | Behind the Meter | Green Power Energy | AC Electric | Accepted | 2019-03-22 | 2019-03-25 | 2020-03-25 | Trina Solar | TSM-300DD05A.08(II) | Solar Panels |  | 0.3 | 4 | 172 | 27 |  | Fixed | Roof
Solar Registration Program | NJSRRE1540513062 | Northfield | 8225 | 19 | 8.7 | Residential | No | Behind the Meter | Green Power Energy | AC Electric | Accepted | 2019-03-22 | 2019-03-25 | 2020-03-25 | Trina Solar | TSM-300DD05A.08(II) | Solar Panels |  | 0.3 | 16 | 173 | 27 |  | Fixed | Roof
Solar Registration Program | NJSRRE1540513062 | Northfield | 8225 | 19 | 8.7 | Residential | No | Behind the Meter | Green Power Energy | AC Electric | Accepted | 2019-03-22 | 2019-03-25 | 2020-03-25 | Solar Edge | SE7600H-US | Inverters | 7600 |  | 1 |  |  | 0.97 |  | Outside | next to meter
Solar Registration Program | NJSRRE1540528976 | Garfield City | 7026 | 7 | 8.7 | Residential | Yes | Behind the Meter | Sunrun Installation Services, Inc. | PSE&G | Accepted | 2019-03-22 | 2019-03-25 | 2020-03-25 | REC Solar | REC290TP2 BLK | Solar Panels |  | 0.29 | 22 | 252 | 37 |  | Fixed | Roof
Solar Registration Program | NJSRRE1540528976 | Garfield City | 7026 | 7 | 8.7 | Residential | Yes | Behind the Meter | Sunrun Installation Services, Inc. | PSE&G | Accepted | 2019-03-22 | 2019-03-25 | 2020-03-25 | REC Solar | REC290TP2 BLK | Solar Panels |  | 0.29 | 8 | 72 | 37 |  | Fixed | Roof
Solar Registration Program | NJSRRE1540528976 | Garfield City | 7026 | 7 | 8.7 | Residential | Yes | Behind the Meter | Sunrun Installation Services, Inc. | PSE&G | Accepted | 2019-03-22 | 2019-03-25 | 2020-03-25 | SMA America | SB7.7-1SP-US-40 | Inverters | 7680 |  | 1 |  |  | 0.96 |  | Outdoor | Next To Meter
Solar Registration Program | NJSRRE1540746365 | Forked River | 8731 | 18 | 8.7 | Residential | No | Behind the Meter | Sunrun Installation Services, Inc. | JCP&L | Accepted | 2019-03-28 | 2019-03-29 | 2020-03-29 | REC Solar | REC290TP2 BLK | Solar Panels |  | 0.29 | 12 | 359 | 23 |  | Fixed | Roof
Solar Registration Program | NJSRRE1540746365 | Forked River | 8731 | 18 | 8.7 | Residential | No | Behind the Meter | Sunrun Installation Services, Inc. | JCP&L | Accepted | 2019-03-28 | 2019-03-29 | 2020-03-29 | REC Solar | REC290TP2 BLK | Solar Panels |  | 0.29 | 13 | 179 | 23 |  | Fixed | Roof
Solar Registration Program | NJSRRE1540746365 | Forked River | 8731 | 18 | 8.7 | Residential | No | Behind the Meter | Sunrun Installation Services, Inc. | JCP&L | Accepted | 2019-03-28 | 2019-03-29 | 2020-03-29 | REC Solar | REC290TP2 BLK | Solar Panels |  | 0.29 | 2 | 87 | 23 |  | Fixed | Roof
Solar Registration Program | NJSRRE1540746365 | Forked River | 8731 | 18 | 8.7 | Residential | No | Behind the Meter | Sunrun Installation Services, Inc. | JCP&L | Accepted | 2019-03-28 | 2019-03-29 | 2020-03-29 | REC Solar | REC290TP2 BLK | Solar Panels |  | 0.29 | 3 | 269 | 23 |  | Fixed | Roof
Solar Registration Program | NJSRRE1540746365 | Forked River | 8731 | 18 | 8.7 | Residential | No | Behind the Meter | Sunrun Installation Services, Inc. | JCP&L | Accepted | 2019-03-28 | 2019-03-29 | 2020-03-29 | SolarEdge Technologies | SE7600H-USRGM | Inverters | 7600 |  | 1 |  |  | 0.96 |  | Outdoor | Next To Meter
Solar Registration Program | NJSRRE1540820022 | East Brunswick | 8816 | 11 | 8.7 | Residential | No | Behind the Meter | Sunrun Installation Services, Inc. | PSE&G | Accepted | 2019-04-04 | 2019-04-05 | 2020-04-05 | REC Solar | REC290TP2 BLK | Solar Panels |  | 0.29 | 30 | 53 | 14 |  | Fixed | Roof
Solar Registration Program | NJSRRE1540820022 | East Brunswick | 8816 | 11 | 8.7 | Residential | No | Behind the Meter | Sunrun Installation Services, Inc. | PSE&G | Accepted | 2019-04-04 | 2019-04-05 | 2020-04-05 | SMA America | SB 7.7ΓÇô1SPΓÇôUSΓÇô40 | Inverters | 7700 |  | 1 |  |  | 0.96 |  | Outdoor | Near Main Panel
Solar Registration Program | NJSRRE1540873791 | Sayreville | 8872 | 11 | 8.7 | Residential | Yes | Behind the Meter | Sunrun Installation Services, Inc. | JCP&L | Accepted | 2019-04-23 | 2019-04-24 | 2020-04-24 | REC Solar | REC290TP2 BLK | Solar Panels |  | 0.29 | 3 | 172 | 43 |  | Fixed | Roof
Solar Registration Program | NJSRRE1540873791 | Sayreville | 8872 | 11 | 8.7 | Residential | Yes | Behind the Meter | Sunrun Installation Services, Inc. | JCP&L | Accepted | 2019-04-23 | 2019-04-24 | 2020-04-24 | REC Solar | REC290TP2 BLK | Solar Panels |  | 0.29 | 6 | 170 | 18 |  | Fixed | Roof
Solar Registration Program | NJSRRE1540873791 | Sayreville | 8872 | 11 | 8.7 | Residential | Yes | Behind the Meter | Sunrun Installation Services, Inc. | JCP&L | Accepted | 2019-04-23 | 2019-04-24 | 2020-04-24 | REC Solar | REC290TP2 BLK | Solar Panels |  | 0.29 | 9 | 261 | 24 |  | Fixed | Roof
Solar Registration Program | NJSRRE1540873791 | Sayreville | 8872 | 11 | 8.7 | Residential | Yes | Behind the Meter | Sunrun Installation Services, Inc. | JCP&L | Accepted | 2019-04-23 | 2019-04-24 | 2020-04-24 | REC Solar | REC290TP2 BLK | Solar Panels |  | 0.29 | 12 | 81 | 23 |  | Fixed | Roof
Solar Registration Program | NJSRRE1540873791 | Sayreville | 8872 | 11 | 8.7 | Residential | Yes | Behind the Meter | Sunrun Installation Services, Inc. | JCP&L | Accepted | 2019-04-23 | 2019-04-24 | 2020-04-24 | SolarEdge Technologies | SE7600H-USRGM | Inverters | 7600 |  | 1 |  |  | 0.96 |  | Outdoor | Next To Meter
Solar Registration Program | NJSRRE1540973238 | Newark City | 7104 | 9 | 8.7 | Residential | No | Behind the Meter | Sunrun Installation Services, Inc. | PSE&G | Accepted | 2019-05-09 | 2019-05-14 | 2020-05-14 | REC Solar | REC290TP2 BLK | Solar Panels |  | 0.29 | 17 | 33 | 23 |  | Fixed | Roof
Solar Registration Program | NJSRRE1540973238 | Newark City | 7104 | 9 | 8.7 | Residential | No | Behind the Meter | Sunrun Installation Services, Inc. | PSE&G | Accepted | 2019-05-09 | 2019-05-14 | 2020-05-14 | REC Solar | REC290TP2 BLK | Solar Panels |  | 0.29 | 13 | 213 | 23 |  | Fixed | Roof
Solar Registration Program | NJSRRE1540973238 | Newark City | 7104 | 9 | 8.7 | Residential | No | Behind the Meter | Sunrun Installation Services, Inc. | PSE&G | Accepted | 2019-05-09 | 2019-05-14 | 2020-05-14 | SMA America | SB7.7-1SP-US-40 | Inverters | 7680 |  | 1 |  |  | 0.96 |  | Outdoor | Next To Meter
Solar Registration Program | NJSRRE1541041068 | Middlesex Boro | 8846 | 11 | 8.7 | Residential | No | Behind the Meter | DC Solar Integrators | PSE&G | Accepted | 2019-05-24 | 2019-05-29 | 2020-05-29 | Seraphim Energy | SRP-300-6MB-BB | Solar Panels |  | 0.3 | 22 | 162 | 19 |  | Fixed | Roof
Solar Registration Program | NJSRRE1541041068 | Middlesex Boro | 8846 | 11 | 8.7 | Residential | No | Behind the Meter | DC Solar Integrators | PSE&G | Accepted | 2019-05-24 | 2019-05-29 | 2020-05-29 | Seraphim Energy | SRP-300-6MB-BB | Solar Panels |  | 0.3 | 7 | 346 | 19 |  | Fixed | Roof
Solar Registration Program | NJSRRE1541041068 | Middlesex Boro | 8846 | 11 | 8.7 | Residential | No | Behind the Meter | DC Solar Integrators | PSE&G | Accepted | 2019-05-24 | 2019-05-29 | 2020-05-29 | SOLAREDGE | SE7600H-US | Inverters | 7600 |  | 1 |  |  | 0.99 |  | Outside | Outside
Solar Registration Program | NJSRRE1541110848 | Leonia | 7605 | 7 | 8.7 | Residential | Yes | Behind the Meter | Sunrun Installation Services, Inc. | PSE&G | Accepted | 2019-06-05 | 2019-06-07 | 2020-06-07 | REC Solar | REC290TP2 BLK | Solar Panels |  | 0.29 | 3 | 210 | 43 |  | Fixed | Roof
Solar Registration Program | NJSRRE1541110848 | Leonia | 7605 | 7 | 8.7 | Residential | Yes | Behind the Meter | Sunrun Installation Services, Inc. | PSE&G | Accepted | 2019-06-05 | 2019-06-07 | 2020-06-07 | REC Solar | REC290TP2 BLK | Solar Panels |  | 0.29 | 6 | 31 | 23 |  | Fixed | Roof
Solar Registration Program | NJSRRE1541110848 | Leonia | 7605 | 7 | 8.7 | Residential | Yes | Behind the Meter | Sunrun Installation Services, Inc. | PSE&G | Accepted | 2019-06-05 | 2019-06-07 | 2020-06-07 | REC Solar | REC290TP2 BLK | Solar Panels |  | 0.29 | 7 | 300 | 23 |  | Fixed | Roof
Solar Registration Program | NJSRRE1541110848 | Leonia | 7605 | 7 | 8.7 | Residential | Yes | Behind the Meter | Sunrun Installation Services, Inc. | PSE&G | Accepted | 2019-06-05 | 2019-06-07 | 2020-06-07 | REC Solar | REC290TP2 BLK | Solar Panels |  | 0.29 | 14 | 120 | 23 |  | Fixed | Roof
Solar Registration Program | NJSRRE1541110848 | Leonia | 7605 | 7 | 8.7 | Residential | Yes | Behind the Meter | Sunrun Installation Services, Inc. | PSE&G | Accepted | 2019-06-05 | 2019-06-07 | 2020-06-07 | SolarEdge Technologies | SE7600H-USRGM | Inverters | 7600 |  | 1 |  |  | 0.96 |  | Outdoor | Next To Meter
Solar Registration Program | NJSRRE1541125714 | Medford | 8055 | 13 | 8.7 | Residential | Yes | Behind the Meter | Sunrun Installation Services, Inc. | PSE&G | Accepted | 2019-06-07 | 2019-06-13 | 2020-06-13 | REC Solar | REC290TP2 BLK | Solar Panels |  | 0.29 | 30 | 214 | 30 |  | Fixed | Roof
Solar Registration Program | NJSRRE1541125714 | Medford | 8055 | 13 | 8.7 | Residential | Yes | Behind the Meter | Sunrun Installation Services, Inc. | PSE&G | Accepted | 2019-06-07 | 2019-06-13 | 2020-06-13 | SolarEdge Technologies | SE7600H-USRGM | Inverters | 7600 |  | 1 |  |  | 0.96 |  | Outdoor | Next To Meter
Solar Registration Program | NJSRRE1541420313 | Plainfield | 7062 | 10 | 8.7 | Residential | Yes | Behind the Meter | Sunrun Installation Services, Inc. | PSE&G | Accepted | 2019-06-18 | 2019-06-21 | 2020-06-21 | REC Solar | REC290TP2 BLK | Solar Panels |  | 0.29 | 15 | 307 | 23 |  | Fixed | Roof
Solar Registration Program | NJSRRE1541420313 | Plainfield | 7062 | 10 | 8.7 | Residential | Yes | Behind the Meter | Sunrun Installation Services, Inc. | PSE&G | Accepted | 2019-06-18 | 2019-06-21 | 2020-06-21 | REC Solar | REC290TP2 BLK | Solar Panels |  | 0.29 | 15 | 127 | 23 |  | Fixed | Roof
Solar Registration Program | NJSRRE1541420313 | Plainfield | 7062 | 10 | 8.7 | Residential | Yes | Behind the Meter | Sunrun Installation Services, Inc. | PSE&G | Accepted | 2019-06-18 | 2019-06-21 | 2020-06-21 | SolarEdge Technologies | SE7600A-USS2RGM | Inverters | 7600 |  | 1 |  |  | 0.96 |  | Outdoor | Next To Meter
Solar Registration Program | NJSRRE1541420313 | Plainfield | 7062 | 10 | 8.7 | Residential | Yes | Behind the Meter | Sunrun Installation Services, Inc. | PSE&G | Accepted | 2019-06-18 | 2019-06-21 | 2020-06-21 | LG Chem | RESU 10H SEG | Electric Storage Battery |  |  | 1 |  |  |  | Lithium Ion |  | outside
Solar Registration Program | NJSRRE1541437280 | Longport | 8403 | 19 | 8.7 | Residential | Yes | Behind the Meter | Pro Custom Solar dba Momentum Solar | AC Electric | Accepted | 2019-06-20 | 2019-06-24 | 2020-06-24 | S Energy | SN300M-10 | Solar Panels |  | 0.3 | 5 | 54 | 27 |  | Fixed | Roof
Solar Registration Program | NJSRRE1541437280 | Longport | 8403 | 19 | 8.7 | Residential | Yes | Behind the Meter | Pro Custom Solar dba Momentum Solar | AC Electric | Accepted | 2019-06-20 | 2019-06-24 | 2020-06-24 | S Energy | SN300M-10 | Solar Panels |  | 0.3 | 10 | 234 | 27 |  | Fixed | Roof
Solar Registration Program | NJSRRE1541437280 | Longport | 8403 | 19 | 8.7 | Residential | Yes | Behind the Meter | Pro Custom Solar dba Momentum Solar | AC Electric | Accepted | 2019-06-20 | 2019-06-24 | 2020-06-24 | S Energy | SN300M-10 | Solar Panels |  | 0.3 | 14 | 233 | 22 |  | Fixed | Roof
Solar Registration Program | NJSRRE1541437280 | Longport | 8403 | 19 | 8.7 | Residential | Yes | Behind the Meter | Pro Custom Solar dba Momentum Solar | AC Electric | Accepted | 2019-06-20 | 2019-06-24 | 2020-06-24 | Enphase | IQ7-60-2-US | Inverters | 250 |  | 29 |  |  | 0.97 |  | Outdoor | Roof
Solar Registration Program | NJSRRE1541497089 | HIGHTSTOWN | 8520 | 12 | 8.7 | Residential | No | Behind the Meter | Sunrun Installation Services, Inc. | JCP&L | Accepted | 2019-06-26 | 2019-07-01 | 2020-07-01 | REC Solar | REC290TP2 BLK | Solar Panels |  | 0.29 | 30 | 267 | 27 |  | Fixed | Roof
Solar Registration Program | NJSRRE1541497089 | HIGHTSTOWN | 8520 | 12 | 8.7 | Residential | No | Behind the Meter | Sunrun Installation Services, Inc. | JCP&L | Accepted | 2019-06-26 | 2019-07-01 | 2020-07-01 | Ningbo Ginlong Technologies | Solis-1P7.6K-4G-US | Inverters | 7600 |  | 1 |  |  | 0.96 |  | Outdoor | Next To Meter
Solar Registration Program | NJSRRE1541501331 | Flemington | 8822 | 4 | 8.7 | Residential | Yes | Behind the Meter | Sunrun Installation Services, Inc. | JCP&L | Accepted | 2019-06-27 | 2019-07-02 | 2020-07-02 | REC Solar | REC290TP2 BLK | Solar Panels |  | 0.29 | 11 | 222 | 45 |  | Fixed | Roof
Solar Registration Program | NJSRRE1541501331 | Flemington | 8822 | 4 | 8.7 | Residential | Yes | Behind the Meter | Sunrun Installation Services, Inc. | JCP&L | Accepted | 2019-06-27 | 2019-07-02 | 2020-07-02 | REC Solar | REC290TP2 BLK | Solar Panels |  | 0.29 | 3 | 222 | 40 |  | Fixed | Roof
Solar Registration Program | NJSRRE1541501331 | Flemington | 8822 | 4 | 8.7 | Residential | Yes | Behind the Meter | Sunrun Installation Services, Inc. | JCP&L | Accepted | 2019-06-27 | 2019-07-02 | 2020-07-02 | REC Solar | REC290TP2 BLK | Solar Panels |  | 0.29 | 12 | 131 | 34 |  | Fixed | Roof
Solar Registration Program | NJSRRE1541501331 | Flemington | 8822 | 4 | 8.7 | Residential | Yes | Behind the Meter | Sunrun Installation Services, Inc. | JCP&L | Accepted | 2019-06-27 | 2019-07-02 | 2020-07-02 | REC Solar | REC290TP2 BLK | Solar Panels |  | 0.29 | 4 | 313 | 34 |  | Fixed | Roof
Solar Registration Program | NJSRRE1541501331 | Flemington | 8822 | 4 | 8.7 | Residential | Yes | Behind the Meter | Sunrun Installation Services, Inc. | JCP&L | Accepted | 2019-06-27 | 2019-07-02 | 2020-07-02 | SolarEdge Technologies | SE7600H-USRGM | Inverters | 7600 |  | 1 |  |  | 0.96 |  | Outdoor | Next To Meter
Solar Registration Program | NJSRRE1541614034 | Galloway | 8205 | 19 | 8.7 | Residential | Yes | Behind the Meter | Sunrun Installation Services, Inc. | AC Electric | Accepted | 2019-07-04 | 2019-07-09 | 2020-07-09 | REC Solar | REC290TP2 BLK | Solar Panels |  | 0.29 | 15 | 11 | 18 |  | Fixed | Roof
Solar Registration Program | NJSRRE1541614034 | Galloway | 8205 | 19 | 8.7 | Residential | Yes | Behind the Meter | Sunrun Installation Services, Inc. | AC Electric | Accepted | 2019-07-04 | 2019-07-09 | 2020-07-09 | REC Solar | REC290TP2 BLK | Solar Panels |  | 0.29 | 15 | 191 | 18 |  | Fixed | Roof
Solar Registration Program | NJSRRE1541614034 | Galloway | 8205 | 19 | 8.7 | Residential | Yes | Behind the Meter | Sunrun Installation Services, Inc. | AC Electric | Accepted | 2019-07-04 | 2019-07-09 | 2020-07-09 | Ningbo Ginlong Technologies | Solis-1P9K-4G-US | Inverters | 9000 |  | 1 |  |  | 0.96 |  | Outdoor | Next To Meter
Solar Registration Program | NJSRRE1541614103 | ENGLEWOOD CITY | 7631 | 7 | 8.7 | Residential | Yes | Behind the Meter | Sunrun Installation Services, Inc. | PSE&G | Accepted | 2019-07-04 | 2019-07-09 | 2020-07-09 | REC Solar | REC290TP2 BLK | Solar Panels |  | 0.29 | 21 | 101 | 37 |  | Fixed | Roof
Solar Registration Program | NJSRRE1541614103 | ENGLEWOOD CITY | 7631 | 7 | 8.7 | Residential | Yes | Behind the Meter | Sunrun Installation Services, Inc. | PSE&G | Accepted | 2019-07-04 | 2019-07-09 | 2020-07-09 | REC Solar | REC290TP2 BLK | Solar Panels |  | 0.29 | 9 | 191 | 35 |  | Fixed | Roof
Solar Registration Program | NJSRRE1541614103 | ENGLEWOOD CITY | 7631 | 7 | 8.7 | Residential | Yes | Behind the Meter | Sunrun Installation Services, Inc. | PSE&G | Accepted | 2019-07-04 | 2019-07-09 | 2020-07-09 | Ginlong | Solis-1P7.6K-4G-US | Inverters | 7600 |  | 1 |  |  | 0.96 |  | Outside | next to meter
Solar Registration Program | NJSRRE1541629964 | Pennsville | 8070 | 16 | 8.7 | Residential | No | Behind the Meter | Sunrun Installation Services, Inc. | AC Electric | Accepted | 2019-07-10 | 2019-07-15 | 2020-07-15 | REC Solar | REC290TP2 BLK | Solar Panels |  | 0.29 | 30 | 134 | 30 |  | Fixed | Roof
Solar Registration Program | NJSRRE1541629964 | Pennsville | 8070 | 16 | 8.7 | Residential | No | Behind the Meter | Sunrun Installation Services, Inc. | AC Electric | Accepted | 2019-07-10 | 2019-07-15 | 2020-07-15 | Ningbo Ginlong Technologies | Solis-1P7.6K-4G-US | Inverters | 7600 |  | 1 |  |  | 0.96 |  | Outdoor | Next To Meter
Solar Registration Program | NJSRRE1541726643 | Newark | 7106 | 9 | 8.7 | Residential | Yes | Behind the Meter | Sunrun Installation Services, Inc. | PSE&G | Accepted | 2019-08-01 | 2019-08-06 | 2020-08-06 | REC Solar | REC290TP2 BLK | Solar Panels |  | 0.29 | 18 | 294 | 23 |  | Fixed | Roof
Solar Registration Program | NJSRRE1541726643 | Newark | 7106 | 9 | 8.7 | Residential | Yes | Behind the Meter | Sunrun Installation Services, Inc. | PSE&G | Accepted | 2019-08-01 | 2019-08-06 | 2020-08-06 | REC Solar | REC290TP2 BLK | Solar Panels |  | 0.29 | 12 | 114 | 23 |  | Fixed | Roof
Solar Registration Program | NJSRRE1541726643 | Newark | 7106 | 9 | 8.7 | Residential | Yes | Behind the Meter | Sunrun Installation Services, Inc. | PSE&G | Accepted | 2019-08-01 | 2019-08-06 | 2020-08-06 | Ningbo Ginlong Technologies | Solis-1P7.6K-4G-US | Inverters | 7600 |  | 1 |  |  | 0.96 |  | Outdoor | Next To Meter
Solar Registration Program | NJSRRE1541732312 | Hamilton Township | 8610 | 12 | 8.7 | Residential | Yes | Behind the Meter | Sunrun Installation Services, Inc. | PSE&G | Accepted | 2019-08-02 | 2019-08-07 | 2020-08-07 | REC Solar | REC290TP2 BLK | Solar Panels |  | 0.29 | 15 | 297 | 40 |  | Fixed | Roof
Solar Registration Program | NJSRRE1541732312 | Hamilton Township | 8610 | 12 | 8.7 | Residential | Yes | Behind the Meter | Sunrun Installation Services, Inc. | PSE&G | Accepted | 2019-08-02 | 2019-08-07 | 2020-08-07 | REC Solar | REC290TP2 BLK | Solar Panels |  | 0.29 | 15 | 117 | 40 |  | Fixed | Roof
Solar Registration Program | NJSRRE1541732312 | Hamilton Township | 8610 | 12 | 8.7 | Residential | Yes | Behind the Meter | Sunrun Installation Services, Inc. | PSE&G | Accepted | 2019-08-02 | 2019-08-07 | 2020-08-07 | Ningbo Ginlong Technologies | Solis-1P9K-4G-US | Inverters | 9000 |  | 1 |  |  | 0.96 |  | Outdoor | Next To Meter
Solar Registration Program | NJSRRE1541817877 | Maplewood | 7040 | 9 | 8.7 | Residential | No | Behind the Meter | Sunrun Installation Services, Inc. | PSE&G | Accepted | 2019-08-12 | 2019-08-23 | 2020-08-23 | REC Solar | REC290TP2 BLK | Solar Panels |  | 0.29 | 18 | 221 | 27 |  | Fixed | Roof
Solar Registration Program | NJSRRE1541817877 | Maplewood | 7040 | 9 | 8.7 | Residential | No | Behind the Meter | Sunrun Installation Services, Inc. | PSE&G | Accepted | 2019-08-12 | 2019-08-23 | 2020-08-23 | REC Solar | REC290TP2 BLK | Solar Panels |  | 0.29 | 6 | 130 | 18 |  | Fixed | Roof
Solar Registration Program | NJSRRE1541817877 | Maplewood | 7040 | 9 | 8.7 | Residential | No | Behind the Meter | Sunrun Installation Services, Inc. | PSE&G | Accepted | 2019-08-12 | 2019-08-23 | 2020-08-23 | REC Solar | REC290TP2 BLK | Solar Panels |  | 0.29 | 6 | 310 | 18 |  | Fixed | Roof
Solar Registration Program | NJSRRE1541817877 | Maplewood | 7040 | 9 | 8.7 | Residential | No | Behind the Meter | Sunrun Installation Services, Inc. | PSE&G | Accepted | 2019-08-12 | 2019-08-23 | 2020-08-23 | Ningbo Ginlong Technologies | Solis-1P9K-4G-US | Inverters | 9000 |  | 1 |  |  | 0.96 |  | Outdoor | Next To Meter
Solar Registration Program | NJSRRE1541858882 | New Brunswick | 8901 | 11 | 8.7 | Residential | No | Behind the Meter | Sunrun Installation Services, Inc. | PSE&G | Accepted | 2019-08-19 | 2019-08-23 | 2020-08-23 | REC290TP2 BLK | REC Solar | Solar Panels |  | 0.29 | 30 | 117 | 40 |  | Fixed | Roof
Solar Registration Program | NJSRRE1541858882 | New Brunswick | 8901 | 11 | 8.7 | Residential | No | Behind the Meter | Sunrun Installation Services, Inc. | PSE&G | Accepted | 2019-08-19 | 2019-08-23 | 2020-08-23 | Solis-1P7.6K-4G-US | Ginlong | Inverters | 7600 |  | 1 |  |  | 0.96 |  | Outdoor | Next To Meter
Solar Registration Program | NJSRRE1541858907 | Franklin Township | 8873 | 5 | 8.7 | Residential | No | Behind the Meter | Sunrun Installation Services, Inc. | PSE&G | Accepted | 2019-08-19 | 2019-08-23 | 2020-08-23 | REC Solar | REC290TP2 BLK | Solar Panels |  | 0.29 | 30 | 93 | 30 |  | Fixed | Roof
Solar Registration Program | NJSRRE1541858907 | Franklin Township | 8873 | 5 | 8.7 | Residential | No | Behind the Meter | Sunrun Installation Services, Inc. | PSE&G | Accepted | 2019-08-19 | 2019-08-23 | 2020-08-23 | Ningbo Ginlong Technologies | Solis-1P7.6K-4G-US | Inverters | 7600 |  | 1 |  |  | 0.96 |  | Outdoor | Next To Meter
Solar Registration Program | NJSRRE1541888080 | Weehawken | 7087 | 8 | 8.7 | Residential | No | Behind the Meter | Sunrun Installation Services, Inc. | PSE&G | Accepted | 2019-08-27 | 2019-08-29 | 2020-08-29 | REC Solar | REC290TP2 BLK | Solar Panels |  | 0.29 | 13 | 209 | 45 |  | Fixed | Roof
Solar Registration Program | NJSRRE1541888080 | Weehawken | 7087 | 8 | 8.7 | Residential | No | Behind the Meter | Sunrun Installation Services, Inc. | PSE&G | Accepted | 2019-08-27 | 2019-08-29 | 2020-08-29 | REC Solar | REC290TP2 BLK | Solar Panels |  | 0.29 | 17 | 210 | 50 |  | Fixed | Roof
Solar Registration Program | NJSRRE1541888080 | Weehawken | 7087 | 8 | 8.7 | Residential | No | Behind the Meter | Sunrun Installation Services, Inc. | PSE&G | Accepted | 2019-08-27 | 2019-08-29 | 2020-08-29 | Ningbo Ginlong Technologies | Solis-1P7.6K-4G-US | Inverters | 7600 |  | 1 |  |  | 0.96 |  | Outdoor | Next To Meter
Solar Registration Program | NJSRRE1542394944 | Raritan | 8869 | 5 | 8.7 | Residential | No | Behind the Meter | Greentech Solar USA LLC | PSE&G | Accepted | 2019-09-13 | 2019-09-17 | 2020-09-17 | Trina | TSM-DD5A300M | Solar Panels |  | 0.3 | 29 | 216 | 33 |  | Fixed | Roof
Solar Registration Program | NJSRRE1542394944 | Raritan | 8869 | 5 | 8.7 | Residential | No | Behind the Meter | Greentech Solar USA LLC | PSE&G | Accepted | 2019-09-13 | 2019-09-17 | 2020-09-17 | SMA | SB 7.0-US | Inverters | 7000 |  | 1 |  |  | 0.92 |  | Outdoor | Basement Wall
Solar Registration Program | NJSRRE1542408455 | Willlingboro | 8046 | 13 | 8.7 | Residential | No | Behind the Meter | Bright Planet Solar | PSE&G | Accepted | 2019-09-15 | 2019-09-17 | 2020-09-17 | Trina Solar | TSM-DD05A.18(II) 300W | Solar Panels |  | 0.3 | 19 | 185 | 18 |  | Fixed | Roof
Solar Registration Program | NJSRRE1542408455 | Willlingboro | 8046 | 13 | 8.7 | Residential | No | Behind the Meter | Bright Planet Solar | PSE&G | Accepted | 2019-09-15 | 2019-09-17 | 2020-09-17 | Trina Solar | TSM-DD05A.18(II) 300W | Solar Panels |  | 0.3 | 10 | 275 | 27 |  | Fixed | Roof
Solar Registration Program | NJSRRE1542408455 | Willlingboro | 8046 | 13 | 8.7 | Residential | No | Behind the Meter | Bright Planet Solar | PSE&G | Accepted | 2019-09-15 | 2019-09-17 | 2020-09-17 | Solar Edge | SE6000H-USRGM | Inverters | 6000 |  | 1 |  |  | 0.98 |  | Outdoor | Next to Meter
Solar Registration Program | NJSRRE1542412707 | Verona | 7044 | 9 | 8.7 | Residential | Yes | Behind the Meter | Sunrun Installation Services, Inc. | PSE&G | Accepted | 2019-09-17 | 2019-09-19 | 2020-09-19 | REC Solar | REC290TP2 BLK | Solar Panels |  | 0.29 | 11 | 114 | 22 |  | Fixed | Roof
Solar Registration Program | NJSRRE1542412707 | Verona | 7044 | 9 | 8.7 | Residential | Yes | Behind the Meter | Sunrun Installation Services, Inc. | PSE&G | Accepted | 2019-09-17 | 2019-09-19 | 2020-09-19 | REC Solar | REC290TP2 BLK | Solar Panels |  | 0.29 | 6 | 203 | 22 |  | Fixed | Roof
Solar Registration Program | NJSRRE1542412707 | Verona | 7044 | 9 | 8.7 | Residential | Yes | Behind the Meter | Sunrun Installation Services, Inc. | PSE&G | Accepted | 2019-09-17 | 2019-09-19 | 2020-09-19 | REC Solar | REC290TP2 BLK | Solar Panels |  | 0.29 | 8 | 23 | 23 |  | Fixed | Roof
Solar Registration Program | NJSRRE1542412707 | Verona | 7044 | 9 | 8.7 | Residential | Yes | Behind the Meter | Sunrun Installation Services, Inc. | PSE&G | Accepted | 2019-09-17 | 2019-09-19 | 2020-09-19 | REC Solar | REC290TP2 BLK | Solar Panels |  | 0.29 | 5 | 24 | 18 |  | Fixed | Roof
Solar Registration Program | NJSRRE1542412707 | Verona | 7044 | 9 | 8.7 | Residential | Yes | Behind the Meter | Sunrun Installation Services, Inc. | PSE&G | Accepted | 2019-09-17 | 2019-09-19 | 2020-09-19 | SolarEdge Technologies | SE7600H-USRGM | Inverters | 7600 |  | 1 |  |  | 0.96 |  | Outdoor | Next To Meter
Solar Registration Program | NJSRRE1542416640 | Jersey City | 7305 | 8 | 8.7 | Residential | Yes | Behind the Meter | Sunrun Installation Services, Inc. | PSE&G | Accepted | 2019-09-18 | 2019-09-20 | 2020-09-20 | REC Solar | REC290TP2 BLK | Solar Panels |  | 0.29 | 30 | 132 | 10 |  | Fixed | Roof
Solar Registration Program | NJSRRE1542416640 | Jersey City | 7305 | 8 | 8.7 | Residential | Yes | Behind the Meter | Sunrun Installation Services, Inc. | PSE&G | Accepted | 2019-09-18 | 2019-09-20 | 2020-09-20 | Ningbo Ginlong Technologies | Solis-1P7.6K-4G-US | Inverters | 7600 |  | 1 |  |  | 0.96 |  | Outdoor | Next To Meter
Solar Registration Program | NJSRRE1542457453 | Pompton Lakes | 7442 | 6 | 8.7 | Residential | Yes | Behind the Meter | Sunrun Installation Services, Inc. | JCP&L | Accepted | 2019-09-27 | 2019-10-01 | 2020-10-01 | REC Solar | REC290TP2 BLK | Solar Panels |  | 0.29 | 15 | 261 | 27 |  | Fixed | Roof
Solar Registration Program | NJSRRE1542457453 | Pompton Lakes | 7442 | 6 | 8.7 | Residential | Yes | Behind the Meter | Sunrun Installation Services, Inc. | JCP&L | Accepted | 2019-09-27 | 2019-10-01 | 2020-10-01 | REC Solar | REC290TP2 BLK | Solar Panels |  | 0.29 | 15 | 81 | 27 |  | Fixed | Roof
Solar Registration Program | NJSRRE1542457453 | Pompton Lakes | 7442 | 6 | 8.7 | Residential | Yes | Behind the Meter | Sunrun Installation Services, Inc. | JCP&L | Accepted | 2019-09-27 | 2019-10-01 | 2020-10-01 | Ningbo Ginlong Technologies | Solis-1P9K-4G-US | Inverters | 9000 |  | 1 |  |  | 0.96 |  | Outdoor | Next To Meter
Solar Registration Program | NJSRRE1542505498 | Teaneck | 7666 | 7 | 8.7 | Residential | Yes | Behind the Meter | Sunrun Installation Services, Inc. | PSE&G | Accepted | 2019-10-04 | 2019-10-08 | 2020-10-08 | REC Solar | REC290TP2 BLK | Solar Panels |  | 0.29 | 24 | 115 | 43 |  | Fixed | Roof
Solar Registration Program | NJSRRE1542505498 | Teaneck | 7666 | 7 | 8.7 | Residential | Yes | Behind the Meter | Sunrun Installation Services, Inc. | PSE&G | Accepted | 2019-10-04 | 2019-10-08 | 2020-10-08 | REC Solar | REC290TP2 BLK | Solar Panels |  | 0.29 | 6 | 295 | 43 |  | Fixed | Roof
Solar Registration Program | NJSRRE1542505498 | Teaneck | 7666 | 7 | 8.7 | Residential | Yes | Behind the Meter | Sunrun Installation Services, Inc. | PSE&G | Accepted | 2019-10-04 | 2019-10-08 | 2020-10-08 | Ningbo Ginlong Technologies | Solis-1P7.6K-4G-US | Inverters | 7600 |  | 1 |  |  | 0.96 |  | Outdoor | Next To Meter
Solar Registration Program | NJSRRE1542515919 | Franklinville | 8322 | 15 | 8.7 | Residential | No | Behind the Meter | Bright Planet Solar | AC Electric | Accepted | 2019-10-08 | 2019-10-11 | 2020-10-11 | HANWHA Q-CELLS | Q.PEAK-G4.1 300W | Solar Panels |  | 0.3 | 8 | 179 | 50 |  | Fixed | Roof
Solar Registration Program | NJSRRE1542515919 | Franklinville | 8322 | 15 | 8.7 | Residential | No | Behind the Meter | Bright Planet Solar | AC Electric | Accepted | 2019-10-08 | 2019-10-11 | 2020-10-11 | HANWHA Q-CELLS | Q.PEAK-G4.1 300W | Solar Panels |  | 0.3 | 21 | 179 | 20 |  | Fixed | Roof
Solar Registration Program | NJSRRE1542515919 | Franklinville | 8322 | 15 | 8.7 | Residential | No | Behind the Meter | Bright Planet Solar | AC Electric | Accepted | 2019-10-08 | 2019-10-11 | 2020-10-11 | SOLAR EDGE | SE7600H-USRGM | Inverters | 7600 |  | 1 |  |  | 0.98 |  | Outdoor | NEXT TO METER
Solar Registration Program | NJSRRE1542521304 | Leonia | 7605 | 7 | 8.7 | Residential | No | Behind the Meter | Sunrun Installation Services, Inc. | PSE&G | Accepted | 2019-10-09 | 2019-10-11 | 2020-10-11 | REC Solar | REC290TP2 BLK | Solar Panels |  | 0.29 | 4 | 306 | 30 |  | Fixed | Roof
Solar Registration Program | NJSRRE1542521304 | Leonia | 7605 | 7 | 8.7 | Residential | No | Behind the Meter | Sunrun Installation Services, Inc. | PSE&G | Accepted | 2019-10-09 | 2019-10-11 | 2020-10-11 | REC Solar | REC290TP2 BLK | Solar Panels |  | 0.29 | 10 | 217 | 30 |  | Fixed | Roof
Solar Registration Program | NJSRRE1542521304 | Leonia | 7605 | 7 | 8.7 | Residential | No | Behind the Meter | Sunrun Installation Services, Inc. | PSE&G | Accepted | 2019-10-09 | 2019-10-11 | 2020-10-11 | REC Solar | REC290TP2 BLK | Solar Panels |  | 0.29 | 8 | 37 | 30 |  | Fixed | Roof
Solar Registration Program | NJSRRE1542521304 | Leonia | 7605 | 7 | 8.7 | Residential | No | Behind the Meter | Sunrun Installation Services, Inc. | PSE&G | Accepted | 2019-10-09 | 2019-10-11 | 2020-10-11 | REC Solar | REC290TP2 BLK | Solar Panels |  | 0.29 | 8 | 127 | 30 |  | Fixed | Roof
Solar Registration Program | NJSRRE1542521304 | Leonia | 7605 | 7 | 8.7 | Residential | No | Behind the Meter | Sunrun Installation Services, Inc. | PSE&G | Accepted | 2019-10-09 | 2019-10-11 | 2020-10-11 | SolarEdge Technologies | SE7600H-USRGM | Inverters | 7600 |  | 1 |  |  | 0.96 |  | Outdoor | Next To Meter
Solar Registration Program | NJSRRE1542521745 | Blairstown | 7825 | 2 | 8.7 | Residential | Yes | Behind the Meter | Sunrun Installation Services, Inc. | JCP&L | Accepted | 2019-10-09 | 2019-10-11 | 2020-10-11 | REC Solar | REC290TP2 BLK | Solar Panels |  | 0.29 | 30 | 137 | 18 |  | Fixed | Roof
Solar Registration Program | NJSRRE1542521745 | Blairstown | 7825 | 2 | 8.7 | Residential | Yes | Behind the Meter | Sunrun Installation Services, Inc. | JCP&L | Accepted | 2019-10-09 | 2019-10-11 | 2020-10-11 | Delta Electronics | M8-TL-US | Inverters | 7680 |  | 1 |  |  | 0.96 |  | Outdoor | Next To Meter
Solar Registration Program | NJSRRE1542544460 | Parlin | 8859 | 11 | 8.7 | Residential | No | Behind the Meter | Sunrun Installation Services, Inc. | JCP&L | Accepted | 2019-10-15 | 2019-10-17 | 2020-10-17 | REC Solar | REC290TP2 BLK | Solar Panels |  | 0.29 | 21 | 148 | 37 |  | Fixed | Roof
Solar Registration Program | NJSRRE1542544460 | Parlin | 8859 | 11 | 8.7 | Residential | No | Behind the Meter | Sunrun Installation Services, Inc. | JCP&L | Accepted | 2019-10-15 | 2019-10-17 | 2020-10-17 | REC Solar | REC290TP2 BLK | Solar Panels |  | 0.29 | 9 | 192 | 45 |  | Fixed | Roof
Solar Registration Program | NJSRRE1542544460 | Parlin | 8859 | 11 | 8.7 | Residential | No | Behind the Meter | Sunrun Installation Services, Inc. | JCP&L | Accepted | 2019-10-15 | 2019-10-17 | 2020-10-17 | Delta Electronics | M8-TL-US | Inverters | 7680 |  | 1 |  |  | 0.96 |  | Outdoor | Next To Meter
Solar Registration Program | NJSRRE1542553351 | Jackson Township | 8527 | 18 | 8.7 | Residential | No | Behind the Meter | Sunrun Installation Services, Inc. | JCP&L | Accepted | 2019-10-17 | 2019-10-21 | 2020-10-21 | REC Solar | REC290TP2 BLK | Solar Panels |  | 0.29 | 30 | 201 | 23 |  | Fixed | Roof
Solar Registration Program | NJSRRE1542553351 | Jackson Township | 8527 | 18 | 8.7 | Residential | No | Behind the Meter | Sunrun Installation Services, Inc. | JCP&L | Accepted | 2019-10-17 | 2019-10-21 | 2020-10-21 | Delta Electronics | M8-TL-US | Inverters | 7680 |  | 1 |  |  | 0.96 |  | Outdoor | Next To Meter
Solar Registration Program | NJSRRE1542554450 | Cliffwood Beach | 7735 | 17 | 8.7 | Residential | No | Behind the Meter | Sunrun Installation Services, Inc. | JCP&L | Accepted | 2019-10-17 | 2019-10-21 | 2020-10-21 | REC Solar | REC290TP2 BLK | Solar Panels |  | 0.29 | 23 | 255 | 18 |  | Fixed | Roof
Solar Registration Program | NJSRRE1542554450 | Cliffwood Beach | 7735 | 17 | 8.7 | Residential | No | Behind the Meter | Sunrun Installation Services, Inc. | JCP&L | Accepted | 2019-10-17 | 2019-10-21 | 2020-10-21 | REC Solar | REC290TP2 BLK | Solar Panels |  | 0.29 | 7 | 75 | 18 |  | Fixed | Roof
Solar Registration Program | NJSRRE1542554450 | Cliffwood Beach | 7735 | 17 | 8.7 | Residential | No | Behind the Meter | Sunrun Installation Services, Inc. | JCP&L | Accepted | 2019-10-17 | 2019-10-21 | 2020-10-21 | Ningbo Ginlong Technologies | Solis-1P7.6K-4G-US | Inverters | 7600 |  | 1 |  |  | 0.96 |  | Outdoor | Next To Meter
Solar Registration Program | NJSRRE1542573263 | Wharton | 7885 | 3 | 8.7 | Residential | Yes | Behind the Meter | Sunrun Installation Services, Inc. | JCP&L | Accepted | 2019-10-21 | 2019-10-23 | 2020-10-23 | REC Solar | REC290TP2 BLK | Solar Panels |  | 0.29 | 17 | 216 | 18 |  | Fixed | Roof
Solar Registration Program | NJSRRE1542573263 | Wharton | 7885 | 3 | 8.7 | Residential | Yes | Behind the Meter | Sunrun Installation Services, Inc. | JCP&L | Accepted | 2019-10-21 | 2019-10-23 | 2020-10-23 | REC Solar | REC290TP2 BLK | Solar Panels |  | 0.29 | 13 | 36 | 18 |  | Fixed | Roof
Solar Registration Program | NJSRRE1542573263 | Wharton | 7885 | 3 | 8.7 | Residential | Yes | Behind the Meter | Sunrun Installation Services, Inc. | JCP&L | Accepted | 2019-10-21 | 2019-10-23 | 2020-10-23 | Delta Electronics | M8-TL-US | Inverters | 7680 |  | 1 |  |  | 0.96 |  | Outdoor | Next To Meter
Solar Registration Program | NJSRRE1542685655 | Jackson Township | 8527 | 18 | 8.7 | Residential | No | Behind the Meter | Sunrun Installation Services, Inc. | JCP&L | Accepted | 2019-10-28 | 2019-11-20 | 2020-11-20 | REC Solar | REC290TP2 BLK | Solar Panels |  | 0.29 | 30 | 201 | 23 |  | Fixed | Roof
Solar Registration Program | NJSRRE1542685655 | Jackson Township | 8527 | 18 | 8.7 | Residential | No | Behind the Meter | Sunrun Installation Services, Inc. | JCP&L | Accepted | 2019-10-28 | 2019-11-20 | 2020-11-20 | Delta Electronics | M8-TL-US | Inverters | 7680 |  | 1 |  |  | 0.96 |  | Outdoor | Next To Meter
Solar Registration Program | NJSRRE1542800548 | Sussex | 7461 | 1 | 8.7 | Residential | Yes | Behind the Meter | Sunrun Installation Services, Inc. | JCP&L | Accepted | 2019-10-30 | 2019-11-01 | 2020-11-01 | REC Solar | REC290TP2 BLK | Solar Panels |  | 0.29 | 9 | 220 | 40 |  | Fixed | Roof
Solar Registration Program | NJSRRE1542800548 | Sussex | 7461 | 1 | 8.7 | Residential | Yes | Behind the Meter | Sunrun Installation Services, Inc. | JCP&L | Accepted | 2019-10-30 | 2019-11-01 | 2020-11-01 | REC Solar | REC290TP2 BLK | Solar Panels |  | 0.29 | 21 | 221 | 18 |  | Fixed | Roof
Solar Registration Program | NJSRRE1542800548 | Sussex | 7461 | 1 | 8.7 | Residential | Yes | Behind the Meter | Sunrun Installation Services, Inc. | JCP&L | Accepted | 2019-10-30 | 2019-11-01 | 2020-11-01 | Delta Electronics | M8-TL-US | Inverters | 7680 |  | 1 |  |  | 0.96 |  | Outdoor | Next To Meter
Solar Registration Program | NJSRRE1542909897 | Piscataway | 8854 | 11 | 8.7 | Residential | No | Behind the Meter | Sunrun Installation Services, Inc. | PSE&G | Accepted | 2019-11-04 | 2019-11-06 | 2020-11-06 | REC Solar | REC290TP2 BLK | Solar Panels |  | 0.29 | 22 | 242 | 34 |  | Fixed | Roof
Solar Registration Program | NJSRRE1542909897 | Piscataway | 8854 | 11 | 8.7 | Residential | No | Behind the Meter | Sunrun Installation Services, Inc. | PSE&G | Accepted | 2019-11-04 | 2019-11-06 | 2020-11-06 | REC Solar | REC290TP2 BLK | Solar Panels |  | 0.29 | 8 | 152 | 18 |  | Fixed | Roof
Solar Registration Program | NJSRRE1542909897 | Piscataway | 8854 | 11 | 8.7 | Residential | No | Behind the Meter | Sunrun Installation Services, Inc. | PSE&G | Accepted | 2019-11-04 | 2019-11-06 | 2020-11-06 | Delta Electronics | M8-TL-US | Inverters | 7680 |  | 1 |  |  | 0.96 |  | Outdoor | Next To Meter
Solar Registration Program | NJSRRE1543066219 | Hawthorne | 7506 | 6 | 8.7 | Residential | No | Behind the Meter | Sunrun Installation Services, Inc. | PSE&G | Accepted | 2019-11-11 | 2019-11-14 | 2020-11-14 | REC Solar | REC290TP2 BLK | Solar Panels |  | 0.29 | 20 | 170 | 27 |  | Fixed | Roof
Solar Registration Program | NJSRRE1543066219 | Hawthorne | 7506 | 6 | 8.7 | Residential | No | Behind the Meter | Sunrun Installation Services, Inc. | PSE&G | Accepted | 2019-11-11 | 2019-11-14 | 2020-11-14 | REC Solar | REC290TP2 BLK | Solar Panels |  | 0.29 | 10 | 171 | 18 |  | Fixed | Roof
Solar Registration Program | NJSRRE1543066219 | Hawthorne | 7506 | 6 | 8.7 | Residential | No | Behind the Meter | Sunrun Installation Services, Inc. | PSE&G | Accepted | 2019-11-11 | 2019-11-14 | 2020-11-14 | Delta Electronics | M8-TL-US | Inverters | 7680 |  | 1 |  |  | 0.96 |  | Outdoor | Next To Meter
Solar Registration Program | NJSRRE1543416841 | Woodbury Heights | 8097 | 15 | 8.7 | Residential | Yes | Behind the Meter | Sunrun Installation Services, Inc. | PSE&G | Accepted | 2019-11-17 | 2019-11-20 | 2020-11-20 | REC Solar | REC290TP2 BLK | Solar Panels |  | 0.29 | 30 | 177 | 18 |  | Fixed | Roof
Solar Registration Program | NJSRRE1543416841 | Woodbury Heights | 8097 | 15 | 8.7 | Residential | Yes | Behind the Meter | Sunrun Installation Services, Inc. | PSE&G | Accepted | 2019-11-17 | 2019-11-20 | 2020-11-20 | Delta Electronics | M8-TL-US | Inverters | 7680 |  | 1 |  |  | 0.96 |  | Outdoor | Next To Meter
Solar Registration Program | NJSRRE1543422220 | Passaic City | 7055 | 6 | 8.7 | Residential | Yes | Behind the Meter | Sunrun Installation Services, Inc. | PSE&G | Accepted | 2019-11-19 | 2019-11-22 | 2020-11-22 | REC Solar | REC290TP2 BLK | Solar Panels |  | 0.29 | 14 | 70 | 45 |  | Fixed | Roof
Solar Registration Program | NJSRRE1543422220 | Passaic City | 7055 | 6 | 8.7 | Residential | Yes | Behind the Meter | Sunrun Installation Services, Inc. | PSE&G | Accepted | 2019-11-19 | 2019-11-22 | 2020-11-22 | REC Solar | REC290TP2 BLK | Solar Panels |  | 0.29 | 16 | 250 | 45 |  | Fixed | Roof
Solar Registration Program | NJSRRE1543422220 | Passaic City | 7055 | 6 | 8.7 | Residential | Yes | Behind the Meter | Sunrun Installation Services, Inc. | PSE&G | Accepted | 2019-11-19 | 2019-11-22 | 2020-11-22 | Delta Electronics | M4-TL-US | Inverters | 3840 |  | 2 |  |  | 0.96 |  | Outdoor | Next To Meter
Solar Registration Program | NJSRRE1543426230 | Bergenfield | 7621 | 7 | 8.7 | Residential | No | Behind the Meter | Sunrun Installation Services, Inc. | PSE&G | Accepted | 2019-11-20 | 2019-11-25 | 2020-11-25 | REC Solar | REC290TP2 BLK | Solar Panels |  | 0.29 | 12 | 267 | 37 |  | Fixed | Roof
Solar Registration Program | NJSRRE1543426230 | Bergenfield | 7621 | 7 | 8.7 | Residential | No | Behind the Meter | Sunrun Installation Services, Inc. | PSE&G | Accepted | 2019-11-20 | 2019-11-25 | 2020-11-25 | REC Solar | REC290TP2 BLK | Solar Panels |  | 0.29 | 4 | 87 | 18 |  | Fixed | Roof
Solar Registration Program | NJSRRE1543426230 | Bergenfield | 7621 | 7 | 8.7 | Residential | No | Behind the Meter | Sunrun Installation Services, Inc. | PSE&G | Accepted | 2019-11-20 | 2019-11-25 | 2020-11-25 | REC Solar | REC290TP2 BLK | Solar Panels |  | 0.29 | 9 | 267 | 27 |  | Fixed | Roof
Solar Registration Program | NJSRRE1543426230 | Bergenfield | 7621 | 7 | 8.7 | Residential | No | Behind the Meter | Sunrun Installation Services, Inc. | PSE&G | Accepted | 2019-11-20 | 2019-11-25 | 2020-11-25 | REC Solar | REC290TP2 BLK | Solar Panels |  | 0.29 | 3 | 87 | 37 |  | Fixed | Roof
Solar Registration Program | NJSRRE1543426230 | Bergenfield | 7621 | 7 | 8.7 | Residential | No | Behind the Meter | Sunrun Installation Services, Inc. | PSE&G | Accepted | 2019-11-20 | 2019-11-25 | 2020-11-25 | REC Solar | REC290TP2 BLK | Solar Panels |  | 0.29 | 2 | 177 | 34 |  | Fixed | Roof
Solar Registration Program | NJSRRE1543426230 | Bergenfield | 7621 | 7 | 8.7 | Residential | No | Behind the Meter | Sunrun Installation Services, Inc. | PSE&G | Accepted | 2019-11-20 | 2019-11-25 | 2020-11-25 | Enphase Energy | IQ7-60-x-US (240V) | Inverters | 240 |  | 30 |  |  | 0.96 |  | Outdoor | Rooftop
Solar Registration Program | NJSRRE1543433656 | voorhees | 8043 | 14 | 8.7 | Residential | No | Behind the Meter | raynor electric | AC Electric | Accepted | 2019-11-21 | 2019-11-25 | 2020-11-25 | solvinti | PLM-235 | Solar Panels |  | 0.235 | 37 | 237 | 28 |  | Fixed | Roof | Garage
Solar Registration Program | NJSRRE1543433656 | voorhees | 8043 | 14 | 8.7 | Residential | No | Behind the Meter | raynor electric | AC Electric | Accepted | 2019-11-21 | 2019-11-25 | 2020-11-25 | SMA | sunnyboy5000US | Inverters | 5000 |  | 2 |  |  | 0.97 |  | Outdoor | next to utlity meter
Solar Registration Program | NJSRRE1543433656 | voorhees | 8043 | 14 | 8.7 | Residential | No | Behind the Meter | raynor electric | AC Electric | Accepted | 2019-11-21 | 2019-11-25 | 2020-11-25 | Itron | CL200 | Meters |  |  | 1 |  |  |  | Yes
Solar Registration Program | NJSRRE1543447042 | Hillsborough | 8844 | 5 | 8.7 | Residential | No | Behind the Meter | Sunrun Installation Services, Inc. | PSE&G | Accepted | 2019-11-26 | 2019-12-02 | 2020-12-02 | REC Solar | REC290TP2 BLK | Solar Panels |  | 0.29 | 24 | 156 | 43 |  | Fixed | Roof
Solar Registration Program | NJSRRE1543447042 | Hillsborough | 8844 | 5 | 8.7 | Residential | No | Behind the Meter | Sunrun Installation Services, Inc. | PSE&G | Accepted | 2019-11-26 | 2019-12-02 | 2020-12-02 | REC Solar | REC290TP2 BLK | Solar Panels |  | 0.29 | 6 | 156 | 23 |  | Fixed | Roof
Solar Registration Program | NJSRRE1543447042 | Hillsborough | 8844 | 5 | 8.7 | Residential | No | Behind the Meter | Sunrun Installation Services, Inc. | PSE&G | Accepted | 2019-11-26 | 2019-12-02 | 2020-12-02 | SolarEdge Technologies | SE7600A-USS2RGM | Inverters | 7600 |  | 1 |  |  | 0.96 |  | Outdoor | Next to meter
Solar Registration Program | NJSRRE1543468876 | East Brunswick | 8816 | 11 | 8.7 | Residential | Yes | Behind the Meter | Sunrun Installation Services, Inc. | PSE&G | Accepted | 2019-12-03 | 2019-12-05 | 2020-12-05 | REC Solar | REC290TP2 BLK | Solar Panels |  | 0.29 | 23 | 188 | 18 |  | Fixed | Roof
Solar Registration Program | NJSRRE1543468876 | East Brunswick | 8816 | 11 | 8.7 | Residential | Yes | Behind the Meter | Sunrun Installation Services, Inc. | PSE&G | Accepted | 2019-12-03 | 2019-12-05 | 2020-12-05 | REC Solar | REC290TP2 BLK | Solar Panels |  | 0.29 | 7 | 8 | 18 |  | Fixed | Roof
Solar Registration Program | NJSRRE1543468876 | East Brunswick | 8816 | 11 | 8.7 | Residential | Yes | Behind the Meter | Sunrun Installation Services, Inc. | PSE&G | Accepted | 2019-12-03 | 2019-12-05 | 2020-12-05 | Delta Electronics | M8-TL-US | Inverters | 7680 |  | 1 |  |  | 0.96 |  | Outdoor | Next To Meter
Solar Registration Program | NJSRRE1543498256 | Teaneck | 7666 | 7 | 8.7 | Residential | Yes | Behind the Meter | Sunrun Installation Services, Inc. | PSE&G | Accepted | 2019-12-06 | 2019-12-10 | 2020-12-10 | REC Solar | REC290TP2 BLK | Solar Panels |  | 0.29 | 2 | 116 | 40 |  | Fixed | Roof
Solar Registration Program | NJSRRE1543498256 | Teaneck | 7666 | 7 | 8.7 | Residential | Yes | Behind the Meter | Sunrun Installation Services, Inc. | PSE&G | Accepted | 2019-12-06 | 2019-12-10 | 2020-12-10 | REC Solar | REC290TP2 BLK | Solar Panels |  | 0.29 | 15 | 116 | 30 |  | Fixed | Roof
Solar Registration Program | NJSRRE1543498256 | Teaneck | 7666 | 7 | 8.7 | Residential | Yes | Behind the Meter | Sunrun Installation Services, Inc. | PSE&G | Accepted | 2019-12-06 | 2019-12-10 | 2020-12-10 | REC Solar | REC290TP2 BLK | Solar Panels |  | 0.29 | 13 | 296 | 30 |  | Fixed | Roof
Solar Registration Program | NJSRRE1543498256 | Teaneck | 7666 | 7 | 8.7 | Residential | Yes | Behind the Meter | Sunrun Installation Services, Inc. | PSE&G | Accepted | 2019-12-06 | 2019-12-10 | 2020-12-10 | Enphase Energy | IQ7-60-x-US (240V) | Inverters | 240 |  | 30 |  |  | 0.96 |  | Outdoor | Rooftop
Solar Registration Program | NJSRRE1543656987 | Willingboro | 8046 | 13 | 8.7 | Residential | Yes | Behind the Meter | Sunrun Installation Services, Inc. | PSE&G | Accepted | 2019-12-23 | 2019-12-27 | 2020-12-27 | REC Solar | REC290TP2 BLK | Solar Panels |  | 0.29 | 19 | 227 | 18 |  | Fixed | Roof
Solar Registration Program | NJSRRE1543656987 | Willingboro | 8046 | 13 | 8.7 | Residential | Yes | Behind the Meter | Sunrun Installation Services, Inc. | PSE&G | Accepted | 2019-12-23 | 2019-12-27 | 2020-12-27 | REC Solar | REC290TP2 BLK | Solar Panels |  | 0.29 | 11 | 47 | 18 |  | Fixed | Roof
Solar Registration Program | NJSRRE1543656987 | Willingboro | 8046 | 13 | 8.7 | Residential | Yes | Behind the Meter | Sunrun Installation Services, Inc. | PSE&G | Accepted | 2019-12-23 | 2019-12-27 | 2020-12-27 | Delta Electronics | M8-TL-US | Inverters | 7680 |  | 1 |  |  | 0.96 |  | Outdoor | Next To Meter
Solar Registration Program | NJSRRE1540835502 | EAST ORANGE | 7018 | 9 | 8.71 | Residential | No | Behind the Meter | Infinity Solar Systems | PSE&G | Accepted | 2019-04-10 | 2019-04-11 | 2020-04-11 | LG | LG-335-N1C-A5 | Solar Panels |  | 0.335 | 6 | 201 | 47 |  | Fixed | Roof
Solar Registration Program | NJSRRE1540835502 | EAST ORANGE | 7018 | 9 | 8.71 | Residential | No | Behind the Meter | Infinity Solar Systems | PSE&G | Accepted | 2019-04-10 | 2019-04-11 | 2020-04-11 | LG | LG-335-N1C-A5 | Solar Panels |  | 0.335 | 10 | 111 | 40 |  | Fixed | Roof
Solar Registration Program | NJSRRE1540835502 | EAST ORANGE | 7018 | 9 | 8.71 | Residential | No | Behind the Meter | Infinity Solar Systems | PSE&G | Accepted | 2019-04-10 | 2019-04-11 | 2020-04-11 | LG | LG-335-N1C-A5 | Solar Panels |  | 0.335 | 10 | 291 | 40 |  | Fixed | Roof
Solar Registration Program | NJSRRE1540835502 | EAST ORANGE | 7018 | 9 | 8.71 | Residential | No | Behind the Meter | Infinity Solar Systems | PSE&G | Accepted | 2019-04-10 | 2019-04-11 | 2020-04-11 | ENPHASE | IQ7PLUS-72-X-US | Inverters | 290 |  | 26 |  |  | 0.97 |  | Outside | MICROINVERTERS
Solar Registration Program | NJSRRE1541629254 | HAMILTON | 8610 | 12 | 8.71 | Residential | Yes | Behind the Meter | Pro Custom Solar dba Momentum Solar | PSE&G | Accepted | 2019-07-10 | 2019-07-15 | 2020-07-15 | LG ELECTRONICS | LG 335N1C-A5 | Solar Panels |  | 0.335 | 13 | 174 | 23 |  | Fixed | Roof
Solar Registration Program | NJSRRE1541629254 | HAMILTON | 8610 | 12 | 8.71 | Residential | Yes | Behind the Meter | Pro Custom Solar dba Momentum Solar | PSE&G | Accepted | 2019-07-10 | 2019-07-15 | 2020-07-15 | LG ELECTRONICS | LG 335N1C-A5 | Solar Panels |  | 0.335 | 13 | 354 | 21 |  | Fixed | Roof
Solar Registration Program | NJSRRE1541629254 | HAMILTON | 8610 | 12 | 8.71 | Residential | Yes | Behind the Meter | Pro Custom Solar dba Momentum Solar | PSE&G | Accepted | 2019-07-10 | 2019-07-15 | 2020-07-15 | ENPHASE | IQ7-60-2-US | Inverters | 250 |  | 26 |  |  | 0.97 |  | Outdoor | Roof
Solar Registration Program | NJSRRE1541680968 | Parsippany | 7054 | 3 | 8.71 | Residential | Yes | Behind the Meter | Pro Custom Solar dba Momentum Solar | JCP&L | Accepted | 2019-07-18 | 2019-07-29 | 2020-07-29 | LG ELECTRONICS | LG 335N1C-A5 | Solar Panels |  | 0.335 | 9 | 200 | 14 |  | Fixed | Roof
Solar Registration Program | NJSRRE1541680968 | Parsippany | 7054 | 3 | 8.71 | Residential | Yes | Behind the Meter | Pro Custom Solar dba Momentum Solar | JCP&L | Accepted | 2019-07-18 | 2019-07-29 | 2020-07-29 | LG ELECTRONICS | LG 335N1C-A5 | Solar Panels |  | 0.335 | 9 | 201 | 20 |  | Fixed | Roof
Solar Registration Program | NJSRRE1541680968 | Parsippany | 7054 | 3 | 8.71 | Residential | Yes | Behind the Meter | Pro Custom Solar dba Momentum Solar | JCP&L | Accepted | 2019-07-18 | 2019-07-29 | 2020-07-29 | LG ELECTRONICS | LG 335N1C-A5 | Solar Panels |  | 0.335 | 4 | 110 | 16 |  | Fixed | Roof
Solar Registration Program | NJSRRE1541680968 | Parsippany | 7054 | 3 | 8.71 | Residential | Yes | Behind the Meter | Pro Custom Solar dba Momentum Solar | JCP&L | Accepted | 2019-07-18 | 2019-07-29 | 2020-07-29 | LG ELECTRONICS | 290 | Solar Panels |  | 0.335 | 4 | 290 | 16 |  | Fixed | Roof
Solar Registration Program | NJSRRE1541680968 | Parsippany | 7054 | 3 | 8.71 | Residential | Yes | Behind the Meter | Pro Custom Solar dba Momentum Solar | JCP&L | Accepted | 2019-07-18 | 2019-07-29 | 2020-07-29 | ENPHASE | IQ7-60-2-US | Inverters | 250 |  | 26 |  |  | 0.97 |  | Outdoor | Roof
Solar Registration Program | NJSRRE1541693128 | Linden | 7036 | 10 | 8.71 | Residential | Yes | Behind the Meter | Pro Custom Solar dba Momentum Solar | PSE&G | Accepted | 2019-07-22 | 2019-07-24 | 2020-07-24 | LG ELECTRONICS | LG 335N1C-A5 | Solar Panels |  | 0.335 | 18 | 219 | 20 |  | Fixed | Roof
Solar Registration Program | NJSRRE1541693128 | Linden | 7036 | 10 | 8.71 | Residential | Yes | Behind the Meter | Pro Custom Solar dba Momentum Solar | PSE&G | Accepted | 2019-07-22 | 2019-07-24 | 2020-07-24 | LG ELECTRONICS | LG 335N1C-A5 | Solar Panels |  | 0.335 | 5 | 129 | 25 |  | Fixed | Roof
Solar Registration Program | NJSRRE1541693128 | Linden | 7036 | 10 | 8.71 | Residential | Yes | Behind the Meter | Pro Custom Solar dba Momentum Solar | PSE&G | Accepted | 2019-07-22 | 2019-07-24 | 2020-07-24 | LG ELECTRONICS | LG 335N1C-A5 | Solar Panels |  | 0.335 | 3 | 309 | 26 |  | Fixed | Roof
Solar Registration Program | NJSRRE1541693128 | Linden | 7036 | 10 | 8.71 | Residential | Yes | Behind the Meter | Pro Custom Solar dba Momentum Solar | PSE&G | Accepted | 2019-07-22 | 2019-07-24 | 2020-07-24 | ENPHASE ENERGY | IQ7-60-2-US | Inverters | 250 |  | 26 |  |  | 0.97 |  | Outdoor | Roof
Solar Registration Program | NJSRRE1541809830 | Absecon | 8201 | 19 | 8.71 | Residential | Yes | Behind the Meter | Pro Custom Solar dba Momentum Solar | AC Electric | Accepted | 2019-08-09 | 2019-08-23 | 2020-08-23 | LG ELECTRONICS | LG 335N1C-V5 | Solar Panels |  | 0.335 | 4 | 302 | 34 |  | Fixed | Roof
Solar Registration Program | NJSRRE1541809830 | Absecon | 8201 | 19 | 8.71 | Residential | Yes | Behind the Meter | Pro Custom Solar dba Momentum Solar | AC Electric | Accepted | 2019-08-09 | 2019-08-23 | 2020-08-23 | LG ELECTRONICS | LG 335N1C-V5 | Solar Panels |  | 0.335 | 6 | 122 | 14 |  | Fixed | Roof
Solar Registration Program | NJSRRE1541809830 | Absecon | 8201 | 19 | 8.71 | Residential | Yes | Behind the Meter | Pro Custom Solar dba Momentum Solar | AC Electric | Accepted | 2019-08-09 | 2019-08-23 | 2020-08-23 | LG ELECTRONICS | LG 335N1C-V5 | Solar Panels |  | 0.335 | 5 | 122 | 35 |  | Fixed | Roof
Solar Registration Program | NJSRRE1541809830 | Absecon | 8201 | 19 | 8.71 | Residential | Yes | Behind the Meter | Pro Custom Solar dba Momentum Solar | AC Electric | Accepted | 2019-08-09 | 2019-08-23 | 2020-08-23 | LG ELECTRONICS | LG 335N1C-V5 | Solar Panels |  | 0.335 | 3 | 122 | 34 |  | Fixed | Roof
Solar Registration Program | NJSRRE1541809830 | Absecon | 8201 | 19 | 8.71 | Residential | Yes | Behind the Meter | Pro Custom Solar dba Momentum Solar | AC Electric | Accepted | 2019-08-09 | 2019-08-23 | 2020-08-23 | LG ELECTRONICS | LG 335N1C-V5 | Solar Panels |  | 0.335 | 8 | 302 | 16 |  | Fixed | Roof
Solar Registration Program | NJSRRE1541809830 | Absecon | 8201 | 19 | 8.71 | Residential | Yes | Behind the Meter | Pro Custom Solar dba Momentum Solar | AC Electric | Accepted | 2019-08-09 | 2019-08-23 | 2020-08-23 | Enphase Energy | IQ7-60-2-US | Inverters | 250 |  | 26 |  |  | 0.97 |  | Outdoor | Roof
Solar Registration Program | NJSRRE1541820760 | NEWARK | 7112 | 9 | 8.71 | Residential | No | Behind the Meter | Infinity Solar Systems | PSE&G | Accepted | 2019-08-13 | 2019-08-23 | 2020-08-23 | LG | LG-335-N1C-A5 | Solar Panels |  | 0.335 | 3 | 27 | 25 |  | Fixed | Roof
Solar Registration Program | NJSRRE1541820760 | NEWARK | 7112 | 9 | 8.71 | Residential | No | Behind the Meter | Infinity Solar Systems | PSE&G | Accepted | 2019-08-13 | 2019-08-23 | 2020-08-23 | LG | LG-335-N1C-A5 | Solar Panels |  | 0.335 | 4 | 117 | 35 |  | Fixed | Roof
Solar Registration Program | NJSRRE1541820760 | NEWARK | 7112 | 9 | 8.71 | Residential | No | Behind the Meter | Infinity Solar Systems | PSE&G | Accepted | 2019-08-13 | 2019-08-23 | 2020-08-23 | LG | LG-335-N1C-A5 | Solar Panels |  | 0.335 | 3 | 27 | 25 |  | Fixed | Roof
Solar Registration Program | NJSRRE1541820760 | NEWARK | 7112 | 9 | 8.71 | Residential | No | Behind the Meter | Infinity Solar Systems | PSE&G | Accepted | 2019-08-13 | 2019-08-23 | 2020-08-23 | LG | LG-335-N1C-A5 | Solar Panels |  | 0.335 | 11 | 207 | 25 |  | Fixed | Roof
Solar Registration Program | NJSRRE1541820760 | NEWARK | 7112 | 9 | 8.71 | Residential | No | Behind the Meter | Infinity Solar Systems | PSE&G | Accepted | 2019-08-13 | 2019-08-23 | 2020-08-23 | LG | LG-335-N1C-A5 | Solar Panels |  | 0.335 | 5 | 207 | 25 |  | Fixed | Roof
Solar Registration Program | NJSRRE1541820760 | NEWARK | 7112 | 9 | 8.71 | Residential | No | Behind the Meter | Infinity Solar Systems | PSE&G | Accepted | 2019-08-13 | 2019-08-23 | 2020-08-23 | ENPHASE | IQ7PLUS-72-X-US | Inverters | 290 |  | 26 |  |  | 0.97 |  | Other | MICROINVERTERS
Solar Registration Program | NJSRRE1541864918 | Hammonton | 8037 | 19 | 8.71 | Residential | Yes | Behind the Meter | Pro Custom Solar dba Momentum Solar | AC Electric | Accepted | 2019-08-21 | 2019-08-26 | 2020-08-26 | LG ELECTRONICS | LG 335N1C-V5 | Solar Panels |  | 0.335 | 26 | 257 | 30 |  | Fixed | Roof
Solar Registration Program | NJSRRE1541864918 | Hammonton | 8037 | 19 | 8.71 | Residential | Yes | Behind the Meter | Pro Custom Solar dba Momentum Solar | AC Electric | Accepted | 2019-08-21 | 2019-08-26 | 2020-08-26 | Enphase Energy | IQ7-60-2-US | Inverters | 250 |  | 26 |  |  | 0.97 |  | Outdoor | Roof
Solar Registration Program | NJSRRE1541866036 | WOODBRIDGE TOWNSHIP | 7095 | 11 | 8.71 | Residential | Yes | Behind the Meter | Pro Custom Solar dba Momentum Solar | PSE&G | Accepted | 2019-08-21 | 2019-08-26 | 2020-08-26 | LG ELECTRONICS | LG 335N1C-V5 | Solar Panels |  | 0.335 | 14 | 259 | 23 |  | Fixed | Roof
Solar Registration Program | NJSRRE1541866036 | WOODBRIDGE TOWNSHIP | 7095 | 11 | 8.71 | Residential | Yes | Behind the Meter | Pro Custom Solar dba Momentum Solar | PSE&G | Accepted | 2019-08-21 | 2019-08-26 | 2020-08-26 | LG ELECTRONICS | LG 335N1C-V5 | Solar Panels |  | 0.335 | 12 | 79 | 24 |  | Fixed | Roof
Solar Registration Program | NJSRRE1541866036 | WOODBRIDGE TOWNSHIP | 7095 | 11 | 8.71 | Residential | Yes | Behind the Meter | Pro Custom Solar dba Momentum Solar | PSE&G | Accepted | 2019-08-21 | 2019-08-26 | 2020-08-26 | Enphase Energy | IQ7-60-2-US | Inverters | 250 |  | 26 |  |  | 0.97 |  | Outdoor | Roof
Solar Registration Program | NJSRRE1541894855 | Bergenfield | 7621 | 7 | 8.71 | Residential | No | Behind the Meter | Pro Custom Solar dba Momentum Solar | PSE&G | Accepted | 2019-08-28 | 2019-09-03 | 2020-09-03 | LG ELECTRONICS | LG 335N1C-V5 | Solar Panels |  | 0.335 | 4 | 89 | 41 |  | Fixed | Roof
Solar Registration Program | NJSRRE1541894855 | Bergenfield | 7621 | 7 | 8.71 | Residential | No | Behind the Meter | Pro Custom Solar dba Momentum Solar | PSE&G | Accepted | 2019-08-28 | 2019-09-03 | 2020-09-03 | LG ELECTRONICS | LG 335N1C-V5 | Solar Panels |  | 0.335 | 8 | 269 | 22 |  | Fixed | Roof
Solar Registration Program | NJSRRE1541894855 | Bergenfield | 7621 | 7 | 8.71 | Residential | No | Behind the Meter | Pro Custom Solar dba Momentum Solar | PSE&G | Accepted | 2019-08-28 | 2019-09-03 | 2020-09-03 | LG ELECTRONICS | LG 335N1C-V5 | Solar Panels |  | 0.335 | 4 | 89 | 16 |  | Fixed | Roof
Solar Registration Program | NJSRRE1541894855 | Bergenfield | 7621 | 7 | 8.71 | Residential | No | Behind the Meter | Pro Custom Solar dba Momentum Solar | PSE&G | Accepted | 2019-08-28 | 2019-09-03 | 2020-09-03 | LG ELECTRONICS | LG 335N1C-V5 | Solar Panels |  | 0.335 | 10 | 269 | 41 |  | Fixed | Roof
Solar Registration Program | NJSRRE1541894855 | Bergenfield | 7621 | 7 | 8.71 | Residential | No | Behind the Meter | Pro Custom Solar dba Momentum Solar | PSE&G | Accepted | 2019-08-28 | 2019-09-03 | 2020-09-03 | Enphase Energy | IQ7-60-2-US | Inverters | 250 |  | 26 |  |  | 0.97 |  | Outdoor | Roof
Solar Registration Program | NJSRRE1542375390 | Trenton | 8629 | 12 | 8.71 | Residential | Yes | Behind the Meter | Pro Custom Solar dba Momentum Solar | PSE&G | Accepted | 2019-09-10 | 2019-09-12 | 2020-09-12 | LG ELECTRONICS | LG 335N1C-V5 | Solar Panels |  | 0.335 | 26 | 152 | 30 |  | Fixed | Roof
Solar Registration Program | NJSRRE1542375390 | Trenton | 8629 | 12 | 8.71 | Residential | Yes | Behind the Meter | Pro Custom Solar dba Momentum Solar | PSE&G | Accepted | 2019-09-10 | 2019-09-12 | 2020-09-12 | Enphase Energy | IQ7-60-2-US | Inverters | 250 |  | 26 |  |  | 0.97 |  | Outdoor | Roof
Solar Registration Program | NJSRRE1542376704 | Elmwood Park | 7407 | 7 | 8.71 | Residential | Yes | Behind the Meter | Pro Custom Solar dba Momentum Solar | PSE&G | Accepted | 2019-09-10 | 2019-09-12 | 2020-09-12 | LG ELECTRONICS | LG 335N1C-V5 | Solar Panels |  | 0.335 | 14 | 161 | 6 |  | Fixed | Roof
Solar Registration Program | NJSRRE1542376704 | Elmwood Park | 7407 | 7 | 8.71 | Residential | Yes | Behind the Meter | Pro Custom Solar dba Momentum Solar | PSE&G | Accepted | 2019-09-10 | 2019-09-12 | 2020-09-12 | LG ELECTRONICS | LG 335N1C-V5 | Solar Panels |  | 0.335 | 12 | 341 | 6 |  | Fixed | Roof
Solar Registration Program | NJSRRE1542376704 | Elmwood Park | 7407 | 7 | 8.71 | Residential | Yes | Behind the Meter | Pro Custom Solar dba Momentum Solar | PSE&G | Accepted | 2019-09-10 | 2019-09-12 | 2020-09-12 | Enphase Energy | IQ7-60-2-US | Inverters | 250 |  | 26 |  |  | 0.97 |  | Outdoor | Roof
Solar Registration Program | NJSRRE1542422727 | Somers Point | 8244 | 19 | 8.71 | Residential | Yes | Behind the Meter | Pro Custom Solar dba Momentum Solar | AC Electric | Accepted | 2019-09-19 | 2019-09-23 | 2020-09-23 | LG ELECTRONICS | LG 335N1C-V5 | Solar Panels |  | 0.335 | 4 | 147 | 23 |  | Fixed | Roof
Solar Registration Program | NJSRRE1542422727 | Somers Point | 8244 | 19 | 8.71 | Residential | Yes | Behind the Meter | Pro Custom Solar dba Momentum Solar | AC Electric | Accepted | 2019-09-19 | 2019-09-23 | 2020-09-23 | LG ELECTRONICS | LG 335N1C-V5 | Solar Panels |  | 0.335 | 3 | 237 | 23 |  | Fixed | Roof
Solar Registration Program | NJSRRE1542422727 | Somers Point | 8244 | 19 | 8.71 | Residential | Yes | Behind the Meter | Pro Custom Solar dba Momentum Solar | AC Electric | Accepted | 2019-09-19 | 2019-09-23 | 2020-09-23 | LG ELECTRONICS | LG 335N1C-V5 | Solar Panels |  | 0.335 | 8 | 237 | 24 |  | Fixed | Roof
Solar Registration Program | NJSRRE1542422727 | Somers Point | 8244 | 19 | 8.71 | Residential | Yes | Behind the Meter | Pro Custom Solar dba Momentum Solar | AC Electric | Accepted | 2019-09-19 | 2019-09-23 | 2020-09-23 | LG ELECTRONICS | LG 335N1C-V5 | Solar Panels |  | 0.335 | 7 | 236 | 17 |  | Fixed | Roof
Solar Registration Program | NJSRRE1542422727 | Somers Point | 8244 | 19 | 8.71 | Residential | Yes | Behind the Meter | Pro Custom Solar dba Momentum Solar | AC Electric | Accepted | 2019-09-19 | 2019-09-23 | 2020-09-23 | LG ELECTRONICS | LG 335N1C-V5 | Solar Panels |  | 0.335 | 4 | 147 | 37 |  | Fixed | Roof
Solar Registration Program | NJSRRE1542512470 | CLIFTON | 7012 | 6 | 8.71 | Residential | No | Behind the Meter | Infinity Solar Systems | PSE&G | Accepted | 2019-10-07 | 2019-10-09 | 2020-10-09 | LG | LG-335-N1C-A5 | Solar Panels |  | 0.335 | 19 | 126 | 20 |  | Fixed | Roof
Solar Registration Program | NJSRRE1542512470 | CLIFTON | 7012 | 6 | 8.71 | Residential | No | Behind the Meter | Infinity Solar Systems | PSE&G | Accepted | 2019-10-07 | 2019-10-09 | 2020-10-09 | LG | LG-335-N1C-A5 | Solar Panels |  | 0.335 | 7 | 306 | 20 |  | Fixed | Roof
Solar Registration Program | NJSRRE1542512470 | CLIFTON | 7012 | 6 | 8.71 | Residential | No | Behind the Meter | Infinity Solar Systems | PSE&G | Accepted | 2019-10-07 | 2019-10-09 | 2020-10-09 | ENPHASE | IQ7-60-X-US | Inverters | 240 |  | 26 |  |  | 0.97 |  | Other | MICROINVERTERS
Solar Registration Program | NJSRRE1542580069 | Willingboro | 8046 | 13 | 8.71 | Residential | No | Behind the Meter | Public Service Solar | PSE&G | Accepted | 2019-10-23 | 2019-10-25 | 2020-10-25 | LG | LG335N1K-V5 | Solar Panels |  | 0.335 | 26 | 109 | 27 |  | Fixed | Roof
Solar Registration Program | NJSRRE1542580069 | Willingboro | 8046 | 13 | 8.71 | Residential | No | Behind the Meter | Public Service Solar | PSE&G | Accepted | 2019-10-23 | 2019-10-25 | 2020-10-25 | Enphase | IQ7+ | Inverters | 0.335 |  | 26 |  |  | 0.96 |  | Outside | Under panels
Solar Registration Program | NJSRRE1542625107 | Hillsborough | 8844 | 5 | 8.71 | Residential | No | Behind the Meter | Green House Solar | PSE&G | Accepted | 2019-10-25 | 2019-10-29 | 2020-10-29 | Sunpower | SPR-X21-335-E-AC | Solar Panels |  | 0.335 | 3 | 181 | 25 |  | Fixed | Roof
Solar Registration Program | NJSRRE1542625107 | Hillsborough | 8844 | 5 | 8.71 | Residential | No | Behind the Meter | Green House Solar | PSE&G | Accepted | 2019-10-25 | 2019-10-29 | 2020-10-29 | Sunpower | SPR-X21-335-E-AC | Solar Panels |  | 0.335 | 10 | 181 | 37 |  | Fixed | Roof
Solar Registration Program | NJSRRE1542625107 | Hillsborough | 8844 | 5 | 8.71 | Residential | No | Behind the Meter | Green House Solar | PSE&G | Accepted | 2019-10-25 | 2019-10-29 | 2020-10-29 | Sunpower | SPR-X21-335-E-AC | Solar Panels |  | 0.335 | 13 | 181 | 40 |  | Fixed | Roof
Solar Registration Program | NJSRRE1542625107 | Hillsborough | 8844 | 5 | 8.71 | Residential | No | Behind the Meter | Green House Solar | PSE&G | Accepted | 2019-10-25 | 2019-10-29 | 2020-10-29 | Sunpower | SPR-X21-335-E-AC | Inverters | 315 |  | 26 |  |  | 0.975 |  | Other | Panel Mounted
Solar Registration Program | NJSRRE1542684271 | WALDWICK | 7463 | 7 | 8.71 | Residential | No | Behind the Meter | Infinity Solar Systems | PSE&G | Accepted | 2019-10-28 | 2019-10-30 | 2020-10-30 | LG | LG335N1K-V5 | Solar Panels |  | 0.335 | 21 | 176 | 5 |  | Fixed | Roof
Solar Registration Program | NJSRRE1542684271 | WALDWICK | 7463 | 7 | 8.71 | Residential | No | Behind the Meter | Infinity Solar Systems | PSE&G | Accepted | 2019-10-28 | 2019-10-30 | 2020-10-30 | LG | LG335N1K-V5 | Solar Panels |  | 0.335 | 5 | 176 | 15 |  | Fixed | Roof
Solar Registration Program | NJSRRE1542684271 | WALDWICK | 7463 | 7 | 8.71 | Residential | No | Behind the Meter | Infinity Solar Systems | PSE&G | Accepted | 2019-10-28 | 2019-10-30 | 2020-10-30 | ENPHASE | IQ7-60-X-US | Inverters | 240 |  | 26 |  |  | 0.97 |  | Other | MICROINVERTERS
Solar Registration Program | NJSRRE1542839955 | Eatontown | 7724 | 17 | 8.71 | Residential | Yes | Behind the Meter | Pro Custom Solar dba Momentum Solar | JCP&L | Accepted | 2019-10-31 | 2019-11-04 | 2020-11-04 | LG ELECTRONICS | LG 335N1C-V5 | Solar Panels |  | 0.335 | 20 | 215 | 23 |  | Fixed | Roof
Solar Registration Program | NJSRRE1542839955 | Eatontown | 7724 | 17 | 8.71 | Residential | Yes | Behind the Meter | Pro Custom Solar dba Momentum Solar | JCP&L | Accepted | 2019-10-31 | 2019-11-04 | 2020-11-04 | LG ELECTRONICS | LG 335N1C-V5 | Solar Panels |  | 0.335 | 6 | 126 | 26 |  | Fixed | Roof
Solar Registration Program | NJSRRE1542839955 | Eatontown | 7724 | 17 | 8.71 | Residential | Yes | Behind the Meter | Pro Custom Solar dba Momentum Solar | JCP&L | Accepted | 2019-10-31 | 2019-11-04 | 2020-11-04 | Enphase Energy | IQ7-60-2-US | Inverters | 250 |  | 26 |  |  | 0.97 |  | Outdoor | Roof
Solar Registration Program | NJSRRE1543436379 | Atlantic Highlands | 7716 | 17 | 8.71 | Residential | No | Behind the Meter | Green Sun Energy Services, LLC | JCP&L | Accepted | 2019-11-22 | 2019-11-26 | 2020-11-26 | Hanwha | Q.PEAK DUO BLK-G6+ 335 watts with Q.ANTUM DUO Technolog | Solar Panels |  | 0.335 | 6 | 287 | 27 |  | Fixed | Roof
Solar Registration Program | NJSRRE1543436379 | Atlantic Highlands | 7716 | 17 | 8.71 | Residential | No | Behind the Meter | Green Sun Energy Services, LLC | JCP&L | Accepted | 2019-11-22 | 2019-11-26 | 2020-11-26 | Hanwha | Q.PEAK DUO BLK-G6+ 335 watts with Q.ANTUM DUO Technolog | Solar Panels |  | 0.335 | 20 | 107 | 27 |  | Fixed | Roof
Solar Registration Program | NJSRRE1543436379 | Atlantic Highlands | 7716 | 17 | 8.71 | Residential | No | Behind the Meter | Green Sun Energy Services, LLC | JCP&L | Accepted | 2019-11-22 | 2019-11-26 | 2020-11-26 | SolarEdge | SE7600H-US | Meters | 7600 |  | 1 |  |  |  | Yes
Solar Registration Program | NJSRRE1543436379 | Atlantic Highlands | 7716 | 17 | 8.71 | Residential | No | Behind the Meter | Green Sun Energy Services, LLC | JCP&L | Accepted | 2019-11-22 | 2019-11-26 | 2020-11-26 | SolarEdge | SE7600H-US | Inverters | 7600 |  | 1 |  |  | 0.99 |  | Indoor | Indoors (Next To Service Panel In Basement)
Solar Registration Program | NJSRRE1543506808 | Eagleswood | 8092 | 18 | 8.71 | Residential | No | Behind the Meter | Public Service Solar | AC Electric | Accepted | 2019-12-10 | 2019-12-13 | 2020-12-13 | LG | 335N1K-V5 | Solar Panels |  | 0.335 | 26 | 170 | 23 |  | Fixed | Roof
Solar Registration Program | NJSRRE1543506808 | Eagleswood | 8092 | 18 | 8.71 | Residential | No | Behind the Meter | Public Service Solar | AC Electric | Accepted | 2019-12-10 | 2019-12-13 | 2020-12-13 | Enphase | IQ7+ | Inverters | 0.29 |  | 26 |  |  | 0.98 |  | Outside | Under panels
Solar Registration Program | NJSRRE1542556428 | Mullica Hill | 8062 | 15 | 8.75 | Residential | Yes | Behind the Meter | SunnyMac LLC | AC Electric | Accepted | 2019-10-18 | 2019-10-22 | 2020-10-22 | SunPower | SPR-X21-350 | Solar Panels |  | 0.35 | 5 | 103 | 26 |  | Fixed | Roof
Solar Registration Program | NJSRRE1542556428 | Mullica Hill | 8062 | 15 | 8.75 | Residential | Yes | Behind the Meter | SunnyMac LLC | AC Electric | Accepted | 2019-10-18 | 2019-10-22 | 2020-10-22 | SunPower | SPR-X21-350 | Solar Panels |  | 0.35 | 7 | 103 | 26 |  | Fixed | Roof
Solar Registration Program | NJSRRE1542556428 | Mullica Hill | 8062 | 15 | 8.75 | Residential | Yes | Behind the Meter | SunnyMac LLC | AC Electric | Accepted | 2019-10-18 | 2019-10-22 | 2020-10-22 | SunPower | SPR-X21-350 | Solar Panels |  | 0.35 | 3 | 103 | 27 |  | Fixed | Roof
Solar Registration Program | NJSRRE1542556428 | Mullica Hill | 8062 | 15 | 8.75 | Residential | Yes | Behind the Meter | SunnyMac LLC | AC Electric | Accepted | 2019-10-18 | 2019-10-22 | 2020-10-22 | SunPower | SPR-X21-350 | Solar Panels |  | 0.35 | 10 | 283 | 26 |  | Fixed | Roof
Solar Registration Program | NJSRRE1542556428 | Mullica Hill | 8062 | 15 | 8.75 | Residential | Yes | Behind the Meter | SunnyMac LLC | AC Electric | Accepted | 2019-10-18 | 2019-10-22 | 2020-10-22 | Enphase | IQ7XS-96-ACM-US | Inverters | 0.315 |  | 25 |  |  | 0.99 |  | Outdoor | roof
Solar Registration Program | NJSRRE1543417218 | Hillsborough Twp | 8844 | 5 | 8.75 | Residential | No | Behind the Meter | SunnyMac LLC | PSE&G | Accepted | 2019-11-18 | 2019-11-20 | 2020-11-20 | SunPower | SPR-X21-350 | Solar Panels |  | 0.35 | 13 | 91 | 40 |  | Fixed | Roof
Solar Registration Program | NJSRRE1543417218 | Hillsborough Twp | 8844 | 5 | 8.75 | Residential | No | Behind the Meter | SunnyMac LLC | PSE&G | Accepted | 2019-11-18 | 2019-11-20 | 2020-11-20 | SunPower | SPR-X21-350 | Solar Panels |  | 0.35 | 12 | 181 | 40 |  | Fixed | Roof
Solar Registration Program | NJSRRE1543417218 | Hillsborough Twp | 8844 | 5 | 8.75 | Residential | No | Behind the Meter | SunnyMac LLC | PSE&G | Accepted | 2019-11-18 | 2019-11-20 | 2020-11-20 | Enphase | IQ7XS-96-ACM-US | Inverters | 0.315 |  | 25 |  |  | 0.99 |  | Outdoor | roof
Solar Registration Program | NJSRRE1543486298 | Skillman | 8558 | 5 | 8.75 | Residential | No | Behind the Meter | A Clear Alternative, Inc | PSE&G | Accepted | 2019-12-05 | 2019-12-10 | 2020-12-10 | Hanwha | Q Plus L-G4.2 350W | Solar Panels |  | 0.35 | 25 | 180 | 30 |  | Fixed | Ground | Backyard
Solar Registration Program | NJSRRE1543486298 | Skillman | 8558 | 5 | 8.75 | Residential | No | Behind the Meter | A Clear Alternative, Inc | PSE&G | Accepted | 2019-12-05 | 2019-12-10 | 2020-12-10 | Enphase Energy | IQ7+ | Inverters | 290 |  | 25 |  |  | 0.975 |  | Outdoor | under each module
Solar Registration Program | NJSRRE1543501779 | PISCATAWAY | 8854 | 11 | 8.75 | Residential | No | Behind the Meter | Infinity Solar Systems | PSE&G | Accepted | 2019-12-09 | 2019-12-11 | 2020-12-11 | LG | LG350N1C-V5 | Solar Panels |  | 0.35 | 10 | 230 | 5 |  | Fixed | Roof
Solar Registration Program | NJSRRE1543501779 | PISCATAWAY | 8854 | 11 | 8.75 | Residential | No | Behind the Meter | Infinity Solar Systems | PSE&G | Accepted | 2019-12-09 | 2019-12-11 | 2020-12-11 | LG | LG350N1C-V5 | Solar Panels |  | 0.35 | 12 | 140 | 25 |  | Fixed | Roof
Solar Registration Program | NJSRRE1543501779 | PISCATAWAY | 8854 | 11 | 8.75 | Residential | No | Behind the Meter | Infinity Solar Systems | PSE&G | Accepted | 2019-12-09 | 2019-12-11 | 2020-12-11 | LG | LG350N1C-V5 | Solar Panels |  | 0.35 | 3 | 230 | 25 |  | Fixed | Roof
Solar Registration Program | NJSRRE1543501779 | PISCATAWAY | 8854 | 11 | 8.75 | Residential | No | Behind the Meter | Infinity Solar Systems | PSE&G | Accepted | 2019-12-09 | 2019-12-11 | 2020-12-11 | ENPHASE | IQ7-60-X-US | Inverters | 240 |  | 25 |  |  | 0.97 |  | Outside | MICROINVERTERS
Solar Registration Program | NJSRRE1542832689 | WEST WINDSOR TWP | 8540 | 12 | 8.76 | Residential | No | Behind the Meter | Sunrun Installation Services, Inc. | PSE&G | Accepted | 2019-10-30 | 2019-11-01 | 2020-11-01 | LG Electronics | LG365Q1C-V5 | Solar Panels |  | 0.365 | 16 | 98 | 43 |  | Fixed | Roof
Solar Registration Program | NJSRRE1542832689 | WEST WINDSOR TWP | 8540 | 12 | 8.76 | Residential | No | Behind the Meter | Sunrun Installation Services, Inc. | PSE&G | Accepted | 2019-10-30 | 2019-11-01 | 2020-11-01 | LG Electronics | LG365Q1C-V5 | Solar Panels |  | 0.365 | 8 | 188 | 34 |  | Fixed | Roof
Solar Registration Program | NJSRRE1542832689 | WEST WINDSOR TWP | 8540 | 12 | 8.76 | Residential | No | Behind the Meter | Sunrun Installation Services, Inc. | PSE&G | Accepted | 2019-10-30 | 2019-11-01 | 2020-11-01 | Delta Electronics | M8-TL-US | Inverters | 7680 |  | 1 |  |  | 0.96 |  | Outdoor | Next To Meter
Solar Registration Program | NJSRRE1539957603 | Berkeley | 7922 | 10 | 8.78 | Residential | No | Behind the Meter | Tesla Energy Operations, Inc | JCP&L | Accepted | 2018-12-12 | 2018-12-14 | 2020-06-14 | Panasonic | SolarCity Standard: SC325 | Solar Panels |  | 0.325 | 4 | 160 | 40 |  | Fixed | Roof
Solar Registration Program | NJSRRE1539957603 | Berkeley | 7922 | 10 | 8.78 | Residential | No | Behind the Meter | Tesla Energy Operations, Inc | JCP&L | Accepted | 2018-12-12 | 2018-12-14 | 2020-06-14 | Panasonic | SolarCity Standard: SC325 | Solar Panels |  | 0.325 | 5 | 160 | 35 |  | Fixed | Roof
Solar Registration Program | NJSRRE1539957603 | Berkeley | 7922 | 10 | 8.78 | Residential | No | Behind the Meter | Tesla Energy Operations, Inc | JCP&L | Accepted | 2018-12-12 | 2018-12-14 | 2020-06-14 | Panasonic | SolarCity Standard: SC325 | Solar Panels |  | 0.325 | 18 | 250 | 31 |  | Fixed | Roof
Solar Registration Program | NJSRRE1539957603 | Berkeley | 7922 | 10 | 8.78 | Residential | No | Behind the Meter | Tesla Energy Operations, Inc | JCP&L | Accepted | 2018-12-12 | 2018-12-14 | 2020-06-14 | SOLAREDGE | SE7600H-US000SNC2 | Inverters | 7600 |  | 1 |  |  | 0.99 |  | Indoor | Inside
Solar Registration Program | NJSRRE1541031729 | Old Bridge | 8857 | 11 | 8.78 | Residential | No | Behind the Meter | Green Power Energy | JCP&L | Accepted | 2019-05-22 | 2019-05-28 | 2020-05-28 | Solar Edge | SE7600H-US | Inverters | 7600 |  | 1 |  |  | 0.97 |  | Outside | next to meter
Solar Registration Program | NJSRRE1541031729 | Old Bridge | 8857 | 11 | 8.78 | Residential | No | Behind the Meter | Green Power Energy | JCP&L | Accepted | 2019-05-22 | 2019-05-28 | 2020-05-28 | Panasonic | VBHN325KA03 | Solar Panels |  | 0.325 | 12 | 107 | 23 |  | Fixed | Roof
Solar Registration Program | NJSRRE1541031729 | Old Bridge | 8857 | 11 | 8.78 | Residential | No | Behind the Meter | Green Power Energy | JCP&L | Accepted | 2019-05-22 | 2019-05-28 | 2020-05-28 | Panasonic | VBHN325KA03 | Solar Panels |  | 0.325 | 15 | 106 | 10 |  | Fixed | Roof
Solar Registration Program | NJSRRE1541135231 | Little Egg Harbor | 8087 | 18 | 8.78 | Residential | No | Behind the Meter | Green Power Energy | AC Electric | Accepted | 2019-06-12 | 2019-06-17 | 2020-06-17 | Hanwha | Q.PEAK DUO-G5 325 | Solar Panels |  | 0.325 | 4 | 258 | 14 |  | Fixed | Roof
Solar Registration Program | NJSRRE1541135231 | Little Egg Harbor | 8087 | 18 | 8.78 | Residential | No | Behind the Meter | Green Power Energy | AC Electric | Accepted | 2019-06-12 | 2019-06-17 | 2020-06-17 | Hanwha | Q.PEAK DUO-G5 325 | Solar Panels |  | 0.325 | 15 | 168 | 23 |  | Fixed | Roof
Solar Registration Program | NJSRRE1541135231 | Little Egg Harbor | 8087 | 18 | 8.78 | Residential | No | Behind the Meter | Green Power Energy | AC Electric | Accepted | 2019-06-12 | 2019-06-17 | 2020-06-17 | Hanwha | Q.PEAK DUO-G5 325 | Solar Panels |  | 0.325 | 8 | 167 | 23 |  | Fixed | Roof
Solar Registration Program | NJSRRE1541135231 | Little Egg Harbor | 8087 | 18 | 8.78 | Residential | No | Behind the Meter | Green Power Energy | AC Electric | Accepted | 2019-06-12 | 2019-06-17 | 2020-06-17 | Solar Edge | SE7600H-US | Inverters | 7600 |  | 1 |  |  | 0.97 |  | Outside | next to meter
Solar Registration Program | NJSRRE1541713340 | Elizabeth City | 7208 | 10 | 8.78 | Residential | No | Behind the Meter | NJ Solar Power, LLC | PSE&G | Final As-Built Received | 2019-07-29 | 2019-08-22 | 2020-08-22 | Hanwha | Q Peak Duo G5-325 | Solar Panels |  | 0.325 | 3 | 260 | 45 |  | Fixed | Roof
Solar Registration Program | NJSRRE1541713340 | Elizabeth City | 7208 | 10 | 8.78 | Residential | No | Behind the Meter | NJ Solar Power, LLC | PSE&G | Final As-Built Received | 2019-07-29 | 2019-08-22 | 2020-08-22 | Hanwha | Q Peak Duo G5-325 | Solar Panels |  | 0.325 | 4 | 170 | 45 |  | Fixed | Roof
Solar Registration Program | NJSRRE1541713340 | Elizabeth City | 7208 | 10 | 8.78 | Residential | No | Behind the Meter | NJ Solar Power, LLC | PSE&G | Final As-Built Received | 2019-07-29 | 2019-08-22 | 2020-08-22 | hanwha | Q Peak Duo G5-325 | Solar Panels |  | 0.325 | 4 | 170 | 45 |  | Fixed | Roof
Solar Registration Program | NJSRRE1541713340 | Elizabeth City | 7208 | 10 | 8.78 | Residential | No | Behind the Meter | NJ Solar Power, LLC | PSE&G | Final As-Built Received | 2019-07-29 | 2019-08-22 | 2020-08-22 | Hanwha | Q Peak duo G5-325 | Solar Panels |  | 0.325 | 8 | 260 | 35 |  | Fixed | Roof
Solar Registration Program | NJSRRE1541713340 | Elizabeth City | 7208 | 10 | 8.78 | Residential | No | Behind the Meter | NJ Solar Power, LLC | PSE&G | Final As-Built Received | 2019-07-29 | 2019-08-22 | 2020-08-22 | Hanwha | Q Peak Duo-G5 325 | Solar Panels |  | 0.3258 | 8 | 80 | 35 |  | Fixed | Roof
Solar Registration Program | NJSRRE1541713340 | Elizabeth City | 7208 | 10 | 8.78 | Residential | No | Behind the Meter | NJ Solar Power, LLC | PSE&G | Final As-Built Received | 2019-07-29 | 2019-08-22 | 2020-08-22 | SolarEdge | SE7600H-US | Inverters | 7600 |  | 1 |  |  | 0.99 |  | Outdoor | Next to Meter
Solar Registration Program | NJSRRE1542497192 | Little Egg Harbor Twp | 8087 | 18 | 8.78 | Residential | No | Behind the Meter | Green Power Energy | AC Electric | Accepted | 2019-10-02 | 2019-11-13 | 2020-11-13 | Panasonic | VBHN325KA03 | Solar Panels |  | 0.325 | 27 | 232 | 23 |  | Fixed | Roof
Solar Registration Program | NJSRRE1542497192 | Little Egg Harbor Twp | 8087 | 18 | 8.78 | Residential | No | Behind the Meter | Green Power Energy | AC Electric | Accepted | 2019-10-02 | 2019-11-13 | 2020-11-13 | Solar Edge | SE7600H-US | Inverters | 7600 |  | 1 |  |  | 0.97 |  | Outside | next to meter
Solar Registration Program | NJSRRE1542765475 | Egg Harbor Township | 8234 | 19 | 8.78 | Residential | No | Behind the Meter | Green Power Energy | AC Electric | Accepted | 2019-10-30 | 2019-11-01 | 2020-11-01 | Panasonic | VBHN325KA03 | Solar Panels |  | 0.325 | 27 | 242 | 27 |  | Fixed | Roof
Solar Registration Program | NJSRRE1542765475 | Egg Harbor Township | 8234 | 19 | 8.78 | Residential | No | Behind the Meter | Green Power Energy | AC Electric | Accepted | 2019-10-30 | 2019-11-01 | 2020-11-01 | SolarEdge | SE7600H-US | Inverters | 7600 |  | 1 |  |  | 0.97 |  | Outside | Next to meter
Solar Registration Program | NJSRRE1542851331 | Scotch Plains | 7076 | 10 | 8.78 | Residential | No | Behind the Meter | Green Power Energy | PSE&G | Accepted | 2019-10-31 | 2019-11-04 | 2020-11-04 | Panasonic | VBHN325KA03 | Solar Panels |  | 0.325 | 7 | 213 | 23 |  | Fixed | Roof
Solar Registration Program | NJSRRE1542851331 | Scotch Plains | 7076 | 10 | 8.78 | Residential | No | Behind the Meter | Green Power Energy | PSE&G | Accepted | 2019-10-31 | 2019-11-04 | 2020-11-04 | Panasonic | VBHN325KA03 | Solar Panels |  | 0.325 | 6 | 212 | 23 |  | Fixed | Roof
Solar Registration Program | NJSRRE1542851331 | Scotch Plains | 7076 | 10 | 8.78 | Residential | No | Behind the Meter | Green Power Energy | PSE&G | Accepted | 2019-10-31 | 2019-11-04 | 2020-11-04 | Panasonic | VBHN325KA03 | Solar Panels |  | 0.325 | 8 | 211 | 23 |  | Fixed | Roof
Solar Registration Program | NJSRRE1542851331 | Scotch Plains | 7076 | 10 | 8.78 | Residential | No | Behind the Meter | Green Power Energy | PSE&G | Accepted | 2019-10-31 | 2019-11-04 | 2020-11-04 | Panasonic | VBHN325KA03 | Solar Panels |  | 0.325 | 6 | 121 | 23 |  | Fixed | Roof
Solar Registration Program | NJSRRE1542851331 | Scotch Plains | 7076 | 10 | 8.78 | Residential | No | Behind the Meter | Green Power Energy | PSE&G | Accepted | 2019-10-31 | 2019-11-04 | 2020-11-04 | SolarEdge | SE7600H-US | Inverters | 7600 |  | 1 |  |  | 0.97 |  | Outside | Next to meter
Solar Registration Program | NJSRRE1543450716 | North Brunswick Township | 8902 | 11 | 8.78 | Residential | No | Behind the Meter | Green Power Energy | PSE&G | Accepted | 2019-11-27 | 2019-12-03 | 2020-12-03 | Panasonic | VBHN325KA03 | Solar Panels |  | 0.325 | 27 | 222 | 27 |  | Fixed | Roof
Solar Registration Program | NJSRRE1543450716 | North Brunswick Township | 8902 | 11 | 8.78 | Residential | No | Behind the Meter | Green Power Energy | PSE&G | Accepted | 2019-11-27 | 2019-12-03 | 2020-12-03 | SolarEdge | SE7600H-US | Inverters | 7600 |  | 1 |  |  | 0.97 |  | Outside | Next to meter
Solar Registration Program | NJSRRE1543509795 | Robbinsville Township | 8691 | 12 | 8.78 | Residential | No | Behind the Meter | Green Power Energy | JCP&L | Accepted | 2019-12-11 | 2019-12-13 | 2020-12-13 | Panasonic | VBHN325KA03 | Solar Panels |  | 0.325 | 18 | 198 | 27 |  | Fixed | Roof
Solar Registration Program | NJSRRE1543509795 | Robbinsville Township | 8691 | 12 | 8.78 | Residential | No | Behind the Meter | Green Power Energy | JCP&L | Accepted | 2019-12-11 | 2019-12-13 | 2020-12-13 | Panasonic | VBHN325KA03 | Solar Panels |  | 0.325 | 9 | 107 | 27 |  | Fixed | Roof
Solar Registration Program | NJSRRE1543509795 | Robbinsville Township | 8691 | 12 | 8.78 | Residential | No | Behind the Meter | Green Power Energy | JCP&L | Accepted | 2019-12-11 | 2019-12-13 | 2020-12-13 | SolarEdge | SE7600H-US | Inverters | 7600 |  | 1 |  |  | 0.97 |  | Outside | Next to meter
Solar Registration Program | NJSRRE1543533402 | Toms River | 8753 | 18 | 8.78 | Residential | No | Behind the Meter | Green House Energy | JCP&L | Accepted | 2019-12-12 | 2019-12-17 | 2020-12-17 | Panasonic | VBHN325KA03 | Solar Panels |  | 0.325 | 16 | 96 | 27 |  | Fixed | Roof
Solar Registration Program | NJSRRE1543533402 | Toms River | 8753 | 18 | 8.78 | Residential | No | Behind the Meter | Green House Energy | JCP&L | Accepted | 2019-12-12 | 2019-12-17 | 2020-12-17 | Panasonic | VBHN325KA03 | Solar Panels |  | 0.325 | 11 | 5 | 10 |  | Fixed | Roof
Solar Registration Program | NJSRRE1543533402 | Toms River | 8753 | 18 | 8.78 | Residential | No | Behind the Meter | Green House Energy | JCP&L | Accepted | 2019-12-12 | 2019-12-17 | 2020-12-17 | SolarEdge | SE7600H-US | Inverters | 7600 |  | 1 |  |  | 0.97 |  | Outdoor | Next to meter
Solar Registration Program | NJSRRE1543575047 | HIGHLAND PARK | 8904 | 11 | 8.78 | Residential | No | Behind the Meter | Green Power Energy | PSE&G | Accepted | 2019-12-20 | 2019-12-26 | 2020-12-26 | Panasonic | VBHN325KA03 | Solar Panels |  | 0.325 | 13 | 245 | 30 |  | Fixed | Roof
Solar Registration Program | NJSRRE1543575047 | HIGHLAND PARK | 8904 | 11 | 8.78 | Residential | No | Behind the Meter | Green Power Energy | PSE&G | Accepted | 2019-12-20 | 2019-12-26 | 2020-12-26 | Panasonic | VBHN325KA03 | Solar Panels |  | 0.325 | 1 | 158 | 30 |  | Fixed | Roof
Solar Registration Program | NJSRRE1543575047 | HIGHLAND PARK | 8904 | 11 | 8.78 | Residential | No | Behind the Meter | Green Power Energy | PSE&G | Accepted | 2019-12-20 | 2019-12-26 | 2020-12-26 | Panasonic | VBHN325KA03 | Solar Panels |  | 0.325 | 2 | 155 | 30 |  | Fixed | Roof
Solar Registration Program | NJSRRE1543575047 | HIGHLAND PARK | 8904 | 11 | 8.78 | Residential | No | Behind the Meter | Green Power Energy | PSE&G | Accepted | 2019-12-20 | 2019-12-26 | 2020-12-26 | Panasonic | VBHN325KA03 | Solar Panels |  | 0.325 | 11 | 65 | 30 |  | Fixed | Roof
Solar Registration Program | NJSRRE1543575047 | HIGHLAND PARK | 8904 | 11 | 8.78 | Residential | No | Behind the Meter | Green Power Energy | PSE&G | Accepted | 2019-12-20 | 2019-12-26 | 2020-12-26 | SolarEdge | SE7600H-US | Inverters | 7600 |  | 1 |  |  | 0.97 |  | Outside | Next to meter
Solar Registration Program | NJSRRE1543042282 | Pleasantville | 8232 | 19 | 8.8 | Residential | Yes | Behind the Meter | Seabright Solar | AC Electric | Accepted | 2019-11-11 | 2019-11-11 | 2020-11-11 | Sunpower | SPR-A-400 | Solar Panels |  | 0.4 | 13 | 115 | 35 |  | Fixed | Roof
Solar Registration Program | NJSRRE1543042282 | Pleasantville | 8232 | 19 | 8.8 | Residential | Yes | Behind the Meter | Seabright Solar | AC Electric | Accepted | 2019-11-11 | 2019-11-11 | 2020-11-11 | Sunpower | SPR-A-400 | Solar Panels |  | 0.4 | 9 | 295 | 35 |  | Fixed | Roof
Solar Registration Program | NJSRRE1543042282 | Pleasantville | 8232 | 19 | 8.8 | Residential | Yes | Behind the Meter | Seabright Solar | AC Electric | Accepted | 2019-11-11 | 2019-11-11 | 2020-11-11 | Sunpower | SPR-A-400 | Inverters | 0.32 |  | 22 |  |  | 0.99 |  | Outside | Roof
Solar Registration Program | NJSRRE1540177597 | Bayonne | 7002 | 8 | 8.82 | Residential | Yes | Behind the Meter | Trinity Solar | PSE&G | Accepted | 2019-01-02 | 2019-01-07 | 2020-01-07 | HANWHA | Q.PEAK DUO BLK-G5 315 | Solar Panels |  | 0.315 | 28 | 123 | 23 |  | Fixed | Roof
Solar Registration Program | NJSRRE1540177597 | Bayonne | 7002 | 8 | 8.82 | Residential | Yes | Behind the Meter | Trinity Solar | PSE&G | Accepted | 2019-01-02 | 2019-01-07 | 2020-01-07 | Solar Edge | SE7600 | Inverters | 7600 |  | 1 |  |  | 0.97 |  | Outside | Side of home
Solar Registration Program | NJSRRE1540239362 | MONROE TOWNSHIP | 8831 | 11 | 8.82 | Residential | Yes | Behind the Meter | Vivint Solar Developer, LLC | JCP&L | Accepted | 2019-01-14 | 2019-01-16 | 2020-01-16 | Hanwha Solar | Q.PEAK DUO BLK-G5 315 | Solar Panels |  | 0.315 | 28 | 238 | 32 |  | Fixed | Roof
Solar Registration Program | NJSRRE1540239362 | MONROE TOWNSHIP | 8831 | 11 | 8.82 | Residential | Yes | Behind the Meter | Vivint Solar Developer, LLC | JCP&L | Accepted | 2019-01-14 | 2019-01-16 | 2020-01-16 | Solar Edge | SE7600H-US | Inverters | 7600 |  | 1 |  |  | 0.992 |  | Outdoor | Near the Utility Meter
Solar Registration Program | NJSRRE1540239455 | Hillside | 7205 | 10 | 8.82 | Residential | Yes | Behind the Meter | Pro Custom Solar dba Momentum Solar | PSE&G | Accepted | 2019-01-14 | 2019-01-21 | 2020-01-21 | HANWHA | Q.PEAK DUO BLK-G5 315 | Solar Panels |  | 0.315 | 5 | 90 | 34 |  | Fixed | Roof
Solar Registration Program | NJSRRE1540239455 | Hillside | 7205 | 10 | 8.82 | Residential | Yes | Behind the Meter | Pro Custom Solar dba Momentum Solar | PSE&G | Accepted | 2019-01-14 | 2019-01-21 | 2020-01-21 | HANWHA | Q.PEAK DUO BLK-G5 315 | Solar Panels |  | 0.315 | 9 | 360 | 34 |  | Fixed | Roof
Solar Registration Program | NJSRRE1540239455 | Hillside | 7205 | 10 | 8.82 | Residential | Yes | Behind the Meter | Pro Custom Solar dba Momentum Solar | PSE&G | Accepted | 2019-01-14 | 2019-01-21 | 2020-01-21 | HANWHA | Q.PEAK DUO BLK-G5 315 | Solar Panels |  | 0.315 | 14 | 180 | 34 |  | Fixed | Roof
Solar Registration Program | NJSRRE1540239455 | Hillside | 7205 | 10 | 8.82 | Residential | Yes | Behind the Meter | Pro Custom Solar dba Momentum Solar | PSE&G | Accepted | 2019-01-14 | 2019-01-21 | 2020-01-21 | ENPHASE | IQ7-60-2-US | Inverters | 250 |  | 28 |  |  | 0.97 |  | Outdoor | ROOF
Solar Registration Program | NJSRRE1540254783 | Teaneck | 7666 | 7 | 8.82 | Residential | Yes | Behind the Meter | Pro Custom Solar dba Momentum Solar | PSE&G | Accepted | 2019-01-17 | 2019-01-22 | 2020-01-22 | HANWHA | Q.PEAK DUO BLK-G5 315 | Solar Panels |  | 0.315 | 7 | 112 | 32 |  | Fixed | Roof
Solar Registration Program | NJSRRE1540254783 | Teaneck | 7666 | 7 | 8.82 | Residential | Yes | Behind the Meter | Pro Custom Solar dba Momentum Solar | PSE&G | Accepted | 2019-01-17 | 2019-01-22 | 2020-01-22 | HANWHA | Q.PEAK DUO BLK-G5 315 | Solar Panels |  | 0.315 | 4 | 202 | 32 |  | Fixed | Roof
Solar Registration Program | NJSRRE1540254783 | Teaneck | 7666 | 7 | 8.82 | Residential | Yes | Behind the Meter | Pro Custom Solar dba Momentum Solar | PSE&G | Accepted | 2019-01-17 | 2019-01-22 | 2020-01-22 | HANWHA | Q.PEAK DUO BLK-G5 315 | Solar Panels |  | 0.315 | 17 | 292 | 32 |  | Fixed | Roof
Solar Registration Program | NJSRRE1540254783 | Teaneck | 7666 | 7 | 8.82 | Residential | Yes | Behind the Meter | Pro Custom Solar dba Momentum Solar | PSE&G | Accepted | 2019-01-17 | 2019-01-22 | 2020-01-22 | ENPHASE | IQ7-60-2-US | Inverters | 250 |  | 28 |  |  | 0.97 |  | Outdoor | ROOF
Solar Registration Program | NJSRRE1540292948 | Highlands | 7732 | 17 | 8.82 | Residential | Yes | Behind the Meter | Pro Custom Solar dba Momentum Solar | JCP&L | Accepted | 2019-01-28 | 2019-01-30 | 2020-01-30 | HANWHA | Q.PEAK DUO BLK-G5 315 | Solar Panels |  | 0.315 | 13 | 126 | 37 |  | Fixed | Roof
Solar Registration Program | NJSRRE1540292948 | Highlands | 7732 | 17 | 8.82 | Residential | Yes | Behind the Meter | Pro Custom Solar dba Momentum Solar | JCP&L | Accepted | 2019-01-28 | 2019-01-30 | 2020-01-30 | HANWHA | Q.PEAK DUO BLK-G5 315 | Solar Panels |  | 0.315 | 15 | 306 | 37 |  | Fixed | Roof
Solar Registration Program | NJSRRE1540292948 | Highlands | 7732 | 17 | 8.82 | Residential | Yes | Behind the Meter | Pro Custom Solar dba Momentum Solar | JCP&L | Accepted | 2019-01-28 | 2019-01-30 | 2020-01-30 | ENPHASE | IQ7 | Inverters | 240 |  | 28 |  |  | 0.97 |  | Outside | ROOF
Solar Registration Program | NJSRRE1540295878 | Union | 7083 | 10 | 8.82 | Residential | Yes | Behind the Meter | Pro Custom Solar dba Momentum Solar | PSE&G | Accepted | 2019-01-29 | 2019-01-30 | 2020-01-30 | HANWHA | Q.PEAK DUO BLK-G5 315 | Solar Panels |  | 0.315 | 2 | 304 | 10 |  | Fixed | Roof
Solar Registration Program | NJSRRE1540295878 | Union | 7083 | 10 | 8.82 | Residential | Yes | Behind the Meter | Pro Custom Solar dba Momentum Solar | PSE&G | Accepted | 2019-01-29 | 2019-01-30 | 2020-01-30 | HANWHA | Q.PEAK DUO BLK-G5 315 | Solar Panels |  | 0.315 | 3 | 214 | 28 |  | Fixed | Roof
Solar Registration Program | NJSRRE1540295878 | Union | 7083 | 10 | 8.82 | Residential | Yes | Behind the Meter | Pro Custom Solar dba Momentum Solar | PSE&G | Accepted | 2019-01-29 | 2019-01-30 | 2020-01-30 | HANWHA | Q.PEAK DUO BLK-G5 315 | Solar Panels |  | 0.315 | 3 | 34 | 28 |  | Fixed | Roof
Solar Registration Program | NJSRRE1540295878 | Union | 7083 | 10 | 8.82 | Residential | Yes | Behind the Meter | Pro Custom Solar dba Momentum Solar | PSE&G | Accepted | 2019-01-29 | 2019-01-30 | 2020-01-30 | HANWHA | Q.PEAK DUO BLK-G5 315 | Solar Panels |  | 0.315 | 20 | 304 | 30 |  | Fixed | Roof
Solar Registration Program | NJSRRE1540295878 | Union | 7083 | 10 | 8.82 | Residential | Yes | Behind the Meter | Pro Custom Solar dba Momentum Solar | PSE&G | Accepted | 2019-01-29 | 2019-01-30 | 2020-01-30 | ENPHASE | IQ7 | Inverters | 240 |  | 28 |  |  | 0.97 |  | Outside | ROOF
Solar Registration Program | NJSRRE1540348806 | East Brunswick | 8816 | 11 | 8.82 | Residential | Yes | Behind the Meter | Pro Custom Solar dba Momentum Solar | PSE&G | Accepted | 2019-02-08 | 2019-02-12 | 2020-02-12 | HANWHA | Q.PEAK DUO BLK-G5 315 | Solar Panels |  | 0.315 | 16 | 355 | 40 |  | Fixed | Roof
Solar Registration Program | NJSRRE1540348806 | East Brunswick | 8816 | 11 | 8.82 | Residential | Yes | Behind the Meter | Pro Custom Solar dba Momentum Solar | PSE&G | Accepted | 2019-02-08 | 2019-02-12 | 2020-02-12 | HANWHA | Q.PEAK DUO BLK-G5 315 | Solar Panels |  | 0.315 | 3 | 175 | 35 |  | Fixed | Roof
Solar Registration Program | NJSRRE1540348806 | East Brunswick | 8816 | 11 | 8.82 | Residential | Yes | Behind the Meter | Pro Custom Solar dba Momentum Solar | PSE&G | Accepted | 2019-02-08 | 2019-02-12 | 2020-02-12 | HANWHA | Q.PEAK DUO BLK-G5 315 | Solar Panels |  | 0.315 | 9 | 175 | 12 |  | Fixed | Roof
Solar Registration Program | NJSRRE1540348806 | East Brunswick | 8816 | 11 | 8.82 | Residential | Yes | Behind the Meter | Pro Custom Solar dba Momentum Solar | PSE&G | Accepted | 2019-02-08 | 2019-02-12 | 2020-02-12 | ENPHASE | IQ7-60-2-US | Inverters | 250 |  | 28 |  |  | 0.97 |  | Outdoor | ROOF
Solar Registration Program | NJSRRE1540363076 | Warren | 7059 | 5 | 8.82 | Residential | Yes | Behind the Meter | Suntuity Solar LLC | JCP&L | Accepted | 2019-02-14 | 2019-02-18 | 2020-02-18 | Hanwha Solar | Q-Cells 315 Mono | Solar Panels |  | 0.315 | 28 | 250 | 32 |  | Fixed | Roof
Solar Registration Program | NJSRRE1540363076 | Warren | 7059 | 5 | 8.82 | Residential | Yes | Behind the Meter | Suntuity Solar LLC | JCP&L | Accepted | 2019-02-14 | 2019-02-18 | 2020-02-18 | SolarEdge | SE7600H-US | Inverters | 7600 |  | 1 |  |  | 0.99 |  | Outdoor | Besides the meter
Solar Registration Program | NJSRRE1540456456 | Bridgeton | 8302 | 20 | 8.82 | Residential | Yes | Behind the Meter | Suntuity Solar LLC | AC Electric | Accepted | 2019-03-06 | 2019-03-07 | 2020-03-07 | Hanwha Solar | Q-Cells 315 Mono | Solar Panels |  | 0.315 | 25 | 103 | 32 |  | Fixed | Roof
Solar Registration Program | NJSRRE1540456456 | Bridgeton | 8302 | 20 | 8.82 | Residential | Yes | Behind the Meter | Suntuity Solar LLC | AC Electric | Accepted | 2019-03-06 | 2019-03-07 | 2020-03-07 | Hanwha Solar | Q-Cells 315 Mono | Solar Panels |  | 0.315 | 3 | 283 | 32 |  | Fixed | Roof
Solar Registration Program | NJSRRE1540456456 | Bridgeton | 8302 | 20 | 8.82 | Residential | Yes | Behind the Meter | Suntuity Solar LLC | AC Electric | Accepted | 2019-03-06 | 2019-03-07 | 2020-03-07 | SolarEdge | SE7600H-US | Inverters | 7600 |  | 1 |  |  | 0.99 |  | Outdoor | Besides the Meter
Solar Registration Program | NJSRRE1540459499 | Lincoln Park | 7035 | 3 | 8.82 | Residential | Yes | Behind the Meter | Vivint Solar Developer, LLC | JCP&L | Accepted | 2019-03-07 | 2019-03-08 | 2020-03-08 | Hanwha Solar | Q.Peak BLK-G5 315 | Solar Panels |  | 0.315 | 14 | 212 | 32 |  | Fixed | Roof
Solar Registration Program | NJSRRE1540459499 | Lincoln Park | 7035 | 3 | 8.82 | Residential | Yes | Behind the Meter | Vivint Solar Developer, LLC | JCP&L | Accepted | 2019-03-07 | 2019-03-08 | 2020-03-08 | Hanwha Solar | Q.Peak BLK-G5 315 | Solar Panels |  | 0.315 | 10 | 122 | 24 |  | Fixed | Roof
Solar Registration Program | NJSRRE1540459499 | Lincoln Park | 7035 | 3 | 8.82 | Residential | Yes | Behind the Meter | Vivint Solar Developer, LLC | JCP&L | Accepted | 2019-03-07 | 2019-03-08 | 2020-03-08 | Hanwha Solar | Q.Peak BLK-G5 315 | Solar Panels |  | 0.315 | 4 | 302 | 31 |  | Fixed | Roof
Solar Registration Program | NJSRRE1540459499 | Lincoln Park | 7035 | 3 | 8.82 | Residential | Yes | Behind the Meter | Vivint Solar Developer, LLC | JCP&L | Accepted | 2019-03-07 | 2019-03-08 | 2020-03-08 | Solar Edge | SE7600H-US | Inverters | 7600 |  | 1 |  |  | 0.992 |  | Outdoor | Near the Utility Meter.
Solar Registration Program | NJSRRE1540462817 | Clayton | 8312 | 15 | 8.82 | Residential | Yes | Behind the Meter | Suntuity Solar LLC | AC Electric | Accepted | 2019-03-09 | 2019-03-11 | 2020-03-11 | Hanwha Solar | Q-Cells 315 Mono | Solar Panels |  | 0.315 | 28 | 242 | 21 |  | Fixed | Roof
Solar Registration Program | NJSRRE1540462817 | Clayton | 8312 | 15 | 8.82 | Residential | Yes | Behind the Meter | Suntuity Solar LLC | AC Electric | Accepted | 2019-03-09 | 2019-03-11 | 2020-03-11 | Enphase Energy | IQ7-60-2-US | Inverters | 240 |  | 28 |  |  | 0.97 |  | Outdoor | Behind the PV Modules
Solar Registration Program | NJSRRE1540502055 | Union | 7083 | 10 | 8.82 | Residential | Yes | Behind the Meter | Suntuity Solar LLC | PSE&G | Accepted | 2019-03-20 | 2019-03-21 | 2020-03-21 | Hanwha Solar | Q-Cells 315 Mono | Solar Panels |  | 0.315 | 16 | 33 | 33 |  | Fixed | Roof
Solar Registration Program | NJSRRE1540502055 | Union | 7083 | 10 | 8.82 | Residential | Yes | Behind the Meter | Suntuity Solar LLC | PSE&G | Accepted | 2019-03-20 | 2019-03-21 | 2020-03-21 | Hanwha Solar | Q-Cells 315 Mono | Solar Panels |  | 0.315 | 12 | 213 | 33 |  | Fixed | Roof
Solar Registration Program | NJSRRE1540502055 | Union | 7083 | 10 | 8.82 | Residential | Yes | Behind the Meter | Suntuity Solar LLC | PSE&G | Accepted | 2019-03-20 | 2019-03-21 | 2020-03-21 | Enphase Energy | IQ7-60-2-US | Inverters | 240 |  | 28 |  |  | 0.97 |  | Outdoor | Behind the PV modules
Solar Registration Program | NJSRRE1540713270 | Millville | 8332 | 20 | 8.82 | Residential | Yes | Behind the Meter | Suntuity Solar LLC | AC Electric | Accepted | 2019-03-25 | 2019-03-26 | 2020-03-26 | Hanwha Solar | Q-Cells 315 Mono | Solar Panels |  | 0.315 | 12 | 133 | 20 |  | Fixed | Roof
Solar Registration Program | NJSRRE1540713270 | Millville | 8332 | 20 | 8.82 | Residential | Yes | Behind the Meter | Suntuity Solar LLC | AC Electric | Accepted | 2019-03-25 | 2019-03-26 | 2020-03-26 | Hanwha Solar | Q-Cells 315 Mono | Solar Panels |  | 0.315 | 16 | 223 | 20 |  | Fixed | Roof
Solar Registration Program | NJSRRE1540713270 | Millville | 8332 | 20 | 8.82 | Residential | Yes | Behind the Meter | Suntuity Solar LLC | AC Electric | Accepted | 2019-03-25 | 2019-03-26 | 2020-03-26 | Enphase Energy | IQ7-60-2-US | Inverters | 240 |  | 28 |  |  | 0.97 |  | Outdoor | Behind the PV Modules
Solar Registration Program | NJSRRE1540814750 | LONG BRANCH | 7740 | 17 | 8.82 | Residential | Yes | Behind the Meter | Vivint Solar Developer, LLC | JCP&L | Accepted | 2019-04-03 | 2019-04-04 | 2020-04-04 | Hanwha Solar | Q.PEAK DUO BLK-G5 315 | Solar Panels |  | 0.315 | 3 | 182 | 44 |  | Fixed | Roof
Solar Registration Program | NJSRRE1540814750 | LONG BRANCH | 7740 | 17 | 8.82 | Residential | Yes | Behind the Meter | Vivint Solar Developer, LLC | JCP&L | Accepted | 2019-04-03 | 2019-04-04 | 2020-04-04 | Hanwha Solar | Q.PEAK DUO BLK-G5 315 | Solar Panels |  | 0.315 | 3 | 92 | 15 |  | Fixed | Roof
Solar Registration Program | NJSRRE1540814750 | LONG BRANCH | 7740 | 17 | 8.82 | Residential | Yes | Behind the Meter | Vivint Solar Developer, LLC | JCP&L | Accepted | 2019-04-03 | 2019-04-04 | 2020-04-04 | Hanwha Solar | Q.PEAK DUO BLK-G5 315 | Solar Panels |  | 0.315 | 5 | 92 | 44 |  | Fixed | Roof
Solar Registration Program | NJSRRE1540814750 | LONG BRANCH | 7740 | 17 | 8.82 | Residential | Yes | Behind the Meter | Vivint Solar Developer, LLC | JCP&L | Accepted | 2019-04-03 | 2019-04-04 | 2020-04-04 | Hanwha Solar | Q.PEAK DUO BLK-G5 315 | Solar Panels |  | 0.315 | 4 | 272 | 44 |  | Fixed | Roof
Solar Registration Program | NJSRRE1540814750 | LONG BRANCH | 7740 | 17 | 8.82 | Residential | Yes | Behind the Meter | Vivint Solar Developer, LLC | JCP&L | Accepted | 2019-04-03 | 2019-04-04 | 2020-04-04 | Hanwha Solar | Q.PEAK DUO BLK-G5 315 | Solar Panels |  | 0.315 | 8 | 272 | 44 |  | Fixed | Roof
Solar Registration Program | NJSRRE1540814750 | LONG BRANCH | 7740 | 17 | 8.82 | Residential | Yes | Behind the Meter | Vivint Solar Developer, LLC | JCP&L | Accepted | 2019-04-03 | 2019-04-04 | 2020-04-04 | Hanwha Solar | Q.PEAK DUO BLK-G5 315 | Solar Panels |  | 0.315 | 5 | 92 | 44 |  | Fixed | Roof
Solar Registration Program | NJSRRE1540814750 | LONG BRANCH | 7740 | 17 | 8.82 | Residential | Yes | Behind the Meter | Vivint Solar Developer, LLC | JCP&L | Accepted | 2019-04-03 | 2019-04-04 | 2020-04-04 | Solar Edge | SE7600H-US | Inverters | 7600 |  | 1 |  |  | 0.992 |  | Outdoor | Near the Utility Meter
Solar Registration Program | NJSRRE1540848687 | Ledgewood | 7852 | 3 | 8.82 | Residential | Yes | Behind the Meter | Pro Custom Solar dba Momentum Solar | JCP&L | Accepted | 2019-04-12 | 2019-04-12 | 2020-04-12 | HANWHA | Q.PEAK DUO BLK-G5 315 | Solar Panels |  | 0.315 | 16 | 135 | 32 |  | Fixed | Roof
Solar Registration Program | NJSRRE1540848687 | Ledgewood | 7852 | 3 | 8.82 | Residential | Yes | Behind the Meter | Pro Custom Solar dba Momentum Solar | JCP&L | Accepted | 2019-04-12 | 2019-04-12 | 2020-04-12 | HANWHA | Q.PEAK DUO BLK-G5 315 | Solar Panels |  | 0.315 | 12 | 315 | 33 |  | Fixed | Roof
Solar Registration Program | NJSRRE1540848687 | Ledgewood | 7852 | 3 | 8.82 | Residential | Yes | Behind the Meter | Pro Custom Solar dba Momentum Solar | JCP&L | Accepted | 2019-04-12 | 2019-04-12 | 2020-04-12 | ENPHASE | IQ7-60-2-US | Inverters | 250 |  | 28 |  |  | 0.97 |  | Outdoor | ROOF
Solar Registration Program | NJSRRE1540864822 | Lyndhurst | 7071 | 7 | 8.82 | Residential | Yes | Behind the Meter | Vivint Solar Developer, LLC | PSE&G | Accepted | 2019-04-18 | 2019-05-01 | 2020-05-01 | Hanwha Solar | Q.Peak BLK-G5 315 | Solar Panels |  | 0.315 | 10 | 216 | 23 |  | Fixed | Roof
Solar Registration Program | NJSRRE1540864822 | Lyndhurst | 7071 | 7 | 8.82 | Residential | Yes | Behind the Meter | Vivint Solar Developer, LLC | PSE&G | Accepted | 2019-04-18 | 2019-05-01 | 2020-05-01 | Hanwha Solar | Q.Peak BLK-G5 315 | Solar Panels |  | 0.315 | 18 | 36 | 23 |  | Fixed | Roof
Solar Registration Program | NJSRRE1540864822 | Lyndhurst | 7071 | 7 | 8.82 | Residential | Yes | Behind the Meter | Vivint Solar Developer, LLC | PSE&G | Accepted | 2019-04-18 | 2019-05-01 | 2020-05-01 | Solar Edge | SE7600H-US | Inverters | 7600 |  | 1 |  |  | 0.992 |  | Outdoor | Near the Utility Meter.
Solar Registration Program | NJSRRE1540870967 | Eatontown | 7724 | 17 | 8.82 | Residential | Yes | Behind the Meter | Vivint Solar Developer, LLC | JCP&L | Accepted | 2019-04-22 | 2019-04-23 | 2020-04-23 | Hanwha Solar | Q.Peak BLK-G5 315 | Solar Panels |  | 0.315 | 16 | 191 | 23 |  | Fixed | Roof
Solar Registration Program | NJSRRE1540870967 | Eatontown | 7724 | 17 | 8.82 | Residential | Yes | Behind the Meter | Vivint Solar Developer, LLC | JCP&L | Accepted | 2019-04-22 | 2019-04-23 | 2020-04-23 | Hanwha Solar | Q.Peak BLK-G5 315 | Solar Panels |  | 0.315 | 6 | 101 | 23 |  | Fixed | Roof
Solar Registration Program | NJSRRE1540870967 | Eatontown | 7724 | 17 | 8.82 | Residential | Yes | Behind the Meter | Vivint Solar Developer, LLC | JCP&L | Accepted | 2019-04-22 | 2019-04-23 | 2020-04-23 | Hanwha Solar | Q.Peak BLK-G5 315 | Solar Panels |  | 0.315 | 6 | 281 | 23 |  | Fixed | Roof
Solar Registration Program | NJSRRE1540870967 | Eatontown | 7724 | 17 | 8.82 | Residential | Yes | Behind the Meter | Vivint Solar Developer, LLC | JCP&L | Accepted | 2019-04-22 | 2019-04-23 | 2020-04-23 | Solar Edge | SE7600H-US | Inverters | 7600 |  | 1 |  |  | 0.992 |  | Outdoor | Near the Utility Meter.
Solar Registration Program | NJSRRE1540959650 | PARAMUS BORO NJ | 7652 | 7 | 8.82 | Residential | No | Behind the Meter | Tesla Energy Operations Inc | PSE&G | Accepted | 2019-05-04 | 2019-05-08 | 2020-05-08 | Hanwha Q-Cells | Q.Peak DUO BLK-G5/SC315: | Solar Panels |  | 0.315 | 28 | 244 | 38 |  | Fixed | Roof
Solar Registration Program | NJSRRE1540959650 | PARAMUS BORO NJ | 7652 | 7 | 8.82 | Residential | No | Behind the Meter | Tesla Energy Operations Inc | PSE&G | Accepted | 2019-05-04 | 2019-05-08 | 2020-05-08 | Delta | Solivia 7.6 TL | Inverters | 7600 |  | 1 |  |  | 0.975 |  | Outdoor | Outdoor
Solar Registration Program | NJSRRE1541031955 | Mays Landing | 8330 | 19 | 8.82 | Residential | Yes | Behind the Meter | Trinity Solar | AC Electric | Accepted | 2019-05-22 | 2019-05-28 | 2020-05-28 | Hanwha | Q.PEAK DUO BLK-G5 315 | Solar Panels |  | 0.315 | 17 | 180 | 49 |  | Fixed | Roof
Solar Registration Program | NJSRRE1541031955 | Mays Landing | 8330 | 19 | 8.82 | Residential | Yes | Behind the Meter | Trinity Solar | AC Electric | Accepted | 2019-05-22 | 2019-05-28 | 2020-05-28 | Hanwha | Q.PEAK DUO BLK-G5 315 | Solar Panels |  | 0.315 | 11 | 270 | 9 |  | Fixed | Roof
Solar Registration Program | NJSRRE1541031955 | Mays Landing | 8330 | 19 | 8.82 | Residential | Yes | Behind the Meter | Trinity Solar | AC Electric | Accepted | 2019-05-22 | 2019-05-28 | 2020-05-28 | Solar Edge | SE7600 | Inverters | 7600 |  | 1 |  |  | 0.97 |  | Outside | side of home
Solar Registration Program | NJSRRE1541041754 | Newark | 7108 | 9 | 8.82 | Residential | Yes | Behind the Meter | Pro Custom Solar dba Momentum Solar | PSE&G | Accepted | 2019-05-24 | 2019-05-30 | 2020-05-30 | HANWHA | Q.PEAK DUO BLK-G5 315 | Solar Panels |  | 0.315 | 11 | 194 | 22 |  | Fixed | Roof
Solar Registration Program | NJSRRE1541041754 | Newark | 7108 | 9 | 8.82 | Residential | Yes | Behind the Meter | Pro Custom Solar dba Momentum Solar | PSE&G | Accepted | 2019-05-24 | 2019-05-30 | 2020-05-30 | HANWHA | Q.PEAK DUO BLK-G5 315 | Solar Panels |  | 0.315 | 14 | 104 | 20 |  | Fixed | Roof
Solar Registration Program | NJSRRE1541041754 | Newark | 7108 | 9 | 8.82 | Residential | Yes | Behind the Meter | Pro Custom Solar dba Momentum Solar | PSE&G | Accepted | 2019-05-24 | 2019-05-30 | 2020-05-30 | HANWHA | Q.PEAK DUO BLK-G5 315 | Solar Panels |  | 0.315 | 3 | 284 | 20 |  | Fixed | Roof
Solar Registration Program | NJSRRE1541041754 | Newark | 7108 | 9 | 8.82 | Residential | Yes | Behind the Meter | Pro Custom Solar dba Momentum Solar | PSE&G | Accepted | 2019-05-24 | 2019-05-30 | 2020-05-30 | ENPHASE | IQ7-60-2-US | Inverters | 250 |  | 28 |  |  | 0.97 |  | Outdoor | ROOF
Solar Registration Program | NJSRRE1541076663 | Delran | 8075 | 13 | 8.82 | Residential | Yes | Behind the Meter | Trinity Solar | JCP&L | Accepted | 2019-06-04 | 2019-06-07 | 2020-06-07 | Hanwha | Q.PEAK DUO BLK-G5 315 | Solar Panels |  | 0.315 | 14 | 126 | 20 |  | Fixed | Roof
Solar Registration Program | NJSRRE1541076663 | Delran | 8075 | 13 | 8.82 | Residential | Yes | Behind the Meter | Trinity Solar | JCP&L | Accepted | 2019-06-04 | 2019-06-07 | 2020-06-07 | Hanwha | Q.PEAK DUO BLK-G5 315 | Solar Panels |  | 0.315 | 14 | 216 | 20 |  | Fixed | Roof
Solar Registration Program | NJSRRE1541076663 | Delran | 8075 | 13 | 8.82 | Residential | Yes | Behind the Meter | Trinity Solar | JCP&L | Accepted | 2019-06-04 | 2019-06-07 | 2020-06-07 | Solar Edge | SE7600 | Inverters | 7600 |  | 1 |  |  | 0.97 |  | Outside | side of home
Solar Registration Program | NJSRRE1541414172 | BURLINGTON | 8016 | 13 | 8.82 | Residential | No | Behind the Meter | Vivint Solar Developer, LLC | PSE&G | Accepted | 2019-06-24 | 2019-06-24 | 2020-06-24 | Hanwha Solar | Q.PEAK BLK-G5 315 | Solar Panels |  | 0.315 | 28 | 65 | 32 |  | Fixed | Roof
Solar Registration Program | NJSRRE1541414172 | BURLINGTON | 8016 | 13 | 8.82 | Residential | No | Behind the Meter | Vivint Solar Developer, LLC | PSE&G | Accepted | 2019-06-24 | 2019-06-24 | 2020-06-24 | SolarEdge | SE7600H-US | Inverters | 7600 |  | 1 |  |  | 0.992 |  | Outdoor | Near The Utility Meter
Solar Registration Program | NJSRRE1541431073 | Sewell | 8080 | 15 | 8.82 | Residential | Yes | Behind the Meter | Trinity Solar | AC Electric | Accepted | 2019-06-19 | 2019-06-24 | 2020-06-24 | Hanwha 315 | Q.PEAK DUO BLK-G5 315 | Solar Panels |  | 0.315 | 4 | 219 | 30 |  | Fixed | Roof
Solar Registration Program | NJSRRE1541431073 | Sewell | 8080 | 15 | 8.82 | Residential | Yes | Behind the Meter | Trinity Solar | AC Electric | Accepted | 2019-06-19 | 2019-06-24 | 2020-06-24 | Hanwha 315 | Q.PEAK DUO BLK-G5 315 | Solar Panels |  | 0.315 | 5 | 129 | 30 |  | Fixed | Roof
Solar Registration Program | NJSRRE1541431073 | Sewell | 8080 | 15 | 8.82 | Residential | Yes | Behind the Meter | Trinity Solar | AC Electric | Accepted | 2019-06-19 | 2019-06-24 | 2020-06-24 | Hanwha 315 | Q.PEAK DUO BLK-G5 315 | Solar Panels |  | 0.315 | 7 | 129 | 30 |  | Fixed | Roof
Solar Registration Program | NJSRRE1541431073 | Sewell | 8080 | 15 | 8.82 | Residential | Yes | Behind the Meter | Trinity Solar | AC Electric | Accepted | 2019-06-19 | 2019-06-24 | 2020-06-24 | Hanwha 315 | Q.PEAK DUO BLK-G5 315 | Solar Panels |  | 0.315 | 7 | 219 | 30 |  | Fixed | Roof
Solar Registration Program | NJSRRE1541431073 | Sewell | 8080 | 15 | 8.82 | Residential | Yes | Behind the Meter | Trinity Solar | AC Electric | Accepted | 2019-06-19 | 2019-06-24 | 2020-06-24 | Hanwha 315 | Q.PEAK DUO BLK-G5 315 | Solar Panels |  | 0.315 | 5 | 219 | 30 |  | Fixed | Roof
Solar Registration Program | NJSRRE1541431073 | Sewell | 8080 | 15 | 8.82 | Residential | Yes | Behind the Meter | Trinity Solar | AC Electric | Accepted | 2019-06-19 | 2019-06-24 | 2020-06-24 | Solar Edge | SE7600H-US | Inverters | 7600 |  | 1 |  |  | 0.97 |  | Outside | Side of home
Solar Registration Program | NJSRRE1541432211 | PENNSAUKEN | 08109-3648 |  | 8.82 | Residential | Yes | Behind the Meter | Vivint Solar Developer, LLC | PSE&G | Accepted | 2019-06-24 | 2019-06-24 | 2020-06-24 | Hanwha Solar | Q.PEAK BLK G5 315 | Solar Panels |  | 0.315 | 12 | 85 | 21 |  | Fixed | Roof
Solar Registration Program | NJSRRE1541432211 | PENNSAUKEN | 08109-3648 |  | 8.82 | Residential | Yes | Behind the Meter | Vivint Solar Developer, LLC | PSE&G | Accepted | 2019-06-24 | 2019-06-24 | 2020-06-24 | Hanwha Solar | Q.PEAK BLK G5 315 | Solar Panels |  | 0.315 | 3 | 85 | 21 |  | Fixed | Roof
Solar Registration Program | NJSRRE1541432211 | PENNSAUKEN | 08109-3648 |  | 8.82 | Residential | Yes | Behind the Meter | Vivint Solar Developer, LLC | PSE&G | Accepted | 2019-06-24 | 2019-06-24 | 2020-06-24 | Hanwha Solar | Q.PEAK BLK G5 315 | Solar Panels |  | 0.315 | 10 | 265 | 21 |  | Fixed | Roof
Solar Registration Program | NJSRRE1541432211 | PENNSAUKEN | 08109-3648 |  | 8.82 | Residential | Yes | Behind the Meter | Vivint Solar Developer, LLC | PSE&G | Accepted | 2019-06-24 | 2019-06-24 | 2020-06-24 | Hanwha Solar | Q.PEAK BLK G5 315 | Solar Panels |  | 0.315 | 3 | 265 | 21 |  | Fixed | Roof
Solar Registration Program | NJSRRE1541432211 | PENNSAUKEN | 08109-3648 |  | 8.82 | Residential | Yes | Behind the Meter | Vivint Solar Developer, LLC | PSE&G | Accepted | 2019-06-24 | 2019-06-24 | 2020-06-24 | SolarEdge | SE7600H-US | Inverters | 7600 |  | 1 |  |  | 0.992 |  | Outdoor | Near The Utility Meter
Solar Registration Program | NJSRRE1541437305 | PISCATAWAY | 8854 | 11 | 8.82 | Residential | Yes | Behind the Meter | Vivint Solar Developer, LLC | PSE&G | Accepted | 2019-06-24 | 2019-06-25 | 2020-06-25 | HANWHA SOLAR | Q.PEAK BLK-G5 315 | Solar Panels |  | 0.315 | 20 | 265 | 28 |  | Fixed | Roof
Solar Registration Program | NJSRRE1541437305 | PISCATAWAY | 8854 | 11 | 8.82 | Residential | Yes | Behind the Meter | Vivint Solar Developer, LLC | PSE&G | Accepted | 2019-06-24 | 2019-06-25 | 2020-06-25 | HANWHA SOLAR | Q.PEAK BLK-G5 315 | Solar Panels |  | 0.315 | 8 | 85 | 28 |  | Fixed | Roof
Solar Registration Program | NJSRRE1541437305 | PISCATAWAY | 8854 | 11 | 8.82 | Residential | Yes | Behind the Meter | Vivint Solar Developer, LLC | PSE&G | Accepted | 2019-06-24 | 2019-06-25 | 2020-06-25 | SOLAREDGE | SE7600H-US | Inverters | 7600 |  | 1 |  |  | 0.992 |  | Outdoor | Near The Utility meter
Solar Registration Program | NJSRRE1541500900 | Hazlet | 7730 | 17 | 8.82 | Residential | Yes | Behind the Meter | Vivint Solar Developer, LLC | JCP&L | Accepted | 2019-07-11 | 2019-07-12 | 2020-07-12 | Hanwha Solar | Q. Peak Blk-G5 315 | Solar Panels |  | 0.315 | 13 | 119 | 18 |  | Fixed | Roof
Solar Registration Program | NJSRRE1541500900 | Hazlet | 7730 | 17 | 8.82 | Residential | Yes | Behind the Meter | Vivint Solar Developer, LLC | JCP&L | Accepted | 2019-07-11 | 2019-07-12 | 2020-07-12 | Hanwha Solar | Q. Peak Blk-G5 315 | Solar Panels |  | 0.315 | 15 | 119 | 19 |  | Fixed | Roof
Solar Registration Program | NJSRRE1541500900 | Hazlet | 7730 | 17 | 8.82 | Residential | Yes | Behind the Meter | Vivint Solar Developer, LLC | JCP&L | Accepted | 2019-07-11 | 2019-07-12 | 2020-07-12 | Solar Edge | SE7600H-US | Inverters | 7600 |  | 1 |  |  | 0.992 |  | Other | Near the Utility Meter
Solar Registration Program | NJSRRE1541627594 | BEVERLY | 8010 | 13 | 8.82 | Residential | No | Behind the Meter | Pro Custom Solar dba Momentum Solar | PSE&G | Accepted | 2019-07-10 | 2019-07-12 | 2020-07-12 | HANWHA | Q.PEAK DUO BLK-G5 315 | Solar Panels |  | 0.315 | 7 | 162 | 15 |  | Fixed | Roof
Solar Registration Program | NJSRRE1541627594 | BEVERLY | 8010 | 13 | 8.82 | Residential | No | Behind the Meter | Pro Custom Solar dba Momentum Solar | PSE&G | Accepted | 2019-07-10 | 2019-07-12 | 2020-07-12 | HANWHA | Q.PEAK DUO BLK-G5 315 | Solar Panels |  | 0.315 | 18 | 342 | 15 |  | Fixed | Roof
Solar Registration Program | NJSRRE1541627594 | BEVERLY | 8010 | 13 | 8.82 | Residential | No | Behind the Meter | Pro Custom Solar dba Momentum Solar | PSE&G | Accepted | 2019-07-10 | 2019-07-12 | 2020-07-12 | HANWHA | Q.PEAK DUO BLK-G5 315 | Solar Panels |  | 0.315 | 3 | 72 | 21 |  | Fixed | Roof
Solar Registration Program | NJSRRE1541627594 | BEVERLY | 8010 | 13 | 8.82 | Residential | No | Behind the Meter | Pro Custom Solar dba Momentum Solar | PSE&G | Accepted | 2019-07-10 | 2019-07-12 | 2020-07-12 | ENPHASE | IQ7-60-2-US | Inverters | 250 |  | 28 |  |  | 0.97 |  | Outdoor | Roof
Solar Registration Program | NJSRRE1541658323 | MANAHAWKIN | 8050 | 18 | 8.82 | Residential | Yes | Behind the Meter | Vivint Solar Developer, LLC | AC Electric | Accepted | 2019-07-16 | 2019-07-17 | 2020-07-17 | HANWHA SOLAR | Q.PEAK BLK-G5 315 | Solar Panels |  | 0.315 | 28 | 148 | 28 |  | Fixed | Roof
Solar Registration Program | NJSRRE1541658323 | MANAHAWKIN | 8050 | 18 | 8.82 | Residential | Yes | Behind the Meter | Vivint Solar Developer, LLC | AC Electric | Accepted | 2019-07-16 | 2019-07-17 | 2020-07-17 | SOLAREDGE | SE7600H-US | Inverters | 7600 |  | 1 |  |  | 0.992 |  | Outdoor | Near The Utility Meter
Solar Registration Program | NJSRRE1541677858 | Bergenfield | 7621 | 7 | 8.82 | Residential | Yes | Behind the Meter | Vivint Solar Developer, LLC | PSE&G | Accepted | 2019-07-20 | 2019-07-22 | 2020-07-22 | Hanwha Solar | Q.PEAK BLK-G5 31 | Solar Panels |  | 0.315 | 10 | 182 | 24 |  | Fixed | Roof
Solar Registration Program | NJSRRE1541677858 | Bergenfield | 7621 | 7 | 8.82 | Residential | Yes | Behind the Meter | Vivint Solar Developer, LLC | PSE&G | Accepted | 2019-07-20 | 2019-07-22 | 2020-07-22 | Hanwha Solar | Q.PEAK BLK-G5 31 | Solar Panels |  | 0.315 | 10 | 92 | 22 |  | Fixed | Roof
Solar Registration Program | NJSRRE1541677858 | Bergenfield | 7621 | 7 | 8.82 | Residential | Yes | Behind the Meter | Vivint Solar Developer, LLC | PSE&G | Accepted | 2019-07-20 | 2019-07-22 | 2020-07-22 | Hanwha Solar | Q.PEAK BLK-G5 31 | Solar Panels |  | 0.315 | 8 | 2 | 24 |  | Fixed | Roof
Solar Registration Program | NJSRRE1541677858 | Bergenfield | 7621 | 7 | 8.82 | Residential | Yes | Behind the Meter | Vivint Solar Developer, LLC | PSE&G | Accepted | 2019-07-20 | 2019-07-22 | 2020-07-22 | Solar Edge | SE7600H-US | Inverters | 7600 |  | 1 |  |  | 0.992 |  | Outdoor | Near The Utility Meter
Solar Registration Program | NJSRRE1541699609 | Bayville | 8721 | 18 | 8.82 | Residential | Yes | Behind the Meter | Vivint Solar Developer, LLC | JCP&L | Accepted | 2019-08-06 | 2019-08-06 | 2020-08-06 | Hanwha Solar | Q.Peak BLK-G5 315 | Solar Panels |  | 0.315 | 8 | 175 | 30 |  | Fixed | Roof
Solar Registration Program | NJSRRE1541699609 | Bayville | 8721 | 18 | 8.82 | Residential | Yes | Behind the Meter | Vivint Solar Developer, LLC | JCP&L | Accepted | 2019-08-06 | 2019-08-06 | 2020-08-06 | Hanwha Solar | Q.Peak BLK-G5 315 | Solar Panels |  | 0.315 | 8 | 175 | 40 |  | Fixed | Roof
Solar Registration Program | NJSRRE1541699609 | Bayville | 8721 | 18 | 8.82 | Residential | Yes | Behind the Meter | Vivint Solar Developer, LLC | JCP&L | Accepted | 2019-08-06 | 2019-08-06 | 2020-08-06 | Hanwha Solar | Q.Peak BLK- G5 315 | Solar Panels |  | 0.315 | 12 | 355 | 40 |  | Fixed | Roof
Solar Registration Program | NJSRRE1541699609 | Bayville | 8721 | 18 | 8.82 | Residential | Yes | Behind the Meter | Vivint Solar Developer, LLC | JCP&L | Accepted | 2019-08-06 | 2019-08-06 | 2020-08-06 | SolarEdge | SE7600H-US | Inverters | 7600 |  | 1 |  |  | 0.992 |  | Outdoor | Near the Utility Meter
Solar Registration Program | NJSRRE1541722851 | Tabernacle | 8088 | 13 | 8.82 | Commercial | No | Behind the Meter | Maier Solar Engineering dba Solar Me | AC Electric | Accepted | 2019-08-01 | 2019-08-27 | 2020-08-27 | Hanwha | Q.Peak BLK-G5.1 315W | Solar Panels |  | 0.315 | 28 | 272 | 25 |  | Fixed | Roof
Solar Registration Program | NJSRRE1541722851 | Tabernacle | 8088 | 13 | 8.82 | Commercial | No | Behind the Meter | Maier Solar Engineering dba Solar Me | AC Electric | Accepted | 2019-08-01 | 2019-08-27 | 2020-08-27 | Solar Edge | SE7600H-US | Inverters | 7600 |  | 1 |  |  | 0.97 |  | Outdoor | Next to meter
Solar Registration Program | NJSRRE1541723419 | Greenwich | 8323 | 20 | 8.82 | Residential | No | Behind the Meter | Trinity Solar | AC Electric | Accepted | 2019-07-31 | 2019-08-05 | 2020-08-05 | Hanwha | Q.PEAK DUO BLK-G5 315 | Solar Panels |  | 0.315 | 28 | 28 | 15 |  | Fixed | Roof
Solar Registration Program | NJSRRE1541723419 | Greenwich | 8323 | 20 | 8.82 | Residential | No | Behind the Meter | Trinity Solar | AC Electric | Accepted | 2019-07-31 | 2019-08-05 | 2020-08-05 | Solar Edge | SE7600 | Inverters | 7600 |  | 1 |  |  | 0.97 |  | Outside | side of home
Solar Registration Program | NJSRRE1541731987 | Wood Ridge | 7075 | 7 | 8.82 | Residential | Yes | Behind the Meter | Pro Custom Solar dba Momentum Solar | PSE&G | Accepted | 2019-08-02 | 2019-08-07 | 2020-08-07 | HANWHA | Q. PEAK DUO BLK-G5 315 | Solar Panels |  | 0.315 | 9 | 217 | 39 |  | Fixed | Roof
Solar Registration Program | NJSRRE1541731987 | Wood Ridge | 7075 | 7 | 8.82 | Residential | Yes | Behind the Meter | Pro Custom Solar dba Momentum Solar | PSE&G | Accepted | 2019-08-02 | 2019-08-07 | 2020-08-07 | HANWHA | Q. PEAK DUO BLK-G5 315 | Solar Panels |  | 0.315 | 19 | 38 | 22 |  | Fixed | Roof
Solar Registration Program | NJSRRE1541731987 | Wood Ridge | 7075 | 7 | 8.82 | Residential | Yes | Behind the Meter | Pro Custom Solar dba Momentum Solar | PSE&G | Accepted | 2019-08-02 | 2019-08-07 | 2020-08-07 | ENPHASE | IQ7-60-2-US | Inverters | 250 |  | 28 |  |  | 0.97 |  | Outdoor | ROOF
Solar Registration Program | NJSRRE1541815105 | Jackson | 8527 | 18 | 8.82 | Residential | No | Behind the Meter | New Jersey Clean Energy Solutions | JCP&L | Accepted | 2019-08-12 | 2019-08-23 | 2020-08-23 | Hanwha | QPeak Duo Blk-G5 | Solar Panels |  | 0.315 | 28 | 170 | 27 |  | Fixed | Roof | House
Solar Registration Program | NJSRRE1541815105 | Jackson | 8527 | 18 | 8.82 | Residential | No | Behind the Meter | New Jersey Clean Energy Solutions | JCP&L | Accepted | 2019-08-12 | 2019-08-23 | 2020-08-23 | Solar Edge | SE7600H-US | Inverters | 7600 |  | 1 |  |  | 0.97 |  | Outside | near meter
Solar Registration Program | NJSRRE1541835655 | BARNEGAT | 8005 | 18 | 8.82 | Residential | Yes | Behind the Meter | Pro Custom Solar dba Momentum Solar | JCP&L | Accepted | 2019-08-14 | 2019-08-23 | 2020-08-23 | HANWHA | Q.PEAK DUO BLK-G5 315 | Solar Panels |  | 0.315 | 22 | 245 | 26 |  | Fixed | Roof
Solar Registration Program | NJSRRE1541835655 | BARNEGAT | 8005 | 18 | 8.82 | Residential | Yes | Behind the Meter | Pro Custom Solar dba Momentum Solar | JCP&L | Accepted | 2019-08-14 | 2019-08-23 | 2020-08-23 | HANWHA | Q.PEAK DUO BLK-G5 315 | Solar Panels |  | 0.315 | 6 | 155 | 37 |  | Fixed | Roof
Solar Registration Program | NJSRRE1541835655 | BARNEGAT | 8005 | 18 | 8.82 | Residential | Yes | Behind the Meter | Pro Custom Solar dba Momentum Solar | JCP&L | Accepted | 2019-08-14 | 2019-08-23 | 2020-08-23 | Enphase Energy | IQ7-60-2-US | Inverters | 250 |  | 28 |  |  | 0.97 |  | Outdoor | Roof
Solar Registration Program | NJSRRE1541859595 | UNION BEACH | 7735 | 17 | 8.82 | Residential | Yes | Behind the Meter | Vivint Solar Developer, LLC | JCP&L | Accepted | 2019-08-20 | 2019-08-23 | 2020-08-23 | Hanwha | Q.Peak Duo BLK_G% 315 | Solar Panels |  | 0.315 | 16 | 266 | 25 |  | Fixed | Roof
Solar Registration Program | NJSRRE1541859595 | UNION BEACH | 7735 | 17 | 8.82 | Residential | Yes | Behind the Meter | Vivint Solar Developer, LLC | JCP&L | Accepted | 2019-08-20 | 2019-08-23 | 2020-08-23 | Hanwha | Q.Peak Duo BLK G5 315 | Solar Panels |  | 0.315 | 12 | 86 | 25 |  | Fixed | Roof
Solar Registration Program | NJSRRE1541859595 | UNION BEACH | 7735 | 17 | 8.82 | Residential | Yes | Behind the Meter | Vivint Solar Developer, LLC | JCP&L | Accepted | 2019-08-20 | 2019-08-23 | 2020-08-23 | Solar Edge | SE7600H-US | Inverters | 7600 |  | 1 |  |  | 0.992 |  | Other | Near the utility meter
Solar Registration Program | NJSRRE1541861999 | New Milford | 7646 | 7 | 8.82 | Residential | Yes | Behind the Meter | Vivint Solar Developer, LLC | PSE&G | Accepted | 2019-08-23 | 2019-08-26 | 2020-08-26 | Hanwha Solar | Q.PEAK BLK-G5 315 | Solar Panels |  | 0.315 | 6 | 174 | 14 |  | Fixed | Roof
Solar Registration Program | NJSRRE1541861999 | New Milford | 7646 | 7 | 8.82 | Residential | Yes | Behind the Meter | Vivint Solar Developer, LLC | PSE&G | Accepted | 2019-08-23 | 2019-08-26 | 2020-08-26 | Hanwha Solar | Q.PEAK BLK-G5 315 | Solar Panels |  | 0.315 | 13 | 264 | 47 |  | Fixed | Roof
Solar Registration Program | NJSRRE1541861999 | New Milford | 7646 | 7 | 8.82 | Residential | Yes | Behind the Meter | Vivint Solar Developer, LLC | PSE&G | Accepted | 2019-08-23 | 2019-08-26 | 2020-08-26 | Hanwha Solar | Q.PEAK BLK-G5 315 | Solar Panels |  | 0.315 | 9 | 84 | 47 |  | Fixed | Roof
Solar Registration Program | NJSRRE1541861999 | New Milford | 7646 | 7 | 8.82 | Residential | Yes | Behind the Meter | Vivint Solar Developer, LLC | PSE&G | Accepted | 2019-08-23 | 2019-08-26 | 2020-08-26 | SolarEdge Technologies | SE7600H-US000BNC4 | Inverters | 7600 |  | 1 |  |  | 0.992 |  | Outdoor | Near the Utility Meter
Solar Registration Program | NJSRRE1541862707 | PENNSAUKEN | 8109 | 14 | 8.82 | Residential | Yes | Behind the Meter | Vivint Solar Developer, LLC | PSE&G | Accepted | 2019-08-23 | 2019-08-26 | 2020-08-26 | Hanwha Solar | Q.PEAK BLK-G5 315 | Solar Panels |  | 0.315 | 14 | 143 | 24 |  | Fixed | Roof
Solar Registration Program | NJSRRE1541862707 | PENNSAUKEN | 8109 | 14 | 8.82 | Residential | Yes | Behind the Meter | Vivint Solar Developer, LLC | PSE&G | Accepted | 2019-08-23 | 2019-08-26 | 2020-08-26 | Hanwha Solar | Q.PEAK BLK-G5 315 | Solar Panels |  | 0.315 | 7 | 233 | 12 |  | Fixed | Roof
Solar Registration Program | NJSRRE1541862707 | PENNSAUKEN | 8109 | 14 | 8.82 | Residential | Yes | Behind the Meter | Vivint Solar Developer, LLC | PSE&G | Accepted | 2019-08-23 | 2019-08-26 | 2020-08-26 | Hanwha Solar | Q.PEAK BLK-G5 315 | Solar Panels |  | 0.315 | 7 | 53 | 12 |  | Fixed | Roof
Solar Registration Program | NJSRRE1541862707 | PENNSAUKEN | 8109 | 14 | 8.82 | Residential | Yes | Behind the Meter | Vivint Solar Developer, LLC | PSE&G | Accepted | 2019-08-23 | 2019-08-26 | 2020-08-26 | SolarEdge Technologies | SE7600H-US | Inverters | 7600 |  | 1 |  |  | 0.992 |  | Outdoor | Near the Utility Meter
Solar Registration Program | NJSRRE1541887922 | POMPTON PLAINS | 7444 | 3 | 8.82 | Residential | No | Behind the Meter | Vivint Solar Developer, LLC | JCP&L | Accepted | 2019-09-05 | 2019-09-05 | 2020-09-05 | Hanwha Solar | Q.PEAK BLK-G5 315 | Solar Panels |  | 0.315 | 16 | 257 | 8 |  | Fixed | Roof
Solar Registration Program | NJSRRE1541887922 | POMPTON PLAINS | 7444 | 3 | 8.82 | Residential | No | Behind the Meter | Vivint Solar Developer, LLC | JCP&L | Accepted | 2019-09-05 | 2019-09-05 | 2020-09-05 | Hanwha Solar | Q.PEAK BLK-G5 315 | Solar Panels |  | 0.315 | 6 | 167 | 14 |  | Fixed | Roof
Solar Registration Program | NJSRRE1541887922 | POMPTON PLAINS | 7444 | 3 | 8.82 | Residential | No | Behind the Meter | Vivint Solar Developer, LLC | JCP&L | Accepted | 2019-09-05 | 2019-09-05 | 2020-09-05 | Hanwha Solar | Q.PEAK BLK-G5 315 | Solar Panels |  | 0.315 | 6 | 347 | 14 |  | Fixed | Roof
Solar Registration Program | NJSRRE1541887922 | POMPTON PLAINS | 7444 | 3 | 8.82 | Residential | No | Behind the Meter | Vivint Solar Developer, LLC | JCP&L | Accepted | 2019-09-05 | 2019-09-05 | 2020-09-05 | SolarEdge | SE7600H-US | Inverters | 7600 |  | 1 |  |  | 0.992 |  | Outdoor | Near the Utility Meter
Solar Registration Program | NJSRRE1541895068 | Piscataway | 8854 | 11 | 8.82 | Residential | Yes | Behind the Meter | Vivint Solar Developer, LLC | PSE&G | Accepted | 2019-09-04 | 2019-09-05 | 2020-09-05 | Hanwha | Q.PEAK DUO BLK-G5 315w | Solar Panels |  | 0.315 | 15 | 354 | 43 |  | Fixed | Roof
Solar Registration Program | NJSRRE1541895068 | Piscataway | 8854 | 11 | 8.82 | Residential | Yes | Behind the Meter | Vivint Solar Developer, LLC | PSE&G | Accepted | 2019-09-04 | 2019-09-05 | 2020-09-05 | Hanwha | Q.PEAK DUO BLK-G5 315w | Solar Panels |  | 0.315 | 2 | 84 | 40 |  | Fixed | Roof
Solar Registration Program | NJSRRE1541895068 | Piscataway | 8854 | 11 | 8.82 | Residential | Yes | Behind the Meter | Vivint Solar Developer, LLC | PSE&G | Accepted | 2019-09-04 | 2019-09-05 | 2020-09-05 | Hanwha | Q.PEAK DUO BLK-G5 315w | Solar Panels |  | 0.315 | 2 | 264 | 40 |  | Fixed | Roof
Solar Registration Program | NJSRRE1541895068 | Piscataway | 8854 | 11 | 8.82 | Residential | Yes | Behind the Meter | Vivint Solar Developer, LLC | PSE&G | Accepted | 2019-09-04 | 2019-09-05 | 2020-09-05 | Hanwha | Q.PEAK DUO BLK-G5 315w | Solar Panels |  | 0.315 | 9 | 174 | 43 |  | Fixed | Roof
Solar Registration Program | NJSRRE1541895068 | Piscataway | 8854 | 11 | 8.82 | Residential | Yes | Behind the Meter | Vivint Solar Developer, LLC | PSE&G | Accepted | 2019-09-04 | 2019-09-05 | 2020-09-05 | SolarEdge | SE7600H-US | Inverters | 7600 |  | 1 |  |  | 0.992 |  | Outdoor | Near the Utility Meter
Solar Registration Program | NJSRRE1541897636 | North Brunswick | 8902 | 11 | 8.82 | Residential | Yes | Behind the Meter | Vivint Solar Developer, LLC | PSE&G | Accepted | 2019-09-04 | 2019-09-05 | 2020-09-05 | HAnwha Solar | Q.PEAK BLK G5 315 | Solar Panels |  | 0.315 | 28 | 237 | 26 |  | Fixed | Roof
Solar Registration Program | NJSRRE1541897636 | North Brunswick | 8902 | 11 | 8.82 | Residential | Yes | Behind the Meter | Vivint Solar Developer, LLC | PSE&G | Accepted | 2019-09-04 | 2019-09-05 | 2020-09-05 | SolarEdge | SE7600H-US | Inverters | 7600 |  | 1 |  |  | 0.992 |  | Outdoor | Near The Utility Meter
Solar Registration Program | NJSRRE1541989797 | Brigantine | 8203 | 19 | 8.82 | Residential | Yes | Behind the Meter | Vivint Solar Developer, LLC | AC Electric | Accepted | 2019-09-03 | 2019-09-05 | 2020-09-05 | Hanwha solar | Q.PEAK BLK-G5 315 | Solar Panels |  | 0.315 | 15 | 157 | 18 |  | Fixed | Roof
Solar Registration Program | NJSRRE1541989797 | Brigantine | 8203 | 19 | 8.82 | Residential | Yes | Behind the Meter | Vivint Solar Developer, LLC | AC Electric | Accepted | 2019-09-03 | 2019-09-05 | 2020-09-05 | HANWHA solar | Q.PEAK BLK-G5 315 | Solar Panels |  | 0.315 | 13 | 337 | 18 |  | Fixed | Roof
Solar Registration Program | NJSRRE1541989797 | Brigantine | 8203 | 19 | 8.82 | Residential | Yes | Behind the Meter | Vivint Solar Developer, LLC | AC Electric | Accepted | 2019-09-03 | 2019-09-05 | 2020-09-05 | solar edge | SE7600H-US | Inverters | 7600 |  | 1 |  |  | 0.992 |  | Outdoor | Near the Utility Meter
Solar Registration Program | NJSRRE1542141538 | Freehold | 7728 | 17 | 8.82 | Residential | No | Behind the Meter | Suntuity Solar LLC | JCP&L | Accepted | 2019-09-04 | 2019-09-06 | 2020-09-06 | Yingli Green Energy | YL315D-30b | Solar Panels |  | 0.315 | 28 | 165 | 30 |  | Fixed | Roof
Solar Registration Program | NJSRRE1542141538 | Freehold | 7728 | 17 | 8.82 | Residential | No | Behind the Meter | Suntuity Solar LLC | JCP&L | Accepted | 2019-09-04 | 2019-09-06 | 2020-09-06 | Enphase Energy | IQ7-60-2-US | Inverters | 240 |  | 28 |  |  | 0.97 |  | Outdoor | Behind the PV Modules
Solar Registration Program | NJSRRE1542390446 | Elizabeth City | 7206 | 10 | 8.82 | Residential | Yes | Behind the Meter | Trinity Solar | PSE&G | Accepted | 2019-09-11 | 2019-09-13 | 2020-09-13 | Hanwha | Q.PEAK DUO BLK-G5 315 | Solar Panels |  | 0.315 | 3 | 234 | 23 |  | Fixed | Roof
Solar Registration Program | NJSRRE1542390446 | Elizabeth City | 7206 | 10 | 8.82 | Residential | Yes | Behind the Meter | Trinity Solar | PSE&G | Accepted | 2019-09-11 | 2019-09-13 | 2020-09-13 | Hanwha | Q.PEAK DUO BLK-G5 315 | Solar Panels |  | 0.315 | 25 | 144 | 23 |  | Fixed | Roof
Solar Registration Program | NJSRRE1542390446 | Elizabeth City | 7206 | 10 | 8.82 | Residential | Yes | Behind the Meter | Trinity Solar | PSE&G | Accepted | 2019-09-11 | 2019-09-13 | 2020-09-13 | Solar Edge | SE7600 | Inverters | 7600 |  | 1 |  |  | 0.97 |  | Outside | side of home
Solar Registration Program | NJSRRE1542412420 | Pleasantville | 8232 | 19 | 8.82 | Residential | Yes | Behind the Meter | Castle Energy, LLC | AC Electric | Accepted | 2019-09-17 | 2019-09-19 | 2020-09-19 | Hanwha Q-Cells | Q.Peak DUO-G5 315 | Solar Panels |  | 0.315 | 15 | 215 | 7 |  | Fixed | Roof
Solar Registration Program | NJSRRE1542412420 | Pleasantville | 8232 | 19 | 8.82 | Residential | Yes | Behind the Meter | Castle Energy, LLC | AC Electric | Accepted | 2019-09-17 | 2019-09-19 | 2020-09-19 | Hanwha Q-Cells | Q.Peak DUO-G5 315 | Solar Panels |  | 0.315 | 11 | 125 | 30 |  | Fixed | Roof
Solar Registration Program | NJSRRE1542412420 | Pleasantville | 8232 | 19 | 8.82 | Residential | Yes | Behind the Meter | Castle Energy, LLC | AC Electric | Accepted | 2019-09-17 | 2019-09-19 | 2020-09-19 | Hanwha Q-Cells | Q.Peak DUO-G5 315 | Solar Panels |  | 0.315 | 2 | 215 | 30 |  | Fixed | Roof
Solar Registration Program | NJSRRE1542412420 | Pleasantville | 8232 | 19 | 8.82 | Residential | Yes | Behind the Meter | Castle Energy, LLC | AC Electric | Accepted | 2019-09-17 | 2019-09-19 | 2020-09-19 | Enphase Energy | IQ7-60-2-US | Inverters | 240 |  | 28 |  |  | 0.967 |  | Outside | on the rooftop under each solar panel
Solar Registration Program | NJSRRE1542445048 | Lakewood | 8701 | 18 | 8.82 | Residential | Yes | Behind the Meter | Trinity Solar | JCP&L | Accepted | 2019-09-26 | 2019-09-30 | 2020-09-30 | HANWHA | Q.PEAK DUO BLK-G5 315 | Solar Panels |  | 0.315 | 28 | 204 | 27 |  | Fixed | Roof
Solar Registration Program | NJSRRE1542445048 | Lakewood | 8701 | 18 | 8.82 | Residential | Yes | Behind the Meter | Trinity Solar | JCP&L | Accepted | 2019-09-26 | 2019-09-30 | 2020-09-30 | Solar Edge | SE7600H-US000BNC4 | Inverters | 7600 |  | 1 |  |  | 0.97 |  | Outdoor | side of home
Solar Registration Program | NJSRRE1542461562 | CAPE MAY | 8204 | 21 | 8.82 | Residential | Yes | Behind the Meter | Vivint Solar Developer, LLC | AC Electric | Accepted | 2019-09-30 | 2019-10-02 | 2020-10-02 | Hanwha | Q.PEAK BLK-G5 315 | Solar Panels |  | 0.315 | 10 | 201 | 24 |  | Fixed | Roof
Solar Registration Program | NJSRRE1542461562 | CAPE MAY | 8204 | 21 | 8.82 | Residential | Yes | Behind the Meter | Vivint Solar Developer, LLC | AC Electric | Accepted | 2019-09-30 | 2019-10-02 | 2020-10-02 | Hanwha | Q.PEAK BLK-G5 315 | Solar Panels |  | 0.315 | 6 | 21 | 22 |  | Fixed | Roof
Solar Registration Program | NJSRRE1542461562 | CAPE MAY | 8204 | 21 | 8.82 | Residential | Yes | Behind the Meter | Vivint Solar Developer, LLC | AC Electric | Accepted | 2019-09-30 | 2019-10-02 | 2020-10-02 | Hanwha | Q.PEAK BLK-G5 315 | Solar Panels |  | 0.315 | 12 | 201 | 22 |  | Fixed | Roof
Solar Registration Program | NJSRRE1542461562 | CAPE MAY | 8204 | 21 | 8.82 | Residential | Yes | Behind the Meter | Vivint Solar Developer, LLC | AC Electric | Accepted | 2019-09-30 | 2019-10-02 | 2020-10-02 | SolarEdge | SE7600H-US | Inverters | 7600 |  | 1 |  |  | 0.992 |  | Outdoor | Near the Utility Meter
Solar Registration Program | NJSRRE1542472232 | Sicklerville | 8081 | 14 | 8.82 | Residential | Yes | Behind the Meter | Trinity Solar | AC Electric | Accepted | 2019-10-01 | 2019-10-03 | 2020-10-03 | HANWHA | Q.PEAK DUO BLK-G5 315 | Solar Panels |  | 0.315 | 28 | 239 | 23 |  | Fixed | Roof
Solar Registration Program | NJSRRE1542472232 | Sicklerville | 8081 | 14 | 8.82 | Residential | Yes | Behind the Meter | Trinity Solar | AC Electric | Accepted | 2019-10-01 | 2019-10-03 | 2020-10-03 | Solar Edge | SE7600H-US000BNC4 | Inverters | 7600 |  | 1 |  |  | 0.97 |  | Outdoor | side of home
Solar Registration Program | NJSRRE1542500779 | National Park | 8063 | 15 | 8.82 | Residential | Yes | Behind the Meter | Trinity Solar | PSE&G | Accepted | 2019-10-03 | 2019-10-08 | 2020-10-08 | HANWHA | Q.PEAK DUO BLK-G5 315 | Solar Panels |  | 0.315 | 28 | 121 | 5 |  | Fixed | Roof
Solar Registration Program | NJSRRE1542500779 | National Park | 8063 | 15 | 8.82 | Residential | Yes | Behind the Meter | Trinity Solar | PSE&G | Accepted | 2019-10-03 | 2019-10-08 | 2020-10-08 | Solar Edge | SE7600H-US000BNC4 | Inverters | 7600 |  | 1 |  |  | 0.97 |  | Outdoor | side of home
Solar Registration Program | NJSRRE1542507880 | Monroe Township | 8831 | 11 | 8.82 | Residential | Yes | Behind the Meter | Vivint Solar Developer, LLC | JCP&L | Accepted | 2019-10-05 | 2019-10-09 | 2020-10-09 | Hanwha Solar | Q.PEAK BLK-G5 315 | Solar Panels |  | 0.315 | 8 | 156 | 19 |  | Fixed | Roof
Solar Registration Program | NJSRRE1542507880 | Monroe Township | 8831 | 11 | 8.82 | Residential | Yes | Behind the Meter | Vivint Solar Developer, LLC | JCP&L | Accepted | 2019-10-05 | 2019-10-09 | 2020-10-09 | Hanwha Solar | Q.PEAK BLK-G5 315 | Solar Panels |  | 0.315 | 20 | 156 | 19 |  | Fixed | Roof
Solar Registration Program | NJSRRE1542507880 | Monroe Township | 8831 | 11 | 8.82 | Residential | Yes | Behind the Meter | Vivint Solar Developer, LLC | JCP&L | Accepted | 2019-10-05 | 2019-10-09 | 2020-10-09 | Solar Edge | SE7600H-US000BNC4 | Inverters | 7600 |  | 1 |  |  | 0.992 |  | Outdoor | near the Utility meter
Solar Registration Program | NJSRRE1542523899 | Dumont | 7628 | 7 | 8.82 | Residential | Yes | Behind the Meter | Trinity Solar | PSE&G | Accepted | 2019-10-10 | 2019-10-14 | 2020-10-14 | HANWHA | Q.PEAK DUO BLK-G5 315 | Solar Panels |  | 0.315 | 19 | 88 | 40 |  | Fixed | Roof
Solar Registration Program | NJSRRE1542523899 | Dumont | 7628 | 7 | 8.82 | Residential | Yes | Behind the Meter | Trinity Solar | PSE&G | Accepted | 2019-10-10 | 2019-10-14 | 2020-10-14 | HANWHA | Q.PEAK DUO BLK-G5 315 | Solar Panels |  | 0.315 | 9 | 268 | 23 |  | Fixed | Roof
Solar Registration Program | NJSRRE1542523899 | Dumont | 7628 | 7 | 8.82 | Residential | Yes | Behind the Meter | Trinity Solar | PSE&G | Accepted | 2019-10-10 | 2019-10-14 | 2020-10-14 | Solar Edge | SE7600H-US000BNC4 | Inverters | 7600 |  | 1 |  |  | 0.97 |  | Outdoor | side of home
Solar Registration Program | NJSRRE1542527797 | Metuchen | 8840 | 11 | 8.82 | Residential | No | Behind the Meter | Trinity Solar | PSE&G | Accepted | 2019-10-11 | 2019-10-15 | 2020-10-15 | HANWHA | Q.PEAK DUO BLK-G5 315 | Solar Panels |  | 0.315 | 17 | 154 | 44 |  | Fixed | Roof
Solar Registration Program | NJSRRE1542527797 | Metuchen | 8840 | 11 | 8.82 | Residential | No | Behind the Meter | Trinity Solar | PSE&G | Accepted | 2019-10-11 | 2019-10-15 | 2020-10-15 | HANWHA | Q.PEAK DUO BLK-G5 315 | Solar Panels |  | 0.315 | 3 | 244 | 44 |  | Fixed | Roof
Solar Registration Program | NJSRRE1542527797 | Metuchen | 8840 | 11 | 8.82 | Residential | No | Behind the Meter | Trinity Solar | PSE&G | Accepted | 2019-10-11 | 2019-10-15 | 2020-10-15 | HANWHA | Q.PEAK DUO BLK-G5 315 | Solar Panels |  | 0.315 | 3 | 244 | 44 |  | Fixed | Roof
Solar Registration Program | NJSRRE1542527797 | Metuchen | 8840 | 11 | 8.82 | Residential | No | Behind the Meter | Trinity Solar | PSE&G | Accepted | 2019-10-11 | 2019-10-15 | 2020-10-15 | HANWHA | Q.PEAK DUO BLK-G5 315 | Solar Panels |  | 0.315 | 5 | 154 | 44 |  | Fixed | Roof
Solar Registration Program | NJSRRE1542527797 | Metuchen | 8840 | 11 | 8.82 | Residential | No | Behind the Meter | Trinity Solar | PSE&G | Accepted | 2019-10-11 | 2019-10-15 | 2020-10-15 | Solar Edge | SE7600H-US000BNC4 | Inverters | 7600 |  | 1 |  |  | 0.97 |  | Outdoor | side of home
Solar Registration Program | NJSRRE1542528170 | Hammonton | 8037 | 19 | 8.82 | Residential | Yes | Behind the Meter | Trinity Solar | AC Electric | Accepted | 2019-10-11 | 2019-10-15 | 2020-10-15 | Hanwha | Q.PEAK DUO BLK-G5 315 | Solar Panels |  | 0.315 | 28 | 212 | 18 |  | Fixed | Roof
Solar Registration Program | NJSRRE1542528170 | Hammonton | 8037 | 19 | 8.82 | Residential | Yes | Behind the Meter | Trinity Solar | AC Electric | Accepted | 2019-10-11 | 2019-10-15 | 2020-10-15 | Solar Edge | SE7600 | Inverters | 7600 |  | 1 |  |  | 0.97 |  | Outside | side of home
Solar Registration Program | NJSRRE1542528192 | PAULSBORO | 8066 | 15 | 8.82 | Residential | Yes | Behind the Meter | Vivint Solar Developer, LLC | AC Electric | Accepted | 2019-10-11 | 2019-10-15 | 2020-10-15 | Hanwha Solar | Q.PEAK BLK-G5 315w | Solar Panels |  | 0.315 | 14 | 96 | 10 |  | Fixed | Roof
Solar Registration Program | NJSRRE1542528192 | PAULSBORO | 8066 | 15 | 8.82 | Residential | Yes | Behind the Meter | Vivint Solar Developer, LLC | AC Electric | Accepted | 2019-10-11 | 2019-10-15 | 2020-10-15 | Hanwha Solar | Q.PEAK BLK-G5 315w | Solar Panels |  | 0.315 | 14 | 276 | 36 |  | Fixed | Roof
Solar Registration Program | NJSRRE1542528192 | PAULSBORO | 8066 | 15 | 8.82 | Residential | Yes | Behind the Meter | Vivint Solar Developer, LLC | AC Electric | Accepted | 2019-10-11 | 2019-10-15 | 2020-10-15 | Solar Edge | SE7600H-US000BNC4 | Inverters | 7600 |  | 1 |  |  | 0.992 |  | Outdoor | Near the Utility Meter
Solar Registration Program | NJSRRE1542544368 | MANVILLE | 8835 | 5 | 8.82 | Residential | Yes | Behind the Meter | Vivint Solar Developer, LLC | PSE&G | Accepted | 2019-10-15 | 2019-10-17 | 2020-10-17 | HANWHA SOLAR | Q.PEAK BLK-G5 315 | Solar Panels |  | 0.315 | 3 | 275 | 22 |  | Fixed | Roof
Solar Registration Program | NJSRRE1542544368 | MANVILLE | 8835 | 5 | 8.82 | Residential | Yes | Behind the Meter | Vivint Solar Developer, LLC | PSE&G | Accepted | 2019-10-15 | 2019-10-17 | 2020-10-17 | HANWHA SOLAR | Q.PEAK BLK-G5 315 | Solar Panels |  | 0.315 | 12 | 185 | 21 |  | Fixed | Roof
Solar Registration Program | NJSRRE1542544368 | MANVILLE | 8835 | 5 | 8.82 | Residential | Yes | Behind the Meter | Vivint Solar Developer, LLC | PSE&G | Accepted | 2019-10-15 | 2019-10-17 | 2020-10-17 | HANWHA SOLAR | Q.PEAK BLK-G5 315 | Solar Panels |  | 0.315 | 13 | 5 | 21 |  | Fixed | Roof
Solar Registration Program | NJSRRE1542544368 | MANVILLE | 8835 | 5 | 8.82 | Residential | Yes | Behind the Meter | Vivint Solar Developer, LLC | PSE&G | Accepted | 2019-10-15 | 2019-10-17 | 2020-10-17 | solar edge | SE7600H-US | Inverters | 7600 |  | 1 |  |  | 0.992 |  | Outdoor | near the utility meter
Solar Registration Program | NJSRRE1542548297 | SOMERSET | 8873 | 5 | 8.82 | Residential | Yes | Behind the Meter | Pro Custom Solar dba Momentum Solar | PSE&G | Accepted | 2019-10-16 | 2019-10-22 | 2020-10-22 | HANWHA | Q.PEAK DUO BLK-G5 315 | Solar Panels |  | 0.315 | 28 | 147 | 41 |  | Fixed | Roof
Solar Registration Program | NJSRRE1542548297 | SOMERSET | 8873 | 5 | 8.82 | Residential | Yes | Behind the Meter | Pro Custom Solar dba Momentum Solar | PSE&G | Accepted | 2019-10-16 | 2019-10-22 | 2020-10-22 | Enphase Energy | IQ6-60-2-US | Inverters | 240 |  | 28 |  |  | 0.97 |  | Outdoor | Roof
Solar Registration Program | NJSRRE1542557903 | Little Egg Harbor Twp | 8087 | 18 | 8.82 | Residential | Yes | Behind the Meter | Pro Custom Solar dba Momentum Solar | AC Electric | Accepted | 2019-10-18 | 2019-10-22 | 2020-10-22 | Hanwha | Q.Peak DUO BLK-G5 315 | Solar Panels |  | 0.315 | 28 | 282 | 25 |  | Fixed | Roof
Solar Registration Program | NJSRRE1542557903 | Little Egg Harbor Twp | 8087 | 18 | 8.82 | Residential | Yes | Behind the Meter | Pro Custom Solar dba Momentum Solar | AC Electric | Accepted | 2019-10-18 | 2019-10-22 | 2020-10-22 | Enphase Energy | IQ6-60-2-US | Inverters | 240 |  | 28 |  |  | 0.97 |  | Outdoor | Roof
Solar Registration Program | NJSRRE1542575059 | Keyport | 7735 | 17 | 8.82 | Residential | Yes | Behind the Meter | Vivint Solar Developer, LLC | JCP&L | Accepted | 2019-10-22 | 2019-10-24 | 2020-10-24 | Solar Edge | SE7600H-US | Inverters | 7600 |  | 1 |  |  | 0.992 |  | Outdoor | Near the Utility Meter
Solar Registration Program | NJSRRE1542575059 | Keyport | 7735 | 17 | 8.82 | Residential | Yes | Behind the Meter | Vivint Solar Developer, LLC | JCP&L | Accepted | 2019-10-22 | 2019-10-24 | 2020-10-24 | Hanwha | Q.PEAK BLK-G5 315 | Solar Panels |  | 0.315 | 8 | 265 | 30 |  | Fixed | Roof
Solar Registration Program | NJSRRE1542575059 | Keyport | 7735 | 17 | 8.82 | Residential | Yes | Behind the Meter | Vivint Solar Developer, LLC | JCP&L | Accepted | 2019-10-22 | 2019-10-24 | 2020-10-24 | Hanwha | Q.PEAK BLK-G5 315 | Solar Panels |  | 0.315 | 7 | 85 | 30 |  | Fixed | Roof
Solar Registration Program | NJSRRE1542575059 | Keyport | 7735 | 17 | 8.82 | Residential | Yes | Behind the Meter | Vivint Solar Developer, LLC | JCP&L | Accepted | 2019-10-22 | 2019-10-24 | 2020-10-24 | Hanwha | Q.PEAK BLK-G5 315 | Solar Panels |  | 0.315 | 2 | 175 | 24 |  | Fixed | Roof
Solar Registration Program | NJSRRE1542575059 | Keyport | 7735 | 17 | 8.82 | Residential | Yes | Behind the Meter | Vivint Solar Developer, LLC | JCP&L | Accepted | 2019-10-22 | 2019-10-24 | 2020-10-24 | Hanwha | Q.PEAK BLK-G5 315 | Solar Panels |  | 0.315 | 5 | 85 | 14 |  | Fixed | Roof
Solar Registration Program | NJSRRE1542575059 | Keyport | 7735 | 17 | 8.82 | Residential | Yes | Behind the Meter | Vivint Solar Developer, LLC | JCP&L | Accepted | 2019-10-22 | 2019-10-24 | 2020-10-24 | Hanwha | Q.PEAK BLK-G5 315 | Solar Panels |  | 0.315 | 6 | 265 | 14 |  | Fixed | Roof
Solar Registration Program | NJSRRE1542575104 | Riverton | 8077 | 13 | 8.82 | Residential | Yes | Behind the Meter | Vivint Solar Developer, LLC | PSE&G | Accepted | 2019-10-22 | 2019-10-24 | 2020-10-24 | Hanwha | Q.PEAK BLK-G5 315 | Solar Panels |  | 0.315 | 16 | 194 | 21 |  | Fixed | Roof
Solar Registration Program | NJSRRE1542575104 | Riverton | 8077 | 13 | 8.82 | Residential | Yes | Behind the Meter | Vivint Solar Developer, LLC | PSE&G | Accepted | 2019-10-22 | 2019-10-24 | 2020-10-24 | Hanwha | Q.PEAK BLK-G5 315 | Solar Panels |  | 0.315 | 12 | 104 | 18 |  | Fixed | Roof
Solar Registration Program | NJSRRE1542575104 | Riverton | 8077 | 13 | 8.82 | Residential | Yes | Behind the Meter | Vivint Solar Developer, LLC | PSE&G | Accepted | 2019-10-22 | 2019-10-24 | 2020-10-24 | Solar Edge | SE7600H-US | Inverters | 7600 |  | 1 |  |  | 0.992 |  | Outdoor | Near the Utility Meter
Solar Registration Program | NJSRRE1542581287 | Pennsauken Township | 8110 | 14 | 8.82 | Residential | No | Behind the Meter | Suntuity Solar LLC | PSE&G | Accepted | 2019-10-24 | 2019-10-28 | 2020-10-28 | Enphase Energy | IQ7-60-2-US | Inverters | 240 |  | 28 |  |  | 0.97 |  | Outdoor | Behind the PV Modules
Solar Registration Program | NJSRRE1542581287 | Pennsauken Township | 8110 | 14 | 8.82 | Residential | No | Behind the Meter | Suntuity Solar LLC | PSE&G | Accepted | 2019-10-24 | 2019-10-28 | 2020-10-28 | Yingli Green Energy | YL315D-30b | Solar Panels |  | 0.315 | 8 | 237 | 13 |  | Fixed | Roof
Solar Registration Program | NJSRRE1542581287 | Pennsauken Township | 8110 | 14 | 8.82 | Residential | No | Behind the Meter | Suntuity Solar LLC | PSE&G | Accepted | 2019-10-24 | 2019-10-28 | 2020-10-28 | Yingli Green Energy | YL315D-30b | Solar Panels |  | 0.315 | 12 | 147 | 34 |  | Fixed | Roof
Solar Registration Program | NJSRRE1542581287 | Pennsauken Township | 8110 | 14 | 8.82 | Residential | No | Behind the Meter | Suntuity Solar LLC | PSE&G | Accepted | 2019-10-24 | 2019-10-28 | 2020-10-28 | Yingli Green Energy | YL315D-30b | Solar Panels |  | 0.315 | 8 | 237 | 30 |  | Fixed | Roof
Solar Registration Program | NJSRRE1542582484 | Garfield | 7026 | 7 | 8.82 | Residential | Yes | Behind the Meter | Trinity Solar | PSE&G | Accepted | 2019-10-24 | 2019-10-28 | 2020-10-28 | HANWHA | Q.PEAK DUO BLK-G5 315 | Solar Panels |  | 0.315 | 28 | 251 | 45 |  | Fixed | Roof
Solar Registration Program | NJSRRE1542582484 | Garfield | 7026 | 7 | 8.82 | Residential | Yes | Behind the Meter | Trinity Solar | PSE&G | Accepted | 2019-10-24 | 2019-10-28 | 2020-10-28 | Solar Edge | SE7600H-US000BNC4 | Inverters | 7600 |  | 1 |  |  | 0.97 |  | Outdoor | side of home
Solar Registration Program | NJSRRE1542712828 | SOMERSET | 8873 | 5 | 8.82 | Residential | Yes | Behind the Meter | Vivint Solar Developer, LLC | PSE&G | Accepted | 2019-10-29 | 2019-10-31 | 2020-10-31 | HANWHA SOLAR | Q.PEAK BLK-G5 315 | Solar Panels |  | 0.315 | 16 | 218 | 17 |  | Fixed | Roof
Solar Registration Program | NJSRRE1542712828 | SOMERSET | 8873 | 5 | 8.82 | Residential | Yes | Behind the Meter | Vivint Solar Developer, LLC | PSE&G | Accepted | 2019-10-29 | 2019-10-31 | 2020-10-31 | HANWHA SOLAR | Q.PEAK BLK-G5 315 | Solar Panels |  | 0.315 | 12 | 218 | 17 |  | Fixed | Roof
Solar Registration Program | NJSRRE1542712828 | SOMERSET | 8873 | 5 | 8.82 | Residential | Yes | Behind the Meter | Vivint Solar Developer, LLC | PSE&G | Accepted | 2019-10-29 | 2019-10-31 | 2020-10-31 | solar edge | SE7600H-US | Inverters | 7600 |  | 1 |  |  | 0.992 |  | Outdoor | near utility meter
Solar Registration Program | NJSRRE1542839702 | Keyport | 7735 | 17 | 8.82 | Residential | No | Behind the Meter | Trinity Solar | JCP&L | Accepted | 2019-10-31 | 2019-11-04 | 2020-11-04 | HANWHA | Q.PEAK DUO BLK-G5 315 | Solar Panels |  | 0.315 | 13 | 355 | 37 |  | Fixed | Roof
Solar Registration Program | NJSRRE1542839702 | Keyport | 7735 | 17 | 8.82 | Residential | No | Behind the Meter | Trinity Solar | JCP&L | Accepted | 2019-10-31 | 2019-11-04 | 2020-11-04 | HANWHA | Q.PEAK DUO BLK-G5 315 | Solar Panels |  | 0.315 | 15 | 175 | 37 |  | Fixed | Roof
Solar Registration Program | NJSRRE1542839702 | Keyport | 7735 | 17 | 8.82 | Residential | No | Behind the Meter | Trinity Solar | JCP&L | Accepted | 2019-10-31 | 2019-11-04 | 2020-11-04 | Solar Edge | SE7600H-US000BNC4 | Inverters | 7600 |  | 1 |  |  | 0.97 |  | Outdoor | side of home
Solar Registration Program | NJSRRE1542851409 | NORTH BRUNSWICK | 8902 | 11 | 8.82 | Residential | Yes | Behind the Meter | Vivint Solar Developer, LLC | PSE&G | Accepted | 2019-12-13 | 2019-12-13 | 2020-12-13 | Hanwha | Q.PEAK BLK-G5 315 | Solar Panels |  | 0.315 | 28 | 128 | 18 |  | Fixed | Roof
Solar Registration Program | NJSRRE1542851409 | NORTH BRUNSWICK | 8902 | 11 | 8.82 | Residential | Yes | Behind the Meter | Vivint Solar Developer, LLC | PSE&G | Accepted | 2019-12-13 | 2019-12-13 | 2020-12-13 | Solar Edge | SE7600H-US | Inverters | 7600 |  | 1 |  |  | 0.992 |  | Outdoor | Near the Utility Meter
Solar Registration Program | NJSRRE1542907783 | JAMESBURG | 8831 | 11 | 8.82 | Residential | No | Behind the Meter | Vivint Solar Developer, LLC | JCP&L | Accepted | 2019-11-04 | 2019-11-06 | 2020-11-06 | Hanwha | Q.PEAK BLK-G5 315 | Solar Panels |  | 0.315 | 20 | 312 | 21 |  | Fixed | Roof
Solar Registration Program | NJSRRE1542907783 | JAMESBURG | 8831 | 11 | 8.82 | Residential | No | Behind the Meter | Vivint Solar Developer, LLC | JCP&L | Accepted | 2019-11-04 | 2019-11-06 | 2020-11-06 | Hanwha | Q.PEAK BLK-G5 315 | Solar Panels |  | 0.315 | 8 | 132 | 21 |  | Fixed | Roof
Solar Registration Program | NJSRRE1542907783 | JAMESBURG | 8831 | 11 | 8.82 | Residential | No | Behind the Meter | Vivint Solar Developer, LLC | JCP&L | Accepted | 2019-11-04 | 2019-11-06 | 2020-11-06 | Solar Edge | SE7600H-US000BNC4 | Inverters | 7600 |  | 1 |  |  | 0.992 |  | Outdoor | Near the utility meter
Solar Registration Program | NJSRRE1542948140 | Sicklerville | 8081 | 14 | 8.82 | Residential | Yes | Behind the Meter | Pro Custom Solar dba Momentum Solar | AC Electric | Accepted | 2019-11-05 | 2019-11-06 | 2020-11-06 | Hanwha | Q.Peak DUO BLK-G5 315 | Solar Panels |  | 0.315 | 28 | 174 | 26 |  | Fixed | Roof
Solar Registration Program | NJSRRE1542948140 | Sicklerville | 8081 | 14 | 8.82 | Residential | Yes | Behind the Meter | Pro Custom Solar dba Momentum Solar | AC Electric | Accepted | 2019-11-05 | 2019-11-06 | 2020-11-06 | Enphase Energy | IQ6-60-2-US | Inverters | 240 |  | 28 |  |  | 0.97 |  | Outdoor | Roof
Solar Registration Program | NJSRRE1543040717 | Riverside | 8075 | 13 | 8.82 | Residential | Yes | Behind the Meter | Vivint Solar Developer, LLC | PSE&G | Accepted | 2019-11-06 | 2019-11-08 | 2020-11-08 | Hanwha Solar | Q.PEAK BLK-G5 315 | Solar Panels |  | 0.315 | 11 | 125 | 32 |  | Fixed | Roof
Solar Registration Program | NJSRRE1543040717 | Riverside | 8075 | 13 | 8.82 | Residential | Yes | Behind the Meter | Vivint Solar Developer, LLC | PSE&G | Accepted | 2019-11-06 | 2019-11-08 | 2020-11-08 | Hanwha Solar | Q.PEAK BLK-G5 315 | Solar Panels |  | 0.315 | 6 | 125 | 32 |  | Fixed | Roof
Solar Registration Program | NJSRRE1543040717 | Riverside | 8075 | 13 | 8.82 | Residential | Yes | Behind the Meter | Vivint Solar Developer, LLC | PSE&G | Accepted | 2019-11-06 | 2019-11-08 | 2020-11-08 | Hanwha Solar | Q.PEAK BLK-G5 315 | Solar Panels |  | 0.315 | 11 | 215 | 39 |  | Fixed | Roof
Solar Registration Program | NJSRRE1543040717 | Riverside | 8075 | 13 | 8.82 | Residential | Yes | Behind the Meter | Vivint Solar Developer, LLC | PSE&G | Accepted | 2019-11-06 | 2019-11-08 | 2020-11-08 | Solar Edge | SE7600H-US000BNC4 | Inverters | 7600 |  | 1 |  |  | 0.992 |  | Outdoor | Near the utility meter
Solar Registration Program | NJSRRE1543041720 | Lakehurst | 8733 | 18 | 8.82 | Residential | Yes | Behind the Meter | Pro Custom Solar dba Momentum Solar | JCP&L | Accepted | 2019-11-06 | 2019-11-11 | 2020-11-11 | HANWHA | Q.PEAK DUO BLK-G5 315 | Solar Panels |  | 0.315 | 18 | 176 | 30 |  | Fixed | Roof
Solar Registration Program | NJSRRE1543041720 | Lakehurst | 8733 | 18 | 8.82 | Residential | Yes | Behind the Meter | Pro Custom Solar dba Momentum Solar | JCP&L | Accepted | 2019-11-06 | 2019-11-11 | 2020-11-11 | HANWHA | Q.PEAK DUO BLK-G5 315 | Solar Panels |  | 0.315 | 10 | 356 | 31 |  | Fixed | Roof
Solar Registration Program | NJSRRE1543041720 | Lakehurst | 8733 | 18 | 8.82 | Residential | Yes | Behind the Meter | Pro Custom Solar dba Momentum Solar | JCP&L | Accepted | 2019-11-06 | 2019-11-11 | 2020-11-11 | Enphase Energy | IQ6-60-2-US | Inverters | 240 |  | 28 |  |  | 0.97 |  | Outdoor | Roof
Solar Registration Program | NJSRRE1543041722 | East Windsor | 8512 | 11 | 8.82 | Residential | Yes | Behind the Meter | Trinity Solar | JCP&L | Accepted | 2019-11-06 | 2019-11-11 | 2020-11-11 | HANWHA | Q.PEAK DUO BLK-G5 315 | Solar Panels |  | 0.315 | 11 | 225 | 30 |  | Fixed | Roof
Solar Registration Program | NJSRRE1543041722 | East Windsor | 8512 | 11 | 8.82 | Residential | Yes | Behind the Meter | Trinity Solar | JCP&L | Accepted | 2019-11-06 | 2019-11-11 | 2020-11-11 | HANWHA | Q.PEAK DUO BLK-G5 315 | Solar Panels |  | 0.315 | 11 | 135 | 40 |  | Fixed | Roof
Solar Registration Program | NJSRRE1543041722 | East Windsor | 8512 | 11 | 8.82 | Residential | Yes | Behind the Meter | Trinity Solar | JCP&L | Accepted | 2019-11-06 | 2019-11-11 | 2020-11-11 | HANWHA | Q.PEAK DUO BLK-G5 315 | Solar Panels |  | 0.315 | 6 | 225 | 18 |  | Fixed | Roof
Solar Registration Program | NJSRRE1543041722 | East Windsor | 8512 | 11 | 8.82 | Residential | Yes | Behind the Meter | Trinity Solar | JCP&L | Accepted | 2019-11-06 | 2019-11-11 | 2020-11-11 | Solar Edge | SE7600H-US000BNC4 | Inverters | 7600 |  | 1 |  |  | 0.97 |  | Outdoor | side of home
Solar Registration Program | NJSRRE1543046264 | MONROE | 8831 | 11 | 8.82 | Residential | Yes | Behind the Meter | Vivint Solar Developer, LLC | JCP&L | Accepted | 2019-11-07 | 2019-11-11 | 2020-11-11 | HANWHA SOLAR | Q.PEAK BLK-G5 315 | Solar Panels |  | 0.315 | 15 | 210 | 22 |  | Fixed | Roof
Solar Registration Program | NJSRRE1543046264 | MONROE | 8831 | 11 | 8.82 | Residential | Yes | Behind the Meter | Vivint Solar Developer, LLC | JCP&L | Accepted | 2019-11-07 | 2019-11-11 | 2020-11-11 | HANWHA SOLAR | Q.PEAK BLK-G5 315 | Solar Panels |  | 0.315 | 13 | 30 | 22 |  | Fixed | Roof
Solar Registration Program | NJSRRE1543046264 | MONROE | 8831 | 11 | 8.82 | Residential | Yes | Behind the Meter | Vivint Solar Developer, LLC | JCP&L | Accepted | 2019-11-07 | 2019-11-11 | 2020-11-11 | SOLAREDGE | SE7600H-US000BNC4 | Inverters | 7600 |  | 1 |  |  | 0.992 |  | Outdoor | Near the Utility Meter
Solar Registration Program | NJSRRE1543056110 | Villas | 8251 | 21 | 8.82 | Residential | Yes | Behind the Meter | Trinity Solar | AC Electric | Accepted | 2019-11-07 | 2019-11-12 | 2020-11-12 | Hanwha | Q.PEAK DUO BLK-G5 315 | Solar Panels |  | 0.315 | 28 | 186 | 23 |  | Fixed | Roof
Solar Registration Program | NJSRRE1543056110 | Villas | 8251 | 21 | 8.82 | Residential | Yes | Behind the Meter | Trinity Solar | AC Electric | Accepted | 2019-11-07 | 2019-11-12 | 2020-11-12 | Solar Edge | SE7600 | Inverters | 7600 |  | 1 |  |  | 0.97 |  | Outside | side of home
Solar Registration Program | NJSRRE1543056130 | Clifton | 7012 | 6 | 8.82 | Residential | Yes | Behind the Meter | Vivint Solar Developer, LLC | PSE&G | Accepted | 2019-11-07 | 2019-11-25 | 2020-11-25 | Hanwha | Q.PEAK BLK-G5 315 | Solar Panels |  | 0.315 | 13 | 311 | 34 |  | Fixed | Roof
Solar Registration Program | NJSRRE1543056130 | Clifton | 7012 | 6 | 8.82 | Residential | Yes | Behind the Meter | Vivint Solar Developer, LLC | PSE&G | Accepted | 2019-11-07 | 2019-11-25 | 2020-11-25 | Hanwha | Q.PEAK BLK-G5 315 | Solar Panels |  | 0.315 | 5 | 131 | 34 |  | Fixed | Roof
Solar Registration Program | NJSRRE1543056130 | Clifton | 7012 | 6 | 8.82 | Residential | Yes | Behind the Meter | Vivint Solar Developer, LLC | PSE&G | Accepted | 2019-11-07 | 2019-11-25 | 2020-11-25 | Hanwha | Q.PEAK BLK-G5 315 | Solar Panels |  | 0.315 | 8 | 40 | 30 |  | Fixed | Roof
Solar Registration Program | NJSRRE1543056130 | Clifton | 7012 | 6 | 8.82 | Residential | Yes | Behind the Meter | Vivint Solar Developer, LLC | PSE&G | Accepted | 2019-11-07 | 2019-11-25 | 2020-11-25 | Hanwha | Q.PEAK BLK-G5 315 | Solar Panels |  | 0.315 | 2 | 41 | 15 |  | Fixed | Roof
Solar Registration Program | NJSRRE1543056130 | Clifton | 7012 | 6 | 8.82 | Residential | Yes | Behind the Meter | Vivint Solar Developer, LLC | PSE&G | Accepted | 2019-11-07 | 2019-11-25 | 2020-11-25 | Solar Edge | SE3800H-US000BNC4 | Inverters | 3800 |  | 1 |  |  | 0.992 |  | Outdoor | Near the utility meter
Solar Registration Program | NJSRRE1543056130 | Clifton | 7012 | 6 | 8.82 | Residential | Yes | Behind the Meter | Vivint Solar Developer, LLC | PSE&G | Accepted | 2019-11-07 | 2019-11-25 | 2020-11-25 | Solar Edge | SE7600H-US000BNC4 | Inverters | 7600 |  | 1 |  |  | 0.992 |  | Outdoor | Near the utility meter
Solar Registration Program | NJSRRE1543065488 | Wildwood Crest | 8260 | 21 | 8.82 | Residential | Yes | Behind the Meter | Trinity Solar | AC Electric | Accepted | 2019-11-11 | 2019-11-13 | 2020-11-13 | Hanwha | Q.PEAK DUO BLK-G5 315 | Solar Panels |  | 0.315 | 28 | 137 | 27 |  | Fixed | Roof
Solar Registration Program | NJSRRE1543065488 | Wildwood Crest | 8260 | 21 | 8.82 | Residential | Yes | Behind the Meter | Trinity Solar | AC Electric | Accepted | 2019-11-11 | 2019-11-13 | 2020-11-13 | Solar Edge | SE7600 | Inverters | 7600 |  | 1 |  |  | 0.97 |  | Outside | side of home
Solar Registration Program | NJSRRE1543065871 | Parlin | 8859 | 11 | 8.82 | Residential | Yes | Behind the Meter | Pro Custom Solar dba Momentum Solar | JCP&L | Accepted | 2019-11-11 | 2019-11-13 | 2020-11-13 | Hanwha | Q.Peak DUO BLK-G5 315 | Solar Panels |  | 0.315 | 19 | 95 | 24 |  | Fixed | Roof
Solar Registration Program | NJSRRE1543065871 | Parlin | 8859 | 11 | 8.82 | Residential | Yes | Behind the Meter | Pro Custom Solar dba Momentum Solar | JCP&L | Accepted | 2019-11-11 | 2019-11-13 | 2020-11-13 | Hanwha | Q.Peak DUO BLK-G5 315 | Solar Panels |  | 0.315 | 9 | 95 | 24 |  | Fixed | Roof
Solar Registration Program | NJSRRE1543065871 | Parlin | 8859 | 11 | 8.82 | Residential | Yes | Behind the Meter | Pro Custom Solar dba Momentum Solar | JCP&L | Accepted | 2019-11-11 | 2019-11-13 | 2020-11-13 | Enphase Energy | IQ6-60-2-US | Inverters | 240 |  | 28 |  |  | 0.97 |  | Outdoor | Roof
Solar Registration Program | NJSRRE1543208001 | Monroe Township | 8831 | 11 | 8.82 | Residential | No | Behind the Meter | Tesla Energy Operations Inc. | JCP&L | Accepted | 2019-11-13 | 2019-11-18 | 2020-11-18 | Hanwha Q-Cells | Q.Peak DUO BLK-G5/SC315 | Solar Panels |  | 0.315 | 8 | 301 | 27 |  | Fixed | Roof
Solar Registration Program | NJSRRE1543208001 | Monroe Township | 8831 | 11 | 8.82 | Residential | No | Behind the Meter | Tesla Energy Operations Inc. | JCP&L | Accepted | 2019-11-13 | 2019-11-18 | 2020-11-18 | Hanwha Q-Cells | Q.Peak DUO BLK-G5/SC315 | Solar Panels |  | 0.315 | 20 | 121 | 27 |  | Fixed | Roof
Solar Registration Program | NJSRRE1543208001 | Monroe Township | 8831 | 11 | 8.82 | Residential | No | Behind the Meter | Tesla Energy Operations Inc. | JCP&L | Accepted | 2019-11-13 | 2019-11-18 | 2020-11-18 | SOLAREDGE | SE10000H-US000SNC2 | Inverters | 10000 |  | 1 |  |  | 0.98 |  | Outdoor | Outdoor
Solar Registration Program | NJSRRE1543315518 | Bridgewater | 8807 | 5 | 8.82 | Residential | Yes | Behind the Meter | Vivint Solar Developer, LLC | PSE&G | Accepted | 2019-11-19 | 2019-11-19 | 2020-11-19 | HANWHA SOLAR | Q.PEAK BLK-G5 315 | Solar Panels |  | 0.315 | 8 | 87 | 33 |  | Fixed | Roof
Solar Registration Program | NJSRRE1543315518 | Bridgewater | 8807 | 5 | 8.82 | Residential | Yes | Behind the Meter | Vivint Solar Developer, LLC | PSE&G | Accepted | 2019-11-19 | 2019-11-19 | 2020-11-19 | HANWHA SOLAR | Q.PEAK BLK-G5 315 | Solar Panels |  | 0.315 | 11 | 87 | 19 |  | Fixed | Roof
Solar Registration Program | NJSRRE1543315518 | Bridgewater | 8807 | 5 | 8.82 | Residential | Yes | Behind the Meter | Vivint Solar Developer, LLC | PSE&G | Accepted | 2019-11-19 | 2019-11-19 | 2020-11-19 | HANWHA SOLAR | Q.PEAK BLK-G5 315 | Solar Panels |  | 0.315 | 5 | 87 | 33 |  | Fixed | Roof
Solar Registration Program | NJSRRE1543315518 | Bridgewater | 8807 | 5 | 8.82 | Residential | Yes | Behind the Meter | Vivint Solar Developer, LLC | PSE&G | Accepted | 2019-11-19 | 2019-11-19 | 2020-11-19 | HANWHA SOLAR | Q.PEAK BLK-G5 315 | Solar Panels |  | 0.315 | 4 | 267 | 33 |  | Fixed | Roof
Solar Registration Program | NJSRRE1543315518 | Bridgewater | 8807 | 5 | 8.82 | Residential | Yes | Behind the Meter | Vivint Solar Developer, LLC | PSE&G | Accepted | 2019-11-19 | 2019-11-19 | 2020-11-19 | SOLAREDGE | SE7600H-US000BNC4 | Inverters | 7600 |  | 1 |  |  | 0.992 |  | Outdoor | Near the Utility Meter
Solar Registration Program | NJSRRE1543399268 | NUTLEY | 7110 | 9 | 8.82 | Residential | No | Behind the Meter | Vivint Solar Developer, LLC | PSE&G | Accepted | 2019-11-18 | 2019-11-20 | 2020-11-20 | HANWHA SOLAR | Q.PEAK BLK-G5 315 | Solar Panels |  | 0.315 | 14 | 122 | 25 |  | Fixed | Roof
Solar Registration Program | NJSRRE1543399268 | NUTLEY | 7110 | 9 | 8.82 | Residential | No | Behind the Meter | Vivint Solar Developer, LLC | PSE&G | Accepted | 2019-11-18 | 2019-11-20 | 2020-11-20 | HANWHA SOLAR | Q.PEAK BLK-G5 315 | Solar Panels |  | 0.315 | 14 | 302 | 25 |  | Fixed | Roof
Solar Registration Program | NJSRRE1543399268 | NUTLEY | 7110 | 9 | 8.82 | Residential | No | Behind the Meter | Vivint Solar Developer, LLC | PSE&G | Accepted | 2019-11-18 | 2019-11-20 | 2020-11-20 | SOLAREDGE | SE7600H-US | Inverters | 7600 |  | 1 |  |  | 0.992 |  | Outdoor | Near the Utility Meter
Solar Registration Program | NJSRRE1543425525 | Swedesboro | 8085 | 15 | 8.82 | Residential | No | Behind the Meter | Trinity Solar | AC Electric | Accepted | 2019-11-20 | 2019-11-25 | 2020-11-25 | Hanwha | Q.PEAK DUO BLK-G5 315 | Solar Panels |  | 0.315 | 17 | 159 | 27 |  | Fixed | Roof
Solar Registration Program | NJSRRE1543425525 | Swedesboro | 8085 | 15 | 8.82 | Residential | No | Behind the Meter | Trinity Solar | AC Electric | Accepted | 2019-11-20 | 2019-11-25 | 2020-11-25 | Hanwha | Q.PEAK DUO BLK-G5 315 | Solar Panels |  | 0.315 | 11 | 159 | 27 |  | Fixed | Roof
Solar Registration Program | NJSRRE1543425525 | Swedesboro | 8085 | 15 | 8.82 | Residential | No | Behind the Meter | Trinity Solar | AC Electric | Accepted | 2019-11-20 | 2019-11-25 | 2020-11-25 | Solar Edge | SE7600 | Inverters | 7600 |  | 1 |  |  | 0.97 |  | Outside | side of home
Solar Registration Program | NJSRRE1543425843 | North Arlington | 7031 | 7 | 8.82 | Residential | No | Behind the Meter | Trinity Solar | PSE&G | Accepted | 2019-11-20 | 2019-11-25 | 2020-11-25 | Hanwha | Q.PEAK DUO BLK-G5 315 | Solar Panels |  | 0.315 | 15 | 215 | 34 |  | Fixed | Roof
Solar Registration Program | NJSRRE1543425843 | North Arlington | 7031 | 7 | 8.82 | Residential | No | Behind the Meter | Trinity Solar | PSE&G | Accepted | 2019-11-20 | 2019-11-25 | 2020-11-25 | Hanwha | Q.PEAK DUO BLK-G5 315 | Solar Panels |  | 0.315 | 13 | 215 | 9 |  | Fixed | Roof
Solar Registration Program | NJSRRE1543425843 | North Arlington | 7031 | 7 | 8.82 | Residential | No | Behind the Meter | Trinity Solar | PSE&G | Accepted | 2019-11-20 | 2019-11-25 | 2020-11-25 | Solar Edge | SE7600 | Inverters | 7600 |  | 1 |  |  | 0.97 |  | Outside | side of home
Solar Registration Program | NJSRRE1543434204 | Englishtown | 7726 | 17 | 8.82 | Residential | Yes | Behind the Meter | Vivint Solar Developer, LLC | JCP&L | Accepted | 2019-11-25 | 2019-11-26 | 2020-11-26 | HANWHA SOLAR | Q.PEAK BLK-G5 315 | Solar Panels |  | 0.315 | 28 | 178 | 23 |  | Fixed | Roof
Solar Registration Program | NJSRRE1543434204 | Englishtown | 7726 | 17 | 8.82 | Residential | Yes | Behind the Meter | Vivint Solar Developer, LLC | JCP&L | Accepted | 2019-11-25 | 2019-11-26 | 2020-11-26 | solar edge | SE7600H-US000BNC4 | Inverters | 7600 |  | 1 |  |  | 0.992 |  | Outdoor | near utility meter
Solar Registration Program | NJSRRE1543434941 | North Plainfield | 7060 | 10 | 8.82 | Residential | No | Behind the Meter | Pro Custom Solar dba Momentum Solar | PSE&G | Accepted | 2019-11-21 | 2019-11-26 | 2020-11-26 | Hanwha | Q.Peak DUO BLK-G5 315 | Solar Panels |  | 0.315 | 6 | 316 | 20 |  | Fixed | Roof
Solar Registration Program | NJSRRE1543434941 | North Plainfield | 7060 | 10 | 8.82 | Residential | No | Behind the Meter | Pro Custom Solar dba Momentum Solar | PSE&G | Accepted | 2019-11-21 | 2019-11-26 | 2020-11-26 | Hanwha | Q.Peak DUO BLK-G5 315 | Solar Panels |  | 0.315 | 22 | 136 | 33 |  | Fixed | Roof
Solar Registration Program | NJSRRE1543434941 | North Plainfield | 7060 | 10 | 8.82 | Residential | No | Behind the Meter | Pro Custom Solar dba Momentum Solar | PSE&G | Accepted | 2019-11-21 | 2019-11-26 | 2020-11-26 | Enphase Energy | IQ6-60-2-US | Inverters | 240 |  | 28 |  |  | 0.97 |  | Outdoor | Roof
Solar Registration Program | NJSRRE1543438690 | Holmdel | 7733 | 17 | 8.82 | Residential | Yes | Behind the Meter | Pro Custom Solar dba Momentum Solar | JCP&L | Accepted | 2019-11-23 | 2019-11-26 | 2020-11-26 | Hanwha | Q.Peak DUO BLK-G5 315 | Solar Panels |  | 0.315 | 14 | 237 | 32 |  | Fixed | Roof
Solar Registration Program | NJSRRE1543438690 | Holmdel | 7733 | 17 | 8.82 | Residential | Yes | Behind the Meter | Pro Custom Solar dba Momentum Solar | JCP&L | Accepted | 2019-11-23 | 2019-11-26 | 2020-11-26 | Hanwha | Q.Peak DUO BLK-G5 315 | Solar Panels |  | 0.315 | 14 | 147 | 32 |  | Fixed | Roof
Solar Registration Program | NJSRRE1543438690 | Holmdel | 7733 | 17 | 8.82 | Residential | Yes | Behind the Meter | Pro Custom Solar dba Momentum Solar | JCP&L | Accepted | 2019-11-23 | 2019-11-26 | 2020-11-26 | Enphase Energy | IQ6-60-2-US | Inverters | 240 |  | 28 |  |  | 0.97 |  | Outdoor | Roof
Solar Registration Program | NJSRRE1543446014 | Pennsauken | 8109 | 14 | 8.82 | Residential | Yes | Behind the Meter | Suntuity Solar LLC | PSE&G | Accepted | 2019-11-26 | 2019-12-02 | 2020-12-02 | Yingli Green Energy | YL315D-30b | Solar Panels |  | 0.315 | 14 | 215 | 20 |  | Fixed | Roof
Solar Registration Program | NJSRRE1543446014 | Pennsauken | 8109 | 14 | 8.82 | Residential | Yes | Behind the Meter | Suntuity Solar LLC | PSE&G | Accepted | 2019-11-26 | 2019-12-02 | 2020-12-02 | Yingli Green Energy | YL315D-30b | Solar Panels |  | 0.315 | 14 | 125 | 20 |  | Fixed | Roof
Solar Registration Program | NJSRRE1543446014 | Pennsauken | 8109 | 14 | 8.82 | Residential | Yes | Behind the Meter | Suntuity Solar LLC | PSE&G | Accepted | 2019-11-26 | 2019-12-02 | 2020-12-02 | Enphase Energy | IQ7-60-2-US | Inverters | 240 |  | 28 |  |  | 0.97 |  | Outdoor | Behind the PV Modules
Solar Registration Program | NJSRRE1543446561 | Brick | 8723 | 18 | 8.82 | Residential | Yes | Behind the Meter | Trinity Solar | JCP&L | Accepted | 2019-11-26 | 2019-12-02 | 2020-12-02 | Hanwha | Q.PEAK DUO BLK-G5 315 | Solar Panels |  | 0.315 | 20 | 273 | 18 |  | Fixed | Roof
Solar Registration Program | NJSRRE1543446561 | Brick | 8723 | 18 | 8.82 | Residential | Yes | Behind the Meter | Trinity Solar | JCP&L | Accepted | 2019-11-26 | 2019-12-02 | 2020-12-02 | Hanwha | Q.PEAK DUO BLK-G5 315 | Solar Panels |  | 0.315 | 8 | 93 | 18 |  | Fixed | Roof
Solar Registration Program | NJSRRE1543446561 | Brick | 8723 | 18 | 8.82 | Residential | Yes | Behind the Meter | Trinity Solar | JCP&L | Accepted | 2019-11-26 | 2019-12-02 | 2020-12-02 | Solar Edge | SE7600 | Inverters | 7600 |  | 1 |  |  | 0.97 |  | Outside | side of home
Solar Registration Program | NJSRRE1543450884 | Hightstown | 8520 | 12 | 8.82 | Residential | No | Behind the Meter | Trinity Solar | JCP&L | Accepted | 2019-11-27 | 2019-12-03 | 2020-12-03 | HANWHA | Q.PEAK DUO BLK-G5 315 | Solar Panels |  | 0.315 | 28 | 180 | 30 |  | Fixed | Roof
Solar Registration Program | NJSRRE1543450884 | Hightstown | 8520 | 12 | 8.82 | Residential | No | Behind the Meter | Trinity Solar | JCP&L | Accepted | 2019-11-27 | 2019-12-03 | 2020-12-03 | Solar Edge | SE7600H-US000BNC4 | Inverters | 7600 |  | 1 |  |  | 0.97 |  | Outdoor | side of home
Solar Registration Program | NJSRRE1543464473 | PENNSAUKEN | 8110 | 14 | 8.82 | Residential | Yes | Behind the Meter | Vivint Solar Developer, LLC | PSE&G | Accepted | 2019-12-02 | 2019-12-04 | 2020-12-04 | Hanwha | Q.PEAK BLK-G5 315 | Solar Panels |  | 0.315 | 14 | 108 | 22 |  | Fixed | Roof
Solar Registration Program | NJSRRE1543464473 | PENNSAUKEN | 8110 | 14 | 8.82 | Residential | Yes | Behind the Meter | Vivint Solar Developer, LLC | PSE&G | Accepted | 2019-12-02 | 2019-12-04 | 2020-12-04 | Hanwha | Q.PEAK BLK-G5 315 | Solar Panels |  | 0.315 | 14 | 288 | 22 |  | Fixed | Roof
Solar Registration Program | NJSRRE1543464473 | PENNSAUKEN | 8110 | 14 | 8.82 | Residential | Yes | Behind the Meter | Vivint Solar Developer, LLC | PSE&G | Accepted | 2019-12-02 | 2019-12-04 | 2020-12-04 | Solar Edge | SE7600H-US | Inverters | 7600 |  | 1 |  |  | 0.992 |  | Outdoor | Near the utility meter
Solar Registration Program | NJSRRE1543474697 | Cherry Hill | 8003 | 14 | 8.82 | Residential | No | Behind the Meter | Trinity Solar | PSE&G | Accepted | 2019-12-03 | 2019-12-06 | 2020-12-06 | HANWHA | Q.PEAK DUO BLK-G5 315 | Solar Panels |  | 0.315 | 25 | 141 | 18 |  | Fixed | Roof
Solar Registration Program | NJSRRE1543474697 | Cherry Hill | 8003 | 14 | 8.82 | Residential | No | Behind the Meter | Trinity Solar | PSE&G | Accepted | 2019-12-03 | 2019-12-06 | 2020-12-06 | HANWHA | Q.PEAK DUO BLK-G5 315 | Solar Panels |  | 0.315 | 3 | 141 | 18 |  | Fixed | Roof
Solar Registration Program | NJSRRE1543474697 | Cherry Hill | 8003 | 14 | 8.82 | Residential | No | Behind the Meter | Trinity Solar | PSE&G | Accepted | 2019-12-03 | 2019-12-06 | 2020-12-06 | Solar Edge | SE7600H-US000BNC4 | Inverters | 7600 |  | 1 |  |  | 0.97 |  | Outdoor | side of home
Solar Registration Program | NJSRRE1543477379 | Blackwood | 8012 | 14 | 8.82 | Residential | Yes | Behind the Meter | Trinity Solar | PSE&G | Accepted | 2019-12-04 | 2019-12-06 | 2020-12-06 | Hanwha | Q.PEAK DUO BLK-G5 315 | Solar Panels |  | 0.315 | 14 | 87 | 23 |  | Fixed | Roof
Solar Registration Program | NJSRRE1543477379 | Blackwood | 8012 | 14 | 8.82 | Residential | Yes | Behind the Meter | Trinity Solar | PSE&G | Accepted | 2019-12-04 | 2019-12-06 | 2020-12-06 | Hanwha | Q.PEAK DUO BLK-G5 315 | Solar Panels |  | 0.315 | 8 | 267 | 23 |  | Fixed | Roof
Solar Registration Program | NJSRRE1543477379 | Blackwood | 8012 | 14 | 8.82 | Residential | Yes | Behind the Meter | Trinity Solar | PSE&G | Accepted | 2019-12-04 | 2019-12-06 | 2020-12-06 | Hanwha | Q.PEAK DUO BLK-G5 315 | Solar Panels |  | 0.315 | 6 | 87 | 23 |  | Fixed | Roof
Solar Registration Program | NJSRRE1543477379 | Blackwood | 8012 | 14 | 8.82 | Residential | Yes | Behind the Meter | Trinity Solar | PSE&G | Accepted | 2019-12-04 | 2019-12-06 | 2020-12-06 | Solar Edge | SE7600 | Inverters | 7600 |  | 1 |  |  | 0.97 |  | Outside | side of home
Solar Registration Program | NJSRRE1543477438 | Howell | 7731 | 17 | 8.82 | Residential | No | Behind the Meter | Trinity Solar | JCP&L | Accepted | 2019-12-04 | 2019-12-06 | 2020-12-06 | Hanwha | Q.PEAK DUO BLK-G5 315 | Solar Panels |  | 0.315 | 20 | 146 | 20 |  | Fixed | Roof
Solar Registration Program | NJSRRE1543477438 | Howell | 7731 | 17 | 8.82 | Residential | No | Behind the Meter | Trinity Solar | JCP&L | Accepted | 2019-12-04 | 2019-12-06 | 2020-12-06 | Hanwha | Q.PEAK DUO BLK-G5 315 | Solar Panels |  | 0.315 | 8 | 146 | 20 |  | Fixed | Roof
Solar Registration Program | NJSRRE1543477438 | Howell | 7731 | 17 | 8.82 | Residential | No | Behind the Meter | Trinity Solar | JCP&L | Accepted | 2019-12-04 | 2019-12-06 | 2020-12-06 | Solar Edge | SE7600 | Inverters | 7600 |  | 1 |  |  | 0.97 |  | Outside | side of home
Solar Registration Program | NJSRRE1543477491 | Wall Township | 7719 | 17 | 8.82 | Residential | Yes | Behind the Meter | Trinity Solar | JCP&L | Accepted | 2019-12-04 | 2019-12-06 | 2020-12-06 | HANWHA | Q.PEAK DUO BLK-G5 315 | Solar Panels |  | 0.315 | 5 | 132 | 35 |  | Fixed | Roof
Solar Registration Program | NJSRRE1543477491 | Wall Township | 7719 | 17 | 8.82 | Residential | Yes | Behind the Meter | Trinity Solar | JCP&L | Accepted | 2019-12-04 | 2019-12-06 | 2020-12-06 | HANWHA | Q.PEAK DUO BLK-G5 315 | Solar Panels |  | 0.315 | 14 | 222 | 21 |  | Fixed | Roof
Solar Registration Program | NJSRRE1543477491 | Wall Township | 7719 | 17 | 8.82 | Residential | Yes | Behind the Meter | Trinity Solar | JCP&L | Accepted | 2019-12-04 | 2019-12-06 | 2020-12-06 | HANWHA | Q.PEAK DUO BLK-G5 315 | Solar Panels |  | 0.315 | 9 | 132 | 35 |  | Fixed | Roof
Solar Registration Program | NJSRRE1543477491 | Wall Township | 7719 | 17 | 8.82 | Residential | Yes | Behind the Meter | Trinity Solar | JCP&L | Accepted | 2019-12-04 | 2019-12-06 | 2020-12-06 | Solar Edge | SE7600H-US000BNC4 | Inverters | 7600 |  | 1 |  |  | 0.97 |  | Outdoor | side of home
Solar Registration Program | NJSRRE1543478365 | BERGENFIELD | 7621 | 7 | 8.82 | Residential | Yes | Behind the Meter | Vivint Solar Developer, LLC | PSE&G | Accepted | 2019-12-04 | 2019-12-06 | 2020-12-06 | Hanwha Solar | Q.PEAKBLK-G5315 | Solar Panels |  | 0.315 | 12 | 177 | 28 |  | Fixed | Roof
Solar Registration Program | NJSRRE1543478365 | BERGENFIELD | 7621 | 7 | 8.82 | Residential | Yes | Behind the Meter | Vivint Solar Developer, LLC | PSE&G | Accepted | 2019-12-04 | 2019-12-06 | 2020-12-06 | Hanwha Solar | Q.PEAKBLK-G5315 | Solar Panels |  | 0.315 | 8 | 267 | 23 |  | Fixed | Roof
Solar Registration Program | NJSRRE1543478365 | BERGENFIELD | 7621 | 7 | 8.82 | Residential | Yes | Behind the Meter | Vivint Solar Developer, LLC | PSE&G | Accepted | 2019-12-04 | 2019-12-06 | 2020-12-06 | Hanwha Solar | Q.PEAKBLK-G5315 | Solar Panels |  | 0.315 | 8 | 177 | 22 |  | Fixed | Roof
Solar Registration Program | NJSRRE1543478365 | BERGENFIELD | 7621 | 7 | 8.82 | Residential | Yes | Behind the Meter | Vivint Solar Developer, LLC | PSE&G | Accepted | 2019-12-04 | 2019-12-06 | 2020-12-06 | Solar Edge | SE7600H-US | Inverters | 7600 |  | 1 |  |  | 0.992 |  | Outdoor | near the utility meter
Solar Registration Program | NJSRRE1543478467 | Fords | 8863 | 11 | 8.82 | Residential | Yes | Behind the Meter | Pro Custom Solar dba Momentum Solar | PSE&G | Accepted | 2019-12-04 | 2019-12-09 | 2020-12-09 | HANWHA | Q.PEAK DUO BLK-G5 315 | Solar Panels |  | 0.315 | 7 | 80 | 22 |  | Fixed | Roof
Solar Registration Program | NJSRRE1543478467 | Fords | 8863 | 11 | 8.82 | Residential | Yes | Behind the Meter | Pro Custom Solar dba Momentum Solar | PSE&G | Accepted | 2019-12-04 | 2019-12-09 | 2020-12-09 | HANWHA | Q.PEAK DUO BLK-G5 315 | Solar Panels |  | 0.315 | 15 | 260 | 20 |  | Fixed | Roof
Solar Registration Program | NJSRRE1543478467 | Fords | 8863 | 11 | 8.82 | Residential | Yes | Behind the Meter | Pro Custom Solar dba Momentum Solar | PSE&G | Accepted | 2019-12-04 | 2019-12-09 | 2020-12-09 | HANWHA | Q.PEAK DUO BLK-G5 315 | Solar Panels |  | 0.315 | 6 | 260 | 36 |  | Fixed | Roof
Solar Registration Program | NJSRRE1543478467 | Fords | 8863 | 11 | 8.82 | Residential | Yes | Behind the Meter | Pro Custom Solar dba Momentum Solar | PSE&G | Accepted | 2019-12-04 | 2019-12-09 | 2020-12-09 | Enphase Energy | IQ7-60-2-US | Inverters | 250 |  | 28 |  |  | 0.97 |  | Outdoor | Roof
Solar Registration Program | NJSRRE1543481351 | BOUND BROOK | 8805 | 5 | 8.82 | Residential | No | Behind the Meter | Vivint Solar Developer, LLC | PSE&G | Accepted | 2019-12-07 | 2019-12-09 | 2020-12-09 | HANWHA SOLAR | Q.PEAK BLK-G5 315 | Solar Panels |  | 0.315 | 12 | 221 | 24 |  | Fixed | Roof
Solar Registration Program | NJSRRE1543481351 | BOUND BROOK | 8805 | 5 | 8.82 | Residential | No | Behind the Meter | Vivint Solar Developer, LLC | PSE&G | Accepted | 2019-12-07 | 2019-12-09 | 2020-12-09 | HANWHA SOLAR | Q.PEAK BLK-G5 315 | Solar Panels |  | 0.315 | 16 | 221 | 23 |  | Fixed | Roof
Solar Registration Program | NJSRRE1543481351 | BOUND BROOK | 8805 | 5 | 8.82 | Residential | No | Behind the Meter | Vivint Solar Developer, LLC | PSE&G | Accepted | 2019-12-07 | 2019-12-09 | 2020-12-09 | SOLAREDGE | SE7600H-US | Inverters | 7600 |  | 1 |  |  | 0.992 |  | Outdoor | Near the Utility Meter
Solar Registration Program | NJSRRE1543497661 | Brick Township | 8724 | 18 | 8.82 | Residential | No | Behind the Meter | Trinity Solar | JCP&L | Accepted | 2019-12-06 | 2019-12-10 | 2020-12-10 | Hanwha | Q.PEAK DUO BLK-G5 315 | Solar Panels |  | 0.315 | 28 | 228 | 19 |  | Fixed | Roof
Solar Registration Program | NJSRRE1543497661 | Brick Township | 8724 | 18 | 8.82 | Residential | No | Behind the Meter | Trinity Solar | JCP&L | Accepted | 2019-12-06 | 2019-12-10 | 2020-12-10 | Solar Edge | SE7600 | Inverters | 7600 |  | 1 |  |  | 0.97 |  | Outside | side of home
Solar Registration Program | NJSRRE1543505839 | West New York | 7093 | 8 | 8.82 | Residential | Yes | Behind the Meter | Pro Custom Solar dba Momentum Solar | PSE&G | Accepted | 2019-12-10 | 2019-12-12 | 2020-12-12 | HANWHA | Q.PEAK DUO BLK-G5 315 | Solar Panels |  | 0.315 | 5 | 301 | 4 |  | Fixed | Roof
Solar Registration Program | NJSRRE1543505839 | West New York | 7093 | 8 | 8.82 | Residential | Yes | Behind the Meter | Pro Custom Solar dba Momentum Solar | PSE&G | Accepted | 2019-12-10 | 2019-12-12 | 2020-12-12 | HANWHA | Q.PEAK DUO BLK-G5 315 | Solar Panels |  | 0.315 | 23 | 301 | 7 |  | Fixed | Roof
Solar Registration Program | NJSRRE1543505839 | West New York | 7093 | 8 | 8.82 | Residential | Yes | Behind the Meter | Pro Custom Solar dba Momentum Solar | PSE&G | Accepted | 2019-12-10 | 2019-12-12 | 2020-12-12 | Enphase Energy | IQ6-60-2-US | Inverters | 240 |  | 28 |  |  | 0.97 |  | Outdoor | Roof
Solar Registration Program | NJSRRE1543505963 | Roselle | 7203 | 10 | 8.82 | Residential | Yes | Behind the Meter | Vivint Solar Developer, LLC | PSE&G | Accepted | 2019-12-10 | 2019-12-12 | 2020-12-12 | HANWHA SOLAR | Q.PEAK BLK-G5 315 | Solar Panels |  | 0.315 | 14 | 128 | 45 |  | Fixed | Roof
Solar Registration Program | NJSRRE1543505963 | Roselle | 7203 | 10 | 8.82 | Residential | Yes | Behind the Meter | Vivint Solar Developer, LLC | PSE&G | Accepted | 2019-12-10 | 2019-12-12 | 2020-12-12 | HANWHA SOLAR | Q.PEAK BLK-G5 315 | Solar Panels |  | 0.315 | 8 | 128 | 16 |  | Fixed | Roof
Solar Registration Program | NJSRRE1543505963 | Roselle | 7203 | 10 | 8.82 | Residential | Yes | Behind the Meter | Vivint Solar Developer, LLC | PSE&G | Accepted | 2019-12-10 | 2019-12-12 | 2020-12-12 | HANWHA SOLAR | Q.PEAK BLK-G5 315 | Solar Panels |  | 0.315 | 6 | 308 | 45 |  | Fixed | Roof
Solar Registration Program | NJSRRE1543505963 | Roselle | 7203 | 10 | 8.82 | Residential | Yes | Behind the Meter | Vivint Solar Developer, LLC | PSE&G | Accepted | 2019-12-10 | 2019-12-12 | 2020-12-12 | SOLAREDGE | SE7600H-US | Inverters | 7600 |  | 1 |  |  | 0.992 |  | Outdoor | Near the Utility Meter
Solar Registration Program | NJSRRE1543506093 | Denville | 7834 | 3 | 8.82 | Residential | No | Behind the Meter | Trinity Solar | JCP&L | Accepted | 2019-12-10 | 2019-12-13 | 2020-12-13 | Hanwha | Q.PEAK DUO BLK-G5 315 | Solar Panels |  | 0.315 | 13 | 207 | 12 |  | Fixed | Roof
Solar Registration Program | NJSRRE1543506093 | Denville | 7834 | 3 | 8.82 | Residential | No | Behind the Meter | Trinity Solar | JCP&L | Accepted | 2019-12-10 | 2019-12-13 | 2020-12-13 | Hanwha | Q.PEAK DUO BLK-G5 315 | Solar Panels |  | 0.315 | 10 | 207 | 14 |  | Fixed | Roof
Solar Registration Program | NJSRRE1543506093 | Denville | 7834 | 3 | 8.82 | Residential | No | Behind the Meter | Trinity Solar | JCP&L | Accepted | 2019-12-10 | 2019-12-13 | 2020-12-13 | Hanwha | Q.PEAK DUO BLK-G5 315 | Solar Panels |  | 0.315 | 5 | 27 | 14 |  | Fixed | Roof
Solar Registration Program | NJSRRE1543506093 | Denville | 7834 | 3 | 8.82 | Residential | No | Behind the Meter | Trinity Solar | JCP&L | Accepted | 2019-12-10 | 2019-12-13 | 2020-12-13 | Solar Edge | SE7600 | Inverters | 7600 |  | 1 |  |  | 0.97 |  | Outside | side of home
Solar Registration Program | NJSRRE1543513164 | Cherry Hill | 8003 | 14 | 8.82 | Residential | Yes | Behind the Meter | Trinity Solar | PSE&G | Accepted | 2019-12-11 | 2019-12-16 | 2020-12-16 | Hanwha | Q.PEAK DUO BLK-G5 315 | Solar Panels |  | 0.315 | 28 | 138 | 37 |  | Fixed | Roof
Solar Registration Program | NJSRRE1543513164 | Cherry Hill | 8003 | 14 | 8.82 | Residential | Yes | Behind the Meter | Trinity Solar | PSE&G | Accepted | 2019-12-11 | 2019-12-16 | 2020-12-16 | Solar Edge | SE7600 | Inverters | 7600 |  | 1 |  |  | 0.97 |  | Outside | side of home
Solar Registration Program | NJSRRE1543513186 | Forked River | 8731 | 18 | 8.82 | Residential | Yes | Behind the Meter | Trinity Solar | JCP&L | Accepted | 2019-12-11 | 2019-12-16 | 2020-12-16 | HANWHA | Q.PEAK DUO BLK-G5 315 | Solar Panels |  | 0.315 | 8 | 93 | 28 |  | Fixed | Roof
Solar Registration Program | NJSRRE1543513186 | Forked River | 8731 | 18 | 8.82 | Residential | Yes | Behind the Meter | Trinity Solar | JCP&L | Accepted | 2019-12-11 | 2019-12-16 | 2020-12-16 | HANWHA | Q.PEAK DUO BLK-G5 315 | Solar Panels |  | 0.315 | 20 | 183 | 18 |  | Fixed | Roof
Solar Registration Program | NJSRRE1543513186 | Forked River | 8731 | 18 | 8.82 | Residential | Yes | Behind the Meter | Trinity Solar | JCP&L | Accepted | 2019-12-11 | 2019-12-16 | 2020-12-16 | SOLAR EDGE | SE7600H-US | Inverters | 7600 |  | 1 |  |  | 0.97 |  | Outside | SIDE OF HOME
Solar Registration Program | NJSRRE1543519058 | Teaneck | 7666 | 7 | 8.82 | Residential | No | Behind the Meter | Trinity Solar | PSE&G | Accepted | 2019-12-12 | 2019-12-16 | 2020-12-16 | Hanwha | Q.PEAK DUO BLK-G5 315 | Solar Panels |  | 0.315 | 10 | 117 | 18 |  | Fixed | Roof
Solar Registration Program | NJSRRE1543519058 | Teaneck | 7666 | 7 | 8.82 | Residential | No | Behind the Meter | Trinity Solar | PSE&G | Accepted | 2019-12-12 | 2019-12-16 | 2020-12-16 | Hanwha | Q.PEAK DUO BLK-G5 315 | Solar Panels |  | 0.315 | 5 | 117 | 34 |  | Fixed | Roof
Solar Registration Program | NJSRRE1543519058 | Teaneck | 7666 | 7 | 8.82 | Residential | No | Behind the Meter | Trinity Solar | PSE&G | Accepted | 2019-12-12 | 2019-12-16 | 2020-12-16 | Hanwha | Q.PEAK DUO BLK-G5 315 | Solar Panels |  | 0.315 | 13 | 207 | 32 |  | Fixed | Roof
Solar Registration Program | NJSRRE1543519058 | Teaneck | 7666 | 7 | 8.82 | Residential | No | Behind the Meter | Trinity Solar | PSE&G | Accepted | 2019-12-12 | 2019-12-16 | 2020-12-16 | Solar Edge | SE7600 | Inverters | 7600 |  | 1 |  |  | 0.97 |  | Outside | side of home
Solar Registration Program | NJSRRE1543555627 | Toms River | 8757 | 18 | 8.82 | Residential | Yes | Behind the Meter | Trinity Solar | JCP&L | Accepted | 2019-12-17 | 2019-12-19 | 2020-12-19 | Hanwha | Q.PEAK DUO BLK-G5 315 | Solar Panels |  | 0.315 | 13 | 167 | 23 |  | Fixed | Roof
Solar Registration Program | NJSRRE1543555627 | Toms River | 8757 | 18 | 8.82 | Residential | Yes | Behind the Meter | Trinity Solar | JCP&L | Accepted | 2019-12-17 | 2019-12-19 | 2020-12-19 | Hanwha | Q.PEAK DUO BLK-G5 315 | Solar Panels |  | 0.315 | 15 | 167 | 23 |  | Fixed | Roof
Solar Registration Program | NJSRRE1543555627 | Toms River | 8757 | 18 | 8.82 | Residential | Yes | Behind the Meter | Trinity Solar | JCP&L | Accepted | 2019-12-17 | 2019-12-19 | 2020-12-19 | Solar Edge | SE7600 | Inverters | 7600 |  | 1 |  |  | 0.97 |  | Outside | side of home
Solar Registration Program | NJSRRE1543556295 | MICKLETON | 8056 | 15 | 8.82 | Residential | Yes | Behind the Meter | Vivint Solar Developer, LLC | AC Electric | Accepted | 2019-12-17 | 2019-12-20 | 2020-12-20 | Hanwha Solar | Q.PEAK BLK-G5 315 | Solar Panels |  | 0.315 | 28 | 88 | 23 |  | Fixed | Roof
Solar Registration Program | NJSRRE1543556295 | MICKLETON | 8056 | 15 | 8.82 | Residential | Yes | Behind the Meter | Vivint Solar Developer, LLC | AC Electric | Accepted | 2019-12-17 | 2019-12-20 | 2020-12-20 | Solar Edge | SE7600H-US | Inverters | 7600 |  | 1 |  |  | 0.992 |  | Outdoor | Near the utility meter
Solar Registration Program | NJSRRE1543565542 | Somerset | 8873 | 5 | 8.82 | Residential | Yes | Behind the Meter | Vivint Solar Developer, LLC | PSE&G | Accepted | 2019-12-18 | 2019-12-23 | 2020-12-23 | HANWHA SOLAR | Q.PEAK BLK-G5 315 | Solar Panels |  | 0.315 | 14 | 310 | 19 |  | Fixed | Roof
Solar Registration Program | NJSRRE1543565542 | Somerset | 8873 | 5 | 8.82 | Residential | Yes | Behind the Meter | Vivint Solar Developer, LLC | PSE&G | Accepted | 2019-12-18 | 2019-12-23 | 2020-12-23 | HANWHA SOLAR | Q.PEAK BLK-G5 315 | Solar Panels |  | 0.315 | 6 | 310 | 18 |  | Fixed | Roof
Solar Registration Program | NJSRRE1543565542 | Somerset | 8873 | 5 | 8.82 | Residential | Yes | Behind the Meter | Vivint Solar Developer, LLC | PSE&G | Accepted | 2019-12-18 | 2019-12-23 | 2020-12-23 | HANWHA SOLAR | Q.PEAK BLK-G5 315 | Solar Panels |  | 0.315 | 8 | 130 | 19 |  | Fixed | Roof
Solar Registration Program | NJSRRE1543565542 | Somerset | 8873 | 5 | 8.82 | Residential | Yes | Behind the Meter | Vivint Solar Developer, LLC | PSE&G | Accepted | 2019-12-18 | 2019-12-23 | 2020-12-23 | SOLAREDGE | SE7600H-US | Inverters | 7600 |  | 1 |  |  | 0.992 |  | Outdoor | Near the Utility Meter
Solar Registration Program | NJSRRE1543565557 | Clifton | 7012 | 6 | 8.82 | Residential | Yes | Behind the Meter | Vivint Solar Developer, LLC | PSE&G | Accepted | 2019-12-18 | 2019-12-23 | 2020-12-23 | Hanwha Solar | Q.PEAK BLK-G5 315 | Solar Panels |  | 0.315 | 8 | 268 | 13 |  | Fixed | Roof
Solar Registration Program | NJSRRE1543565557 | Clifton | 7012 | 6 | 8.82 | Residential | Yes | Behind the Meter | Vivint Solar Developer, LLC | PSE&G | Accepted | 2019-12-18 | 2019-12-23 | 2020-12-23 | Hanwha Solar | Q.PEAK BLK-G5 315 | Solar Panels |  | 0.315 | 20 | 88 | 41 |  | Fixed | Roof
Solar Registration Program | NJSRRE1543565557 | Clifton | 7012 | 6 | 8.82 | Residential | Yes | Behind the Meter | Vivint Solar Developer, LLC | PSE&G | Accepted | 2019-12-18 | 2019-12-23 | 2020-12-23 | Solar Edge | SE7600H-US | Inverters | 7600 |  | 1 |  |  | 0.992 |  | Outdoor | Near the utility meter
Solar Registration Program | NJSRRE1543575007 | Northfield | 8225 | 19 | 8.82 | Residential | Yes | Behind the Meter | Trinity Solar | AC Electric | Accepted | 2019-12-20 | 2019-12-26 | 2020-12-26 | Hanwha | Q.PEAK DUO BLK-G5 315 | Solar Panels |  | 0.315 | 12 | 134 | 20 |  | Fixed | Roof
Solar Registration Program | NJSRRE1543575007 | Northfield | 8225 | 19 | 8.82 | Residential | Yes | Behind the Meter | Trinity Solar | AC Electric | Accepted | 2019-12-20 | 2019-12-26 | 2020-12-26 | Hanwha | Q.PEAK DUO BLK-G5 315 | Solar Panels |  | 0.315 | 7 | 224 | 45 |  | Fixed | Roof
Solar Registration Program | NJSRRE1543575007 | Northfield | 8225 | 19 | 8.82 | Residential | Yes | Behind the Meter | Trinity Solar | AC Electric | Accepted | 2019-12-20 | 2019-12-26 | 2020-12-26 | Hanwha | Q.PEAK DUO BLK-G5 315 | Solar Panels |  | 0.315 | 9 | 134 | 40 |  | Fixed | Roof
Solar Registration Program | NJSRRE1543575007 | Northfield | 8225 | 19 | 8.82 | Residential | Yes | Behind the Meter | Trinity Solar | AC Electric | Accepted | 2019-12-20 | 2019-12-26 | 2020-12-26 | Solar Edge | SE7600 | Inverters | 7600 |  | 1 |  |  | 0.97 |  | Outside | side of home
Solar Registration Program | NJSRRE1543651594 | Northfield | 8225 | 19 | 8.82 | Residential | Yes | Behind the Meter | Trinity Solar | AC Electric | Accepted | 2019-12-23 | 2019-12-27 | 2020-12-27 | Hanwha | Q.PEAK DUO BLK-G5 315 | Solar Panels |  | 0.315 | 28 | 207 | 23 |  | Fixed | Roof
Solar Registration Program | NJSRRE1543651594 | Northfield | 8225 | 19 | 8.82 | Residential | Yes | Behind the Meter | Trinity Solar | AC Electric | Accepted | 2019-12-23 | 2019-12-27 | 2020-12-27 | Solar Edge | SE7600 | Inverters | 7600 |  | 1 |  |  | 0.97 |  | Outside | side of home
Solar Registration Program | NJSRRE1543657018 | Atlantic Highlands | 7716 | 17 | 8.82 | Residential | Yes | Behind the Meter | Trinity Solar | JCP&L | Accepted | 2019-12-23 | 2019-12-27 | 2020-12-27 | HANWHA | Q.PEAK DUO BLK-G5 315 | Solar Panels |  | 0.315 | 6 | 198 | 18 |  | Fixed | Roof
Solar Registration Program | NJSRRE1543657018 | Atlantic Highlands | 7716 | 17 | 8.82 | Residential | Yes | Behind the Meter | Trinity Solar | JCP&L | Accepted | 2019-12-23 | 2019-12-27 | 2020-12-27 | HANWHA | Q.PEAK DUO BLK-G5 315 | Solar Panels |  | 0.315 | 9 | 288 | 27 |  | Fixed | Roof
Solar Registration Program | NJSRRE1543657018 | Atlantic Highlands | 7716 | 17 | 8.82 | Residential | Yes | Behind the Meter | Trinity Solar | JCP&L | Accepted | 2019-12-23 | 2019-12-27 | 2020-12-27 | HANWHA | Q.PEAK DUO BLK-G5 315 | Solar Panels |  | 0.315 | 6 | 198 | 27 |  | Fixed | Roof
Solar Registration Program | NJSRRE1543657018 | Atlantic Highlands | 7716 | 17 | 8.82 | Residential | Yes | Behind the Meter | Trinity Solar | JCP&L | Accepted | 2019-12-23 | 2019-12-27 | 2020-12-27 | HANWHA | Q.PEAK DUO BLK-G5 315 | Solar Panels |  | 0.315 | 7 | 18 | 27 |  | Fixed | Roof
Solar Registration Program | NJSRRE1543657018 | Atlantic Highlands | 7716 | 17 | 8.82 | Residential | Yes | Behind the Meter | Trinity Solar | JCP&L | Accepted | 2019-12-23 | 2019-12-27 | 2020-12-27 | SOLAR EDGE | SE7600H-US | Inverters | 7600 |  | 1 |  |  | 0.97 |  | Outside | SIDE OF HOME
Solar Registration Program | NJSRRE1543672193 | FIELDSBORO | 8505 | 13 | 8.82 | Residential | No | Behind the Meter | Vivint Solar Developer, LLC | PSE&G | Accepted | 2019-12-26 | 2019-12-30 | 2020-12-30 | Hanwha Solar | Q.PEAK BLK-G5 315 | Solar Panels |  | 0.315 | 12 | 137 | 14 |  | Fixed | Roof
Solar Registration Program | NJSRRE1543672193 | FIELDSBORO | 8505 | 13 | 8.82 | Residential | No | Behind the Meter | Vivint Solar Developer, LLC | PSE&G | Accepted | 2019-12-26 | 2019-12-30 | 2020-12-30 | Hanwha Solar | Q.PEAK BLK-G5 315 | Solar Panels |  | 0.315 | 16 | 317 | 14 |  | Fixed | Roof
Solar Registration Program | NJSRRE1543672193 | FIELDSBORO | 8505 | 13 | 8.82 | Residential | No | Behind the Meter | Vivint Solar Developer, LLC | PSE&G | Accepted | 2019-12-26 | 2019-12-30 | 2020-12-30 | Solar Edge | SE7600H-US | Inverters | 7600 |  | 1 |  |  | 0.992 |  | Outdoor | Near the utility meter
Solar Registration Program | NJSRRE1540474165 | pleasantville | 8232 | 19 | 8.83 | Residential | No | Behind the Meter | Vision Solar LLC | AC Electric | Accepted | 2019-03-11 | 2019-03-12 | 2020-03-12 | sunpower | e20-327-e-ac | Solar Panels |  | 0.327 | 13 | 291 | 4 |  | Fixed | Roof
Solar Registration Program | NJSRRE1540474165 | pleasantville | 8232 | 19 | 8.83 | Residential | No | Behind the Meter | Vision Solar LLC | AC Electric | Accepted | 2019-03-11 | 2019-03-12 | 2020-03-12 | sunpower | e20-327-e-ac | Solar Panels |  | 0.327 | 14 | 291 | 30 |  | Fixed | Roof
Solar Registration Program | NJSRRE1540474165 | pleasantville | 8232 | 19 | 8.83 | Residential | No | Behind the Meter | Vision Solar LLC | AC Electric | Accepted | 2019-03-11 | 2019-03-12 | 2020-03-12 | sunpower | e20-327-e-ac | Inverters | 0.327 |  | 27 |  |  | 0.96 |  | Other | behind panels
Solar Registration Program | NJSRRE1540858106 | Irvington Town | 7111 | 9 | 8.83 | Residential | Yes | Behind the Meter | Vision Solar LLC | PSE&G | Accepted | 2019-04-18 | 2019-04-22 | 2020-04-22 | sunpower | e20-327-e-ac | Solar Panels |  | 0.327 | 2 | 203 | 36 |  | Fixed | Roof
Solar Registration Program | NJSRRE1540858106 | Irvington Town | 7111 | 9 | 8.83 | Residential | Yes | Behind the Meter | Vision Solar LLC | PSE&G | Accepted | 2019-04-18 | 2019-04-22 | 2020-04-22 | sunpower | e20-327-e-ac | Solar Panels |  | 0.327 | 10 | 113 | 36 |  | Fixed | Roof
Solar Registration Program | NJSRRE1540858106 | Irvington Town | 7111 | 9 | 8.83 | Residential | Yes | Behind the Meter | Vision Solar LLC | PSE&G | Accepted | 2019-04-18 | 2019-04-22 | 2020-04-22 | sunpower | e20-327-e-ac | Solar Panels |  | 0.327 | 10 | 293 | 36 |  | Fixed | Roof
Solar Registration Program | NJSRRE1540858106 | Irvington Town | 7111 | 9 | 8.83 | Residential | Yes | Behind the Meter | Vision Solar LLC | PSE&G | Accepted | 2019-04-18 | 2019-04-22 | 2020-04-22 | sunpower | e20-327-e-ac | Solar Panels |  | 0.327 | 5 | 293 | 0 |  | Fixed | Roof
Solar Registration Program | NJSRRE1540858106 | Irvington Town | 7111 | 9 | 8.83 | Residential | Yes | Behind the Meter | Vision Solar LLC | PSE&G | Accepted | 2019-04-18 | 2019-04-22 | 2020-04-22 | sunpower | e20-327-e-ac | Inverters | 0.327 |  | 27 |  |  | 0.96 |  | Other | behind panels
Solar Registration Program | NJSRRE1541046757 | Washington Township | 8012 | 14 | 8.83 | Residential | Yes | Behind the Meter | Castle Energy, LLC | AC Electric | Accepted | 2019-05-28 | 2019-05-30 | 2020-05-30 | Sunpower | SPR-E20-327-E-AC | Solar Panels |  | 0.327 | 27 | 158 | 22 |  | Fixed | Roof
Solar Registration Program | NJSRRE1541046757 | Washington Township | 8012 | 14 | 8.83 | Residential | Yes | Behind the Meter | Castle Energy, LLC | AC Electric | Accepted | 2019-05-28 | 2019-05-30 | 2020-05-30 | Sunpower | Type E SPR-E20-327-E-AC | Inverters | 320 |  | 27 |  |  | 0.96 |  | Outdoor | On rooftop underneath each solar module
Solar Registration Program | NJSRRE1541432489 | Hamilton | 8610 | 12 | 8.83 | Residential | Yes | Behind the Meter | SunnyMac LLC | PSE&G | Accepted | 2019-07-03 | 2019-07-05 | 2020-07-05 | Sunpower | SPR-E20-327 | Solar Panels |  | 0.327 | 17 | 238 | 11 |  | Fixed | Roof
Solar Registration Program | NJSRRE1541432489 | Hamilton | 8610 | 12 | 8.83 | Residential | Yes | Behind the Meter | SunnyMac LLC | PSE&G | Accepted | 2019-07-03 | 2019-07-05 | 2020-07-05 | Sunpower | SPR-E20-327 | Solar Panels |  | 0.327 | 10 | 238 | 10 |  | Fixed | Roof
Solar Registration Program | NJSRRE1541432489 | Hamilton | 8610 | 12 | 8.83 | Residential | Yes | Behind the Meter | SunnyMac LLC | PSE&G | Accepted | 2019-07-03 | 2019-07-05 | 2020-07-05 | Sunpower | SPR-E20-327 | Inverters | 0.32 |  | 27 |  |  | 0.99 |  | Outdoor | roof
Solar Registration Program | NJSRRE1541685920 | South River | 8882 | 11 | 8.83 | Residential | Yes | Behind the Meter | GenRenew, LLC | South River | Final As-Built Received | 2019-07-18 | 2019-07-22 | 2020-07-22 | SUNPOWER | SPR-E20-327-E-AC | Solar Panels |  | 0.327 | 22 | 240 | 23 |  | Fixed | Roof
Solar Registration Program | NJSRRE1541685920 | South River | 8882 | 11 | 8.83 | Residential | Yes | Behind the Meter | GenRenew, LLC | South River | Final As-Built Received | 2019-07-18 | 2019-07-22 | 2020-07-22 | SUNPOWER | SPR-E20-327-E-AC | Solar Panels |  | 0.327 | 5 | 60 | 23 |  | Fixed | Roof
Solar Registration Program | NJSRRE1541685920 | South River | 8882 | 11 | 8.83 | Residential | Yes | Behind the Meter | GenRenew, LLC | South River | Final As-Built Received | 2019-07-18 | 2019-07-22 | 2020-07-22 | SUNPOWER | MI-C-320-US208/240-10 | Inverters | 320 |  | 27 |  |  | 0.96 |  | Outdoor | MICROINVERTER LOCATED UNDER MODULE
Solar Registration Program | NJSRRE1541685920 | South River | 8882 | 11 | 8.83 | Residential | Yes | Behind the Meter | GenRenew, LLC | South River | Final As-Built Received | 2019-07-18 | 2019-07-22 | 2020-07-22 | sunpower | PVS6 | Meters |  |  | 1 |  |  |  | Yes | Outdoor
Solar Registration Program | NJSRRE1541693159 | Woodbridge Township | 7067 | 10 | 8.83 | Residential | Yes | Behind the Meter | Ad Energy | PSE&G | Accepted | 2019-07-22 | 2019-07-24 | 2020-07-24 | SunPower | SPR-E20-327-E-AC | Solar Panels |  | 0.327 | 27 | 270 | 18 |  | Fixed | Roof
Solar Registration Program | NJSRRE1541693159 | Woodbridge Township | 7067 | 10 | 8.83 | Residential | Yes | Behind the Meter | Ad Energy | PSE&G | Accepted | 2019-07-22 | 2019-07-24 | 2020-07-24 | SunPower | SPR-E20-327-E-AC | Inverters | 315 |  | 27 |  |  | 0.975 |  | Outdoor | At each panel
Solar Registration Program | NJSRRE1541721970 | Barnegat | 8005 | 18 | 8.83 | Residential | No | Behind the Meter | Sunpower Capital LLC | JCP&L | Accepted | 2019-08-16 | 2019-09-30 | 2020-09-30 | SunPower | 327W | Solar Panels |  | 0.327 | 27 | 96 & 186 | 26 |  | Fixed | Roof
Solar Registration Program | NJSRRE1541721970 | Barnegat | 8005 | 18 | 8.83 | Residential | No | Behind the Meter | Sunpower Capital LLC | JCP&L | Accepted | 2019-08-16 | 2019-09-30 | 2020-09-30 | SunPower | Type E | Inverters | 320 |  | 27 |  |  | 0.99 |  | Outside | NA
Solar Registration Program | NJSRRE1541804794 | Paterson | 7502 | 6 | 8.83 | Residential | Yes | Behind the Meter | Vision Solar LLC | PSE&G | Accepted | 2019-08-08 | 2019-08-23 | 2020-08-23 | sunpower | e20-327-e-ac | Solar Panels |  | 0.327 | 8 | 50 | 18 |  | Fixed | Roof
Solar Registration Program | NJSRRE1541804794 | Paterson | 7502 | 6 | 8.83 | Residential | Yes | Behind the Meter | Vision Solar LLC | PSE&G | Accepted | 2019-08-08 | 2019-08-23 | 2020-08-23 | sunpower | e20-327-e-ac | Solar Panels |  | 0.327 | 5 | 230 | 25 |  | Fixed | Roof
Solar Registration Program | NJSRRE1541804794 | Paterson | 7502 | 6 | 8.83 | Residential | Yes | Behind the Meter | Vision Solar LLC | PSE&G | Accepted | 2019-08-08 | 2019-08-23 | 2020-08-23 | sunpower | e20-327-e-ac | Solar Panels |  | 0.327 | 3 | 230 | 43 |  | Fixed | Roof
Solar Registration Program | NJSRRE1541804794 | Paterson | 7502 | 6 | 8.83 | Residential | Yes | Behind the Meter | Vision Solar LLC | PSE&G | Accepted | 2019-08-08 | 2019-08-23 | 2020-08-23 | sunpower | e20-327-e-ac | Solar Panels |  | 0.327 | 11 | 230 | 30 |  | Fixed | Roof
Solar Registration Program | NJSRRE1541804794 | Paterson | 7502 | 6 | 8.83 | Residential | Yes | Behind the Meter | Vision Solar LLC | PSE&G | Accepted | 2019-08-08 | 2019-08-23 | 2020-08-23 | Sunpower | e20-327-e-ac | Inverters | 0.32 |  | 27 |  |  | 0.96 |  | Other | behind panels
Solar Registration Program | NJSRRE1541887855 | West Milford | 7480 | 6 | 8.83 | Residential | No | Behind the Meter | SunPower Corporation, Systems | Orange Rockland Electric | Accepted | 2019-08-27 | 2019-08-29 | 2020-08-29 | SUNPOWER | SPR-E20-327-E-AC | Solar Panels |  | 0.327 | 4 | 345 | 18 |  | Fixed | Roof
Solar Registration Program | NJSRRE1541887855 | West Milford | 7480 | 6 | 8.83 | Residential | No | Behind the Meter | SunPower Corporation, Systems | Orange Rockland Electric | Accepted | 2019-08-27 | 2019-08-29 | 2020-08-29 | SUNPOWER | SPR-E20-327-E-AC | Solar Panels |  | 0.327 | 23 | 165 | 18 |  | Fixed | Roof
Solar Registration Program | NJSRRE1541887855 | West Milford | 7480 | 6 | 8.83 | Residential | No | Behind the Meter | SunPower Corporation, Systems | Orange Rockland Electric | Accepted | 2019-08-27 | 2019-08-29 | 2020-08-29 | SUNPOWER | SPR-E20-327-E-AC | Inverters | 320 |  | 27 |  |  | 0.96 |  | Other | under each panel
Solar Registration Program | NJSRRE1541894822 | Pleasant Beach | 8742 | 18 | 8.83 | Residential | Yes | Behind the Meter | SunnyMac LLC | JCP&L | Accepted | 2019-09-03 | 2019-09-03 | 2020-09-03 | SunPower | SPR-E20-327 | Solar Panels |  | 0.327 | 10 | 189 | 23 |  | Fixed | Roof
Solar Registration Program | NJSRRE1541894822 | Pleasant Beach | 8742 | 18 | 8.83 | Residential | Yes | Behind the Meter | SunnyMac LLC | JCP&L | Accepted | 2019-09-03 | 2019-09-03 | 2020-09-03 | SunPower | SPR-E20-327 | Solar Panels |  | 0.327 | 7 | 279 | 20 |  | Fixed | Roof
Solar Registration Program | NJSRRE1541894822 | Pleasant Beach | 8742 | 18 | 8.83 | Residential | Yes | Behind the Meter | SunnyMac LLC | JCP&L | Accepted | 2019-09-03 | 2019-09-03 | 2020-09-03 | SunPower | SPR-E20-327 | Solar Panels |  | 0.327 | 10 | 99 | 20 |  | Fixed | Roof
Solar Registration Program | NJSRRE1541894822 | Pleasant Beach | 8742 | 18 | 8.83 | Residential | Yes | Behind the Meter | SunnyMac LLC | JCP&L | Accepted | 2019-09-03 | 2019-09-03 | 2020-09-03 | Enphase | IQ7XS-96-ACM-US | Inverters | 0.315 |  | 27 |  |  | 0.99 |  | Outdoor | roof
Solar Registration Program | NJSRRE1542033470 | paterson | 7504 | 6 | 8.83 | Residential | Yes | Behind the Meter | Vision Solar LLC | PSE&G | Accepted | 2019-09-03 | 2019-09-05 | 2020-09-05 | sunpower | e20-327-e-ac | Solar Panels |  | 0.327 | 11 | 188 | 36 |  | Fixed | Roof
Solar Registration Program | NJSRRE1542033470 | paterson | 7504 | 6 | 8.83 | Residential | Yes | Behind the Meter | Vision Solar LLC | PSE&G | Accepted | 2019-09-03 | 2019-09-05 | 2020-09-05 | sunpower | e20-327-e-ac | Solar Panels |  | 0.327 | 16 | 8 | 12 |  | Fixed | Roof
Solar Registration Program | NJSRRE1542033470 | paterson | 7504 | 6 | 8.83 | Residential | Yes | Behind the Meter | Vision Solar LLC | PSE&G | Accepted | 2019-09-03 | 2019-09-05 | 2020-09-05 | sunpower | e20-327-e-ac | Inverters | 0.32 |  | 27 |  |  | 0.96 |  | Other | behind panels
Solar Registration Program | NJSRRE1542369505 | Elk | 8343 | 16 | 8.83 | Residential | Yes | Behind the Meter | Vision Solar LLC | AC Electric | Accepted | 2019-09-07 | 2019-09-11 | 2020-09-11 | sunpower | e20-327-e-ac | Solar Panels |  | 0.327 | 2 | 170 | 20 |  | Fixed | Roof
Solar Registration Program | NJSRRE1542369505 | Elk | 8343 | 16 | 8.83 | Residential | Yes | Behind the Meter | Vision Solar LLC | AC Electric | Accepted | 2019-09-07 | 2019-09-11 | 2020-09-11 | sunpower | e20-327-e-ac | Solar Panels |  | 0.327 | 15 | 170 | 20 |  | Fixed | Roof
Solar Registration Program | NJSRRE1542369505 | Elk | 8343 | 16 | 8.83 | Residential | Yes | Behind the Meter | Vision Solar LLC | AC Electric | Accepted | 2019-09-07 | 2019-09-11 | 2020-09-11 | sunpower | e20-327-e-ac | Solar Panels |  | 0.327 | 10 | 80 | 40 |  | Fixed | Roof
Solar Registration Program | NJSRRE1542369505 | Elk | 8343 | 16 | 8.83 | Residential | Yes | Behind the Meter | Vision Solar LLC | AC Electric | Accepted | 2019-09-07 | 2019-09-11 | 2020-09-11 | sunpower | e20-327-e-ac | Inverters | 0.32 |  | 27 |  |  | 0.96 |  | Other | behind panels
Solar Registration Program | NJSRRE1542381842 | Wayne | 7470 | 6 | 8.83 | Residential | Yes | Behind the Meter | Vision Solar LLC | PSE&G | Accepted | 2019-09-11 | 2019-09-12 | 2020-09-12 | sunpower | e20-327-e-ac | Solar Panels |  | 0.327 | 15 | 183 | 20 |  | Fixed | Roof
Solar Registration Program | NJSRRE1542381842 | Wayne | 7470 | 6 | 8.83 | Residential | Yes | Behind the Meter | Vision Solar LLC | PSE&G | Accepted | 2019-09-11 | 2019-09-12 | 2020-09-12 | sunpower | e20-327-e-ac | Solar Panels |  | 0.327 | 12 | 273 | 20 |  | Fixed | Roof
Solar Registration Program | NJSRRE1542381842 | Wayne | 7470 | 6 | 8.83 | Residential | Yes | Behind the Meter | Vision Solar LLC | PSE&G | Accepted | 2019-09-11 | 2019-09-12 | 2020-09-12 | sunpower | e20-327-e-ac | Inverters | 0.32 |  | 27 |  |  | 0.96 |  | Other | behind panels
Solar Registration Program | NJSRRE1542443558 | Burlington | 8016 | 13 | 8.83 | Residential | No | Behind the Meter | SunPower Corporation, Systems | PSE&G | Accepted | 2019-09-26 | 2019-09-30 | 2020-09-30 | SUNPOWER | SPR-E20-327-E-AC | Solar Panels |  | 0.327 | 18 | 245 | 35 |  | Fixed | Roof
Solar Registration Program | NJSRRE1542443558 | Burlington | 8016 | 13 | 8.83 | Residential | No | Behind the Meter | SunPower Corporation, Systems | PSE&G | Accepted | 2019-09-26 | 2019-09-30 | 2020-09-30 | SUNPOWER | SPR-E20-327-E-AC | Solar Panels |  | 0.327 | 9 | 155 | 25 |  | Fixed | Roof
Solar Registration Program | NJSRRE1542443558 | Burlington | 8016 | 13 | 8.83 | Residential | No | Behind the Meter | SunPower Corporation, Systems | PSE&G | Accepted | 2019-09-26 | 2019-09-30 | 2020-09-30 | SUNPOWER | SPR-E20-327-E-AC | Inverters | 320 |  | 27 |  |  | 0.96 |  | Other | under each panel
Solar Registration Program | NJSRRE1542445332 | Edison | 8820 | 11 | 8.83 | Residential | No | Behind the Meter | SunPower Capital LLC | PSE&G | Accepted | 2019-09-26 | 2019-09-30 | 2020-09-30 | SunPower | SPR-E20-327-E-AC | Solar Panels |  | 0.327 | 4 | 255 | 9 |  | Fixed | Roof
Solar Registration Program | NJSRRE1542445332 | Edison | 8820 | 11 | 8.83 | Residential | No | Behind the Meter | SunPower Capital LLC | PSE&G | Accepted | 2019-09-26 | 2019-09-30 | 2020-09-30 | SunPower | SPR-E20-327-E-AC | Solar Panels |  | 0.327 | 15 | 75 | 38 |  | Fixed | Roof
Solar Registration Program | NJSRRE1542445332 | Edison | 8820 | 11 | 8.83 | Residential | No | Behind the Meter | SunPower Capital LLC | PSE&G | Accepted | 2019-09-26 | 2019-09-30 | 2020-09-30 | SunPower | SPR-E20-327-E-AC | Solar Panels |  | 0.327 | 4 | 255 | 9 |  | Fixed | Roof
Solar Registration Program | NJSRRE1542445332 | Edison | 8820 | 11 | 8.83 | Residential | No | Behind the Meter | SunPower Capital LLC | PSE&G | Accepted | 2019-09-26 | 2019-09-30 | 2020-09-30 | SunPower | SPR-E20-327-E-AC | Solar Panels |  | 0.327 | 4 | 75 | 9 |  | Fixed | Roof
Solar Registration Program | NJSRRE1542445332 | Edison | 8820 | 11 | 8.83 | Residential | No | Behind the Meter | SunPower Capital LLC | PSE&G | Accepted | 2019-09-26 | 2019-09-30 | 2020-09-30 | SunPower | SPR-E20-327-E-AC | Inverters | 0.32 |  | 27 |  |  | 0.222 |  | Other | Roof mounted AC Modules
Solar Registration Program | NJSRRE1542445332 | Edison | 8820 | 11 | 8.83 | Residential | No | Behind the Meter | SunPower Capital LLC | PSE&G | Accepted | 2019-09-26 | 2019-09-30 | 2020-09-30 | SunPower | PVS5x | Meters |  |  | 1 |  |  |  | Yes | Outdoor
Solar Registration Program | NJSRRE1542481275 | WEST ORANGE | 7052 | 9 | 8.83 | Residential | Yes | Behind the Meter | Vivint Solar Developer, LLC | PSE&G | Accepted | 2019-10-02 | 2019-10-03 | 2020-10-03 | Hanwha | Q.PEAK DUO BLK-G5 315w | Solar Panels |  | 0.315 | 3 | 112 | 23 |  | Fixed | Roof
Solar Registration Program | NJSRRE1542481275 | WEST ORANGE | 7052 | 9 | 8.83 | Residential | Yes | Behind the Meter | Vivint Solar Developer, LLC | PSE&G | Accepted | 2019-10-02 | 2019-10-03 | 2020-10-03 | Hanwha | Q.PEAK DUO BLK-G5 315w | Solar Panels |  | 0.3158 | 9 | 202 | 22 |  | Fixed | Roof
Solar Registration Program | NJSRRE1542481275 | WEST ORANGE | 7052 | 9 | 8.83 | Residential | Yes | Behind the Meter | Vivint Solar Developer, LLC | PSE&G | Accepted | 2019-10-02 | 2019-10-03 | 2020-10-03 | Hanwha | Q.PEAK DUO BLK-G5 315w | Solar Panels |  | 0.315 | 3 | 22 | 22 |  | Fixed | Roof
Solar Registration Program | NJSRRE1542481275 | WEST ORANGE | 7052 | 9 | 8.83 | Residential | Yes | Behind the Meter | Vivint Solar Developer, LLC | PSE&G | Accepted | 2019-10-02 | 2019-10-03 | 2020-10-03 | Hanwha | Q.PEAK DUO BLK-G5 315w | Solar Panels |  | 0.315 | 7 | 292 | 23 |  | Fixed | Roof
Solar Registration Program | NJSRRE1542481275 | WEST ORANGE | 7052 | 9 | 8.83 | Residential | Yes | Behind the Meter | Vivint Solar Developer, LLC | PSE&G | Accepted | 2019-10-02 | 2019-10-03 | 2020-10-03 | Hanwha Q. | Q.PEAK DUO BLK-G5 315w | Solar Panels |  | 0.315 | 6 | 292 | 12 |  | Fixed | Roof
Solar Registration Program | NJSRRE1542481275 | WEST ORANGE | 7052 | 9 | 8.83 | Residential | Yes | Behind the Meter | Vivint Solar Developer, LLC | PSE&G | Accepted | 2019-10-02 | 2019-10-03 | 2020-10-03 | Solar Edge | SE7600H-US000BNC4 | Inverters | 7600 |  | 1 |  |  | 0.992 |  | Outdoor | Near the Utility Meter
Solar Registration Program | NJSRRE1542503368 | Cape May | 8204 | 21 | 8.83 | Residential | No | Behind the Meter | Ad Energy LLC | AC Electric | Accepted | 2019-10-03 | 2019-10-15 | 2020-10-15 | SunPower | SPR-E20-327-DC | Solar Panels |  | 0.327 | 6 | 121 | 25 |  | Fixed | Roof
Solar Registration Program | NJSRRE1542503368 | Cape May | 8204 | 21 | 8.83 | Residential | No | Behind the Meter | Ad Energy LLC | AC Electric | Accepted | 2019-10-03 | 2019-10-15 | 2020-10-15 | SunPower | SPR-E20-327-DC | Solar Panels |  | 0.327 | 8 | 120 | 41 |  | Fixed | Roof
Solar Registration Program | NJSRRE1542503368 | Cape May | 8204 | 21 | 8.83 | Residential | No | Behind the Meter | Ad Energy LLC | AC Electric | Accepted | 2019-10-03 | 2019-10-15 | 2020-10-15 | SunPower | SPR-E20-327-DC | Solar Panels |  | 0.327 | 13 | 300 | 41 |  | Fixed | Roof
Solar Registration Program | NJSRRE1542503368 | Cape May | 8204 | 21 | 8.83 | Residential | No | Behind the Meter | Ad Energy LLC | AC Electric | Accepted | 2019-10-03 | 2019-10-15 | 2020-10-15 | SMA | SB 6000 TL-US | Inverters | 6000 |  | 1 |  |  | 0.985 |  | Outdoor | Next to existing solar equipment
Solar Registration Program | NJSRRE1542521497 | Swedesboro | 8085 | 15 | 8.83 | Residential | Yes | Behind the Meter | SunPower Corporation, Systems | AC Electric | Accepted | 2019-10-09 | 2019-10-11 | 2020-10-11 | SUNPOWER | SPR-E20-327-E-AC | Solar Panels |  | 0.327 | 16 | 225 | 35 |  | Fixed | Roof
Solar Registration Program | NJSRRE1542521497 | Swedesboro | 8085 | 15 | 8.83 | Residential | Yes | Behind the Meter | SunPower Corporation, Systems | AC Electric | Accepted | 2019-10-09 | 2019-10-11 | 2020-10-11 | SUNPOWER | SPR-E20-327-E-AC | Solar Panels |  | 0.327 | 11 | 135 | 45 |  | Fixed | Roof
Solar Registration Program | NJSRRE1542521497 | Swedesboro | 8085 | 15 | 8.83 | Residential | Yes | Behind the Meter | SunPower Corporation, Systems | AC Electric | Accepted | 2019-10-09 | 2019-10-11 | 2020-10-11 | SUNPOWER | SPR-E20-327-E-AC | Inverters | 320 |  | 27 |  |  | 0.96 |  | Other | under each panel
Solar Registration Program | NJSRRE1542525131 | Willingboro Twp | 8046 | 13 | 8.83 | Residential | Yes | Behind the Meter | SunnyMac LLC | PSE&G | Accepted | 2019-10-10 | 2019-10-14 | 2020-10-14 | SunPower | SPR-E20-327 | Solar Panels |  | 0.327 | 27 | 97 | 18 |  | Fixed | Roof
Solar Registration Program | NJSRRE1542525131 | Willingboro Twp | 8046 | 13 | 8.83 | Residential | Yes | Behind the Meter | SunnyMac LLC | PSE&G | Accepted | 2019-10-10 | 2019-10-14 | 2020-10-14 | Enphase | IQ7XS-96-ACM-US | Inverters | 0.315 |  | 27 |  |  | 0.99 |  | Outdoor | roof
Solar Registration Program | NJSRRE1542544355 | Deptford Township | 8096 | 15 | 8.83 | Residential | Yes | Behind the Meter | SunPower Corporation, Systems | PSE&G | Accepted | 2019-10-15 | 2019-10-17 | 2020-10-17 | SUNPOWER | SPR-E20-327-E-AC | Solar Panels |  | 0.327 | 27 | 127 | 25 |  | Fixed | Roof
Solar Registration Program | NJSRRE1542544355 | Deptford Township | 8096 | 15 | 8.83 | Residential | Yes | Behind the Meter | SunPower Corporation, Systems | PSE&G | Accepted | 2019-10-15 | 2019-10-17 | 2020-10-17 | SUNPOWER | SPR-E20-327-E-AC | Inverters | 320 |  | 27 |  |  | 0.96 |  | Other | under each panel
Solar Registration Program | NJSRRE1542553129 | Englewood city | 7631 | 7 | 8.83 | Municipality | No | Behind the Meter | SunPower Capital LLC | PSE&G | Accepted | 2019-11-01 | 2019-11-01 | 2020-11-01 | sunpower | e20-327-e-ac | Solar Panels |  | 0.327 | 5 | 292 | 11 |  | Fixed | Roof
Solar Registration Program | NJSRRE1542553129 | Englewood city | 7631 | 7 | 8.83 | Municipality | No | Behind the Meter | SunPower Capital LLC | PSE&G | Accepted | 2019-11-01 | 2019-11-01 | 2020-11-01 | sunpower | e20-327-e-ac | Solar Panels |  | 0.327 | 5 | 292 | 30 |  | Fixed | Roof
Solar Registration Program | NJSRRE1542553129 | Englewood city | 7631 | 7 | 8.83 | Municipality | No | Behind the Meter | SunPower Capital LLC | PSE&G | Accepted | 2019-11-01 | 2019-11-01 | 2020-11-01 | sunpower | e20-327-e-ac | Solar Panels |  | 0.327 | 6 | 22 | 30 |  | Fixed | Roof
Solar Registration Program | NJSRRE1542553129 | Englewood city | 7631 | 7 | 8.83 | Municipality | No | Behind the Meter | SunPower Capital LLC | PSE&G | Accepted | 2019-11-01 | 2019-11-01 | 2020-11-01 | sunpower | e20-327-e-ac | Solar Panels |  | 0.327 | 5 | 111 | 30 |  | Fixed | Roof
Solar Registration Program | NJSRRE1542553129 | Englewood city | 7631 | 7 | 8.83 | Municipality | No | Behind the Meter | SunPower Capital LLC | PSE&G | Accepted | 2019-11-01 | 2019-11-01 | 2020-11-01 | sunpower | e20-327-e-ac | Solar Panels |  | 0.327 | 6 | 112 | 11 |  | Fixed | Roof
Solar Registration Program | NJSRRE1542553129 | Englewood city | 7631 | 7 | 8.83 | Municipality | No | Behind the Meter | SunPower Capital LLC | PSE&G | Accepted | 2019-11-01 | 2019-11-01 | 2020-11-01 | sunpower | e20-327-e-ac | Inverters | 0.32 |  | 27 |  |  | 0.96 |  | Other | behind panels
Solar Registration Program | NJSRRE1542556844 | North Brunswick twp | 8902 | 11 | 8.83 | Residential | No | Behind the Meter | SunnyMac LLC | PSE&G | Accepted | 2019-10-18 | 2019-10-22 | 2020-10-22 | SunPower | SPR-E20-327 | Solar Panels |  | 0.327 | 10 | 218 | 37 |  | Fixed | Roof
Solar Registration Program | NJSRRE1542556844 | North Brunswick twp | 8902 | 11 | 8.83 | Residential | No | Behind the Meter | SunnyMac LLC | PSE&G | Accepted | 2019-10-18 | 2019-10-22 | 2020-10-22 | SunPower | SPR-E20-327 | Solar Panels |  | 0.327 | 17 | 218 | 37 |  | Fixed | Roof
Solar Registration Program | NJSRRE1542556844 | North Brunswick twp | 8902 | 11 | 8.83 | Residential | No | Behind the Meter | SunnyMac LLC | PSE&G | Accepted | 2019-10-18 | 2019-10-22 | 2020-10-22 | Enphase | IQ7XS-96-ACM-US | Inverters | 0.315 |  | 27 |  |  | 0.99 |  | Outdoor | roof
Solar Registration Program | NJSRRE1542575533 | Merchantville | 8109 | 14 | 8.83 | Residential | Yes | Behind the Meter | Ad Energy | PSE&G | Accepted | 2019-10-22 | 2019-10-24 | 2020-10-24 | SunPower | SPR-E20-327-E-AC | Solar Panels |  | 0.327 | 8 | 171 | 18 |  | Fixed | Roof
Solar Registration Program | NJSRRE1542575533 | Merchantville | 8109 | 14 | 8.83 | Residential | Yes | Behind the Meter | Ad Energy | PSE&G | Accepted | 2019-10-22 | 2019-10-24 | 2020-10-24 | SunPower | SPR-E20-327-E-AC | Solar Panels |  | 0.327 | 15 | 171 | 4 |  | Fixed | Roof
Solar Registration Program | NJSRRE1542575533 | Merchantville | 8109 | 14 | 8.83 | Residential | Yes | Behind the Meter | Ad Energy | PSE&G | Accepted | 2019-10-22 | 2019-10-24 | 2020-10-24 | SunPower | SPR-E20-327-E-AC | Solar Panels |  | 0.327 | 4 | 261 | 18 |  | Fixed | Roof
Solar Registration Program | NJSRRE1542575533 | Merchantville | 8109 | 14 | 8.83 | Residential | Yes | Behind the Meter | Ad Energy | PSE&G | Accepted | 2019-10-22 | 2019-10-24 | 2020-10-24 | SunPower | SPR-E20-327-E-AC | Inverters | 315 |  | 27 |  |  | 0.975 |  | Outdoor | At each panel
Solar Registration Program | NJSRRE1542582589 | Deptford TWP | 8096 | 15 | 8.83 | Residential | Yes | Behind the Meter | Vision Solar LLC | PSE&G | Accepted | 2019-10-24 | 2019-10-28 | 2020-10-28 | sunpower | e20-327-e-ac | Solar Panels |  | 0.327 | 11 | 114 | 17 |  | Fixed | Roof
Solar Registration Program | NJSRRE1542582589 | Deptford TWP | 8096 | 15 | 8.83 | Residential | Yes | Behind the Meter | Vision Solar LLC | PSE&G | Accepted | 2019-10-24 | 2019-10-28 | 2020-10-28 | sunpower | e20-327-e-ac | Solar Panels |  | 0.327 | 16 | 294 | 17 |  | Fixed | Roof
Solar Registration Program | NJSRRE1542582589 | Deptford TWP | 8096 | 15 | 8.83 | Residential | Yes | Behind the Meter | Vision Solar LLC | PSE&G | Accepted | 2019-10-24 | 2019-10-28 | 2020-10-28 | sunpower | e20-327-e-ac | Inverters | 0.32 |  | 27 |  |  | 0.96 |  | Other | behind panels
Solar Registration Program | NJSRRE1542687280 | Paramus | 7652 | 7 | 8.83 | Residential | Yes | Behind the Meter | SunPower Corporation, Systems | PSE&G | Accepted | 2019-10-29 | 2019-10-31 | 2020-10-31 | SUNPOWER | SPR-E20-327-E-AC | Solar Panels |  | 0.327 | 19 | 109 | 22 |  | Fixed | Roof
Solar Registration Program | NJSRRE1542687280 | Paramus | 7652 | 7 | 8.83 | Residential | Yes | Behind the Meter | SunPower Corporation, Systems | PSE&G | Accepted | 2019-10-29 | 2019-10-31 | 2020-10-31 | SUNPOWER | SPR-E20-327-E-AC | Solar Panels |  | 0.327 | 8 | 199 | 22 |  | Fixed | Roof
Solar Registration Program | NJSRRE1542687280 | Paramus | 7652 | 7 | 8.83 | Residential | Yes | Behind the Meter | SunPower Corporation, Systems | PSE&G | Accepted | 2019-10-29 | 2019-10-31 | 2020-10-31 | SUNPOWER | SPR-E20-327-E-AC | Inverters | 320 |  | 27 |  |  | 0.96 |  | Other | under each panel
Solar Registration Program | NJSRRE1542909137 | ocean city | 8226 | 21 | 8.83 | Residential | Yes | Behind the Meter | Vision Solar LLC | AC Electric | Accepted | 2019-11-04 | 2019-11-06 | 2020-11-06 | sunpower | e20-327-e-ac | Solar Panels |  | 0.327 | 23 | 225 | 40 |  | Fixed | Roof
Solar Registration Program | NJSRRE1542909137 | ocean city | 8226 | 21 | 8.83 | Residential | Yes | Behind the Meter | Vision Solar LLC | AC Electric | Accepted | 2019-11-04 | 2019-11-06 | 2020-11-06 | sunpower | e20-327-e-ac | Solar Panels |  | 0.327 | 4 | 225 | 23 |  | Fixed | Roof
Solar Registration Program | NJSRRE1542909137 | ocean city | 8226 | 21 | 8.83 | Residential | Yes | Behind the Meter | Vision Solar LLC | AC Electric | Accepted | 2019-11-04 | 2019-11-06 | 2020-11-06 | sunpower | e20-327-e-ac | Inverters | 0.32 |  | 27 |  |  | 0.96 |  | Other | behind panels
Solar Registration Program | NJSRRE1543442934 | Manchester Township | 8759 | 18 | 8.83 | Residential | Yes | Behind the Meter | Ad Energy | JCP&L | Accepted | 2019-11-25 | 2019-11-27 | 2020-11-27 | SunPower | SPR-E20-327-E-AC | Solar Panels |  | 0.327 | 21 | 232 | 16 |  | Fixed | Roof
Solar Registration Program | NJSRRE1543442934 | Manchester Township | 8759 | 18 | 8.83 | Residential | Yes | Behind the Meter | Ad Energy | JCP&L | Accepted | 2019-11-25 | 2019-11-27 | 2020-11-27 | SunPower | SPR-E20-327-E-AC | Solar Panels |  | 0.327 | 6 | 232 | 16 |  | Fixed | Roof
Solar Registration Program | NJSRRE1543442934 | Manchester Township | 8759 | 18 | 8.83 | Residential | Yes | Behind the Meter | Ad Energy | JCP&L | Accepted | 2019-11-25 | 2019-11-27 | 2020-11-27 | Enphase Energy | IQ7XS-96-ACM-US | Inverters | 315 |  | 27 |  |  | 0.975 |  | Outdoor | At each panel
Solar Registration Program | NJSRRE1543446571 | Robbinsville | 8691 | 12 | 8.83 | Residential | Yes | Behind the Meter | SunnyMac LLC | JCP&L | Accepted | 2019-11-27 | 2019-12-02 | 2020-12-02 | SunPower | SPR-E20-327 | Solar Panels |  | 0.327 | 19 | 208 | 33 |  | Fixed | Roof
Solar Registration Program | NJSRRE1543446571 | Robbinsville | 8691 | 12 | 8.83 | Residential | Yes | Behind the Meter | SunnyMac LLC | JCP&L | Accepted | 2019-11-27 | 2019-12-02 | 2020-12-02 | SunPower | SPR-E20-327 | Solar Panels |  | 0.327 | 8 | 208 | 33 |  | Fixed | Roof
Solar Registration Program | NJSRRE1543446571 | Robbinsville | 8691 | 12 | 8.83 | Residential | Yes | Behind the Meter | SunnyMac LLC | JCP&L | Accepted | 2019-11-27 | 2019-12-02 | 2020-12-02 | Enphase | IQ7XS-96-ACM-US | Inverters | 0.315 |  | 27 |  |  | 0.99 |  | Outdoor | roof
Solar Registration Program | NJSRRE1543446603 | Hamilton Twp | 8629 | 12 | 8.83 | Residential | Yes | Behind the Meter | SunnyMac LLC | PSE&G | Accepted | 2019-11-26 | 2019-12-02 | 2020-12-02 | SunPower | SPR-E20-327 | Solar Panels |  | 0.327 | 13 | 140 | 34 |  | Fixed | Roof
Solar Registration Program | NJSRRE1543446603 | Hamilton Twp | 8629 | 12 | 8.83 | Residential | Yes | Behind the Meter | SunnyMac LLC | PSE&G | Accepted | 2019-11-26 | 2019-12-02 | 2020-12-02 | SunPower | SPR-E20-327 | Solar Panels |  | 0.327 | 14 | 140 | 7 |  | Fixed | Roof
Solar Registration Program | NJSRRE1543446603 | Hamilton Twp | 8629 | 12 | 8.83 | Residential | Yes | Behind the Meter | SunnyMac LLC | PSE&G | Accepted | 2019-11-26 | 2019-12-02 | 2020-12-02 | Enphase | IQ7XS-96-ACM-US | Inverters | 0.315 |  | 27 |  |  | 0.99 |  | Outdoor | roof
Solar Registration Program | NJSRRE1543481318 | Hazlet | 7730 | 17 | 8.83 | Residential | No | Behind the Meter | SunPower Corporation, Systems | JCP&L | Accepted | 2019-12-05 | 2019-12-09 | 2020-12-09 | SUNPOWER | SPR-E20-327-E-AC | Solar Panels |  | 0.327 | 6 | 161 | 20 |  | Fixed | Roof
Solar Registration Program | NJSRRE1543481318 | Hazlet | 7730 | 17 | 8.83 | Residential | No | Behind the Meter | SunPower Corporation, Systems | JCP&L | Accepted | 2019-12-05 | 2019-12-09 | 2020-12-09 | SUNPOWER | SPR-E20-327-E-AC | Solar Panels |  | 0.327 | 21 | 251 | 20 |  | Fixed | Roof
Solar Registration Program | NJSRRE1543481318 | Hazlet | 7730 | 17 | 8.83 | Residential | No | Behind the Meter | SunPower Corporation, Systems | JCP&L | Accepted | 2019-12-05 | 2019-12-09 | 2020-12-09 | SUNPOWER | SPR-E20-327-E-AC | Inverters | 320 |  | 27 |  |  | 0.96 |  | Other | under each panel
Solar Registration Program | NJSRRE1543481364 | Union | 7083 | 10 | 8.83 | Residential | No | Behind the Meter | SunPower Corporation, Systems | PSE&G | Accepted | 2019-12-05 | 2019-12-09 | 2020-12-09 | SUNPOWER | SPR-E20-327-E-AC | Solar Panels |  | 0.327 | 11 | 135 | 40 |  | Fixed | Roof
Solar Registration Program | NJSRRE1543481364 | Union | 7083 | 10 | 8.83 | Residential | No | Behind the Meter | SunPower Corporation, Systems | PSE&G | Accepted | 2019-12-05 | 2019-12-09 | 2020-12-09 | SUNPOWER | SPR-E20-327-E-AC | Solar Panels |  | 0.327 | 16 | 135 | 15 |  | Fixed | Roof
Solar Registration Program | NJSRRE1543481364 | Union | 7083 | 10 | 8.83 | Residential | No | Behind the Meter | SunPower Corporation, Systems | PSE&G | Accepted | 2019-12-05 | 2019-12-09 | 2020-12-09 | SUNPOWER | SPR-E20-327-E-AC | Inverters | 320 |  | 27 |  |  | 0.96 |  | Other | under each panel
Solar Registration Program | NJSRRE1543501599 | Elizabeth | 7206 | 10 | 8.83 | Residential | No | Behind the Meter | SunPower Corporation, Systems | PSE&G | Accepted | 2019-12-09 | 2019-12-11 | 2020-12-11 | SUNPOWER | SPR-E20-327-E-AC | Solar Panels |  | 0.327 | 25 | 143 | 20 |  | Fixed | Roof
Solar Registration Program | NJSRRE1543501599 | Elizabeth | 7206 | 10 | 8.83 | Residential | No | Behind the Meter | SunPower Corporation, Systems | PSE&G | Accepted | 2019-12-09 | 2019-12-11 | 2020-12-11 | SUNPOWER | SPR-E20-327-E-AC | Solar Panels |  | 0.327 | 2 | 233 | 20 |  | Fixed | Roof
Solar Registration Program | NJSRRE1543501599 | Elizabeth | 7206 | 10 | 8.83 | Residential | No | Behind the Meter | SunPower Corporation, Systems | PSE&G | Accepted | 2019-12-09 | 2019-12-11 | 2020-12-11 | SUNPOWER | SPR-E20-327-E-AC | Inverters | 320 |  | 27 |  |  | 0.96 |  | Other | under each panel
Solar Registration Program | NJSRRE1543532723 | Deptford Twp | 8090 | 15 | 8.83 | Residential | Yes | Behind the Meter | SunnyMac LLC | PSE&G | Accepted | 2019-12-12 | 2019-12-17 | 2020-12-17 | SunPower | SPR-E20-327 | Solar Panels |  | 0.327 | 20 | 86 | 23 |  | Fixed | Roof
Solar Registration Program | NJSRRE1543532723 | Deptford Twp | 8090 | 15 | 8.83 | Residential | Yes | Behind the Meter | SunnyMac LLC | PSE&G | Accepted | 2019-12-12 | 2019-12-17 | 2020-12-17 | SunPower | SPR-E20-327 | Solar Panels |  | 0.327 | 7 | 86 | 23 |  | Fixed | Roof
Solar Registration Program | NJSRRE1543532723 | Deptford Twp | 8090 | 15 | 8.83 | Residential | Yes | Behind the Meter | SunnyMac LLC | PSE&G | Accepted | 2019-12-12 | 2019-12-17 | 2020-12-17 | Enphase | IQ7XS-96-ACM-US | Inverters | 0.315 |  | 27 |  |  | 0.99 |  | Outdoor | roof
Solar Registration Program | NJSRRE1543547327 | Keansburg | 7734 | 17 | 8.83 | Residential | No | Behind the Meter | Ad Energy | JCP&L | Accepted | 2019-12-13 | 2019-12-19 | 2020-12-19 | SunPower | SPR-E20-327-E-AC | Solar Panels |  | 0.327 | 6 | 94 | 30 |  | Fixed | Roof
Solar Registration Program | NJSRRE1543547327 | Keansburg | 7734 | 17 | 8.83 | Residential | No | Behind the Meter | Ad Energy | JCP&L | Accepted | 2019-12-13 | 2019-12-19 | 2020-12-19 | SunPower | SPR-E20-327-E-AC | Solar Panels |  | 0.327 | 10 | 184 | 5 |  | Fixed | Roof
Solar Registration Program | NJSRRE1543547327 | Keansburg | 7734 | 17 | 8.83 | Residential | No | Behind the Meter | Ad Energy | JCP&L | Accepted | 2019-12-13 | 2019-12-19 | 2020-12-19 | SunPower | SPR-E20-327-E-AC | Solar Panels |  | 0.327 | 6 | 274 | 30 |  | Fixed | Roof
Solar Registration Program | NJSRRE1543547327 | Keansburg | 7734 | 17 | 8.83 | Residential | No | Behind the Meter | Ad Energy | JCP&L | Accepted | 2019-12-13 | 2019-12-19 | 2020-12-19 | SunPower | SPR-E20-327-E-AC | Solar Panels |  | 0.327 | 2 | 94 | 18 |  | Fixed | Roof
Solar Registration Program | NJSRRE1543547327 | Keansburg | 7734 | 17 | 8.83 | Residential | No | Behind the Meter | Ad Energy | JCP&L | Accepted | 2019-12-13 | 2019-12-19 | 2020-12-19 | SunPower | SPR-E20-327-E-AC | Solar Panels |  | 0.327 | 2 | 184 | 30 |  | Fixed | Roof
Solar Registration Program | NJSRRE1543547327 | Keansburg | 7734 | 17 | 8.83 | Residential | No | Behind the Meter | Ad Energy | JCP&L | Accepted | 2019-12-13 | 2019-12-19 | 2020-12-19 | Enphase Energy | IQ7XS-96-ACM-US | Inverters | 315 |  | 27 |  |  | 0.975 |  | Outdoor | At each panel
Solar Registration Program | NJSRRE1543547327 | Keansburg | 7734 | 17 | 8.83 | Residential | No | Behind the Meter | Ad Energy | JCP&L | Accepted | 2019-12-13 | 2019-12-19 | 2020-12-19 | SunPower | SPR-E20-327-E-AC | Solar Panels |  | 0.327 | 1 | 184 | 30 |  | Fixed | Roof
Solar Registration Program | NJSRRE1543572405 | Williamstown | 8094 | 15 | 8.83 | Residential | Yes | Behind the Meter | SunPower Corporation, Systems | AC Electric | Accepted | 2019-12-19 | 2019-12-26 | 2020-12-26 | SUNPOWER | SPR-E20-327-E-AC | Solar Panels |  | 0.327 | 20 | 99 | 29 |  | Fixed | Roof
Solar Registration Program | NJSRRE1543572405 | Williamstown | 8094 | 15 | 8.83 | Residential | Yes | Behind the Meter | SunPower Corporation, Systems | AC Electric | Accepted | 2019-12-19 | 2019-12-26 | 2020-12-26 | SUNPOWER | SPR-E20-327-E-AC | Solar Panels |  | 0.327 | 7 | 99 | 29 |  | Fixed | Roof
Solar Registration Program | NJSRRE1543572405 | Williamstown | 8094 | 15 | 8.83 | Residential | Yes | Behind the Meter | SunPower Corporation, Systems | AC Electric | Accepted | 2019-12-19 | 2019-12-26 | 2020-12-26 | SUNPOWER | SPR-E20-327-E-AC | Inverters | 327 |  | 27 |  |  | 0.96 |  | Other | under each panel
Solar Registration Program | NJSRRE1540356337 | Beverly | 8010 | 13 | 8.84 | Residential | Yes | Behind the Meter | Pro Custom Solar dba Momentum Solar | PSE&G | Accepted | 2019-02-12 | 2019-02-14 | 2020-02-14 | RECOM | RCM-260-6MB | Solar Panels |  | 0.26 | 8 | 345 | 17 |  | Fixed | Roof
Solar Registration Program | NJSRRE1540356337 | Beverly | 8010 | 13 | 8.84 | Residential | Yes | Behind the Meter | Pro Custom Solar dba Momentum Solar | PSE&G | Accepted | 2019-02-12 | 2019-02-14 | 2020-02-14 | RECOM | RCM-260-6MB | Solar Panels |  | 0.26 | 16 | 255 | 38 |  | Fixed | Roof
Solar Registration Program | NJSRRE1540356337 | Beverly | 8010 | 13 | 8.84 | Residential | Yes | Behind the Meter | Pro Custom Solar dba Momentum Solar | PSE&G | Accepted | 2019-02-12 | 2019-02-14 | 2020-02-14 | RECOM | RCM-260-6MB | Solar Panels |  | 0.26 | 10 | 165 | 17 |  | Fixed | Roof
Solar Registration Program | NJSRRE1540356337 | Beverly | 8010 | 13 | 8.84 | Residential | Yes | Behind the Meter | Pro Custom Solar dba Momentum Solar | PSE&G | Accepted | 2019-02-12 | 2019-02-14 | 2020-02-14 | ENPHASE | M215 | Inverters | 240 |  | 34 |  |  | 0.97 |  | Outdoor | ROOF
Solar Registration Program | NJSRRE1541480459 | MONTVILLE | 7045 | 3 | 8.84 | Residential | Yes | Behind the Meter | Pro Custom Solar dba Momentum Solar | JCP&L | Accepted | 2019-06-26 | 2019-06-27 | 2020-06-27 | LG Electronics | LG 340N1C-V5 | Solar Panels |  | 0.34 | 10 | 173 | 21 |  | Fixed | Roof
Solar Registration Program | NJSRRE1541480459 | MONTVILLE | 7045 | 3 | 8.84 | Residential | Yes | Behind the Meter | Pro Custom Solar dba Momentum Solar | JCP&L | Accepted | 2019-06-26 | 2019-06-27 | 2020-06-27 | LG Electronics | LG 340N1C-V5 | Solar Panels |  | 0.34 | 10 | 83 | 21 |  | Fixed | Roof
Solar Registration Program | NJSRRE1541480459 | MONTVILLE | 7045 | 3 | 8.84 | Residential | Yes | Behind the Meter | Pro Custom Solar dba Momentum Solar | JCP&L | Accepted | 2019-06-26 | 2019-06-27 | 2020-06-27 | LG Electronics | LG 340N1C-V5 | Solar Panels |  | 0.34 | 6 | 173 | 20 |  | Fixed | Roof
Solar Registration Program | NJSRRE1541480459 | MONTVILLE | 7045 | 3 | 8.84 | Residential | Yes | Behind the Meter | Pro Custom Solar dba Momentum Solar | JCP&L | Accepted | 2019-06-26 | 2019-06-27 | 2020-06-27 | ENPHASE | IQ7-60-2-US | Inverters | 250 |  | 26 |  |  | 0.97 |  | Outdoor | Roof
Solar Registration Program | NJSRRE1541693200 | RIDGEFIELD PARK | 7660 | 7 | 8.84 | Residential | Yes | Behind the Meter | Pro Custom Solar dba Momentum Solar | PSE&G | Accepted | 2019-07-22 | 2019-07-24 | 2020-07-24 | LG ELECTRONICS | LG340N1C-A5 | Solar Panels |  | 0.34 | 14 | 110 | 32 |  | Fixed | Roof
Solar Registration Program | NJSRRE1541693200 | RIDGEFIELD PARK | 7660 | 7 | 8.84 | Residential | Yes | Behind the Meter | Pro Custom Solar dba Momentum Solar | PSE&G | Accepted | 2019-07-22 | 2019-07-24 | 2020-07-24 | LG ELECTRONICS | LG340N1C-A5 | Solar Panels |  | 0.34 | 9 | 290 | 22 |  | Fixed | Roof
Solar Registration Program | NJSRRE1541693200 | RIDGEFIELD PARK | 7660 | 7 | 8.84 | Residential | Yes | Behind the Meter | Pro Custom Solar dba Momentum Solar | PSE&G | Accepted | 2019-07-22 | 2019-07-24 | 2020-07-24 | LG ELECTRONICS | LG340N1C-A5 | Solar Panels |  | 0.34 | 3 | 200 | 35 |  | Fixed | Roof
Solar Registration Program | NJSRRE1541693200 | RIDGEFIELD PARK | 7660 | 7 | 8.84 | Residential | Yes | Behind the Meter | Pro Custom Solar dba Momentum Solar | PSE&G | Accepted | 2019-07-22 | 2019-07-24 | 2020-07-24 | ENPHASE ENERGY | IQ7-60-2-US | Inverters | 250 |  | 26 |  |  | 0.97 |  | Outdoor | Roof
Solar Registration Program | NJSRRE1541907880 | Bloomfield | 7003 | 9 | 8.84 | Residential | Yes | Behind the Meter | Pro Custom Solar dba Momentum Solar | PSE&G | Accepted | 2019-08-29 | 2019-09-03 | 2020-09-03 | LG ELECTRONICS | LG340N1C-A5 | Solar Panels |  | 0.34 | 11 | 31 | 45 |  | Fixed | Roof
Solar Registration Program | NJSRRE1541907880 | Bloomfield | 7003 | 9 | 8.84 | Residential | Yes | Behind the Meter | Pro Custom Solar dba Momentum Solar | PSE&G | Accepted | 2019-08-29 | 2019-09-03 | 2020-09-03 | LG ELECTRONICS | LG340N1C-A5 | Solar Panels |  | 0.34 | 7 | 211 | 22 |  | Fixed | Roof
Solar Registration Program | NJSRRE1541907880 | Bloomfield | 7003 | 9 | 8.84 | Residential | Yes | Behind the Meter | Pro Custom Solar dba Momentum Solar | PSE&G | Accepted | 2019-08-29 | 2019-09-03 | 2020-09-03 | LG ELECTRONICS | LG340N1C-A5 | Solar Panels |  | 0.34 | 8 | 211 | 45 |  | Fixed | Roof
Solar Registration Program | NJSRRE1541907880 | Bloomfield | 7003 | 9 | 8.84 | Residential | Yes | Behind the Meter | Pro Custom Solar dba Momentum Solar | PSE&G | Accepted | 2019-08-29 | 2019-09-03 | 2020-09-03 | Enphase Energy | IQ7-60-2-US | Inverters | 250 |  | 26 |  |  | 0.97 |  | Outdoor | Roof
Solar Registration Program | NJSRRE1539495747 | Sicklerville | 8081 | 14 | 8.85 | Residential | No | Behind the Meter | Green Cities Energy, LLC | AC Electric | Accepted | 2018-09-24 | 2018-09-27 | 2020-03-27 | Jinko | JKM295M-60-V | Solar Panels |  | 0.295 | 30 | 76 | 27 |  | Fixed | Roof
Solar Registration Program | NJSRRE1539495747 | Sicklerville | 8081 | 14 | 8.85 | Residential | No | Behind the Meter | Green Cities Energy, LLC | AC Electric | Accepted | 2018-09-24 | 2018-09-27 | 2020-03-27 | Enphase Energy | M250 | Inverters | 0.25 |  | 30 |  |  | 0.96 |  | Outside | under modules
Solar Registration Program | NJSRRE1540760815 | Dover | 7801 | 3 | 8.85 | Residential | No | Behind the Meter | Envirosolar | JCP&L | Accepted | 2019-04-01 | 2019-04-03 | 2020-04-03 | Longi Solar | LRP-60PB-305M | Solar Panels |  | 0.305 | 22 | 225 | 41 |  | Fixed | Roof
Solar Registration Program | NJSRRE1540760815 | Dover | 7801 | 3 | 8.85 | Residential | No | Behind the Meter | Envirosolar | JCP&L | Accepted | 2019-04-01 | 2019-04-03 | 2020-04-03 | Longi Solar | LRP-60PB-305M | Solar Panels |  | 0.305 | 7 | 225 | 41 |  | Fixed | Roof
Solar Registration Program | NJSRRE1540760815 | Dover | 7801 | 3 | 8.85 | Residential | No | Behind the Meter | Envirosolar | JCP&L | Accepted | 2019-04-01 | 2019-04-03 | 2020-04-03 | Solar Edge | SE6000H-US (RGM) | Inverters | 6000 |  | 1 |  |  | 0.99 |  | Outdoor | By Meter
Solar Registration Program | NJSRRE1540855874 | Pompton Lakes | 7442 | 6 | 8.85 | Residential | Yes | Behind the Meter | Pro Custom Solar dba Momentum Solar | JCP&L | Accepted | 2019-04-16 | 2019-04-17 | 2020-04-17 | HANWHA Q-CELLS | Q.PEAK BLK-G4.1 295 | Solar Panels |  | 0.295 | 16 | 188 | 20 |  | Fixed | Roof
Solar Registration Program | NJSRRE1540855874 | Pompton Lakes | 7442 | 6 | 8.85 | Residential | Yes | Behind the Meter | Pro Custom Solar dba Momentum Solar | JCP&L | Accepted | 2019-04-16 | 2019-04-17 | 2020-04-17 | HANHWA Q-CELLS | Q.PEAK BLK-G4.1 295 | Solar Panels |  | 0.295 | 5 | 98 | 20 |  | Fixed | Roof
Solar Registration Program | NJSRRE1540855874 | Pompton Lakes | 7442 | 6 | 8.85 | Residential | Yes | Behind the Meter | Pro Custom Solar dba Momentum Solar | JCP&L | Accepted | 2019-04-16 | 2019-04-17 | 2020-04-17 | HANWHA Q-CELLS | Q.PEAK BLK-G4.1 295 | Solar Panels |  | 0.295 | 9 | 278 | 20 |  | Fixed | Roof
Solar Registration Program | NJSRRE1540855874 | Pompton Lakes | 7442 | 6 | 8.85 | Residential | Yes | Behind the Meter | Pro Custom Solar dba Momentum Solar | JCP&L | Accepted | 2019-04-16 | 2019-04-17 | 2020-04-17 | ENPHASE | IQ6-60-2-US | Inverters | 240 |  | 30 |  |  | 0.97 |  | Outdoor | ROOF
Solar Registration Program | NJSRRE1541440834 | BERKELEY HEIGHTS | 7922 | 10 | 8.85 | Residential | No | Behind the Meter | Infinity Solar Systems | JCP&L | Accepted | 2019-06-20 | 2019-06-25 | 2020-06-25 | TRINA | TSM-305DD05A.05 | Solar Panels |  | 0.305 | 29 | 152 | 30 |  | Fixed | Roof
Solar Registration Program | NJSRRE1541440834 | BERKELEY HEIGHTS | 7922 | 10 | 8.85 | Residential | No | Behind the Meter | Infinity Solar Systems | JCP&L | Accepted | 2019-06-20 | 2019-06-25 | 2020-06-25 | ENPHASE | IQ7-60-X-US | Inverters | 240 |  | 29 |  |  | 0.97 |  | Other | MICROINVERTERS
Solar Registration Program | NJSRRE1541815357 | Galloway | 8205 | 19 | 8.85 | Residential | Yes | Behind the Meter | Acos Energy, LLC | AC Electric | Accepted | 2019-08-12 | 2019-08-23 | 2020-08-23 | Trina | TSM DD05A.05II 305W | Solar Panels |  | 0.305 | 17 | 218 | 24 |  | Fixed | Roof
Solar Registration Program | NJSRRE1541815357 | Galloway | 8205 | 19 | 8.85 | Residential | Yes | Behind the Meter | Acos Energy, LLC | AC Electric | Accepted | 2019-08-12 | 2019-08-23 | 2020-08-23 | Trina | TSM DD05A.05II 305W | Solar Panels |  | 0.305 | 12 | 38 | 24 |  | Fixed | Roof
Solar Registration Program | NJSRRE1541815357 | Galloway | 8205 | 19 | 8.85 | Residential | Yes | Behind the Meter | Acos Energy, LLC | AC Electric | Accepted | 2019-08-12 | 2019-08-23 | 2020-08-23 | Enphase | IQ7 | Inverters | 0.24 |  | 29 |  |  | 0.97 |  | Outdoor | Roof
Solar Registration Program | NJSRRE1542408815 | Burlington | 8016 | 13 | 8.85 | Residential | Yes | Behind the Meter | All Season Solar | PSE&G | Accepted | 2019-09-16 | 2019-09-18 | 2020-09-18 | Trina | TSMDD05AII 305w | Solar Panels |  | 0.305 | 29 | 229 | 31 |  | Fixed | Roof
Solar Registration Program | NJSRRE1542408815 | Burlington | 8016 | 13 | 8.85 | Residential | Yes | Behind the Meter | All Season Solar | PSE&G | Accepted | 2019-09-16 | 2019-09-18 | 2020-09-18 | Enphase | IQ7 | Inverters | 240 |  | 29 |  |  | 0.97 |  | Outdoor | under module
Solar Registration Program | NJSRRE1542433889 | Elizabeth | 7201 | 10 | 8.85 | Residential | No | Behind the Meter | Whitman Construction, LLC | PSE&G | Accepted | 2019-09-26 | 2019-09-27 | 2020-09-27 | Trina Solar | TSM-305DD05A | Solar Panels |  | 0.305 | 21 | 110 | 37 |  | Fixed | Roof
Solar Registration Program | NJSRRE1542433889 | Elizabeth | 7201 | 10 | 8.85 | Residential | No | Behind the Meter | Whitman Construction, LLC | PSE&G | Accepted | 2019-09-26 | 2019-09-27 | 2020-09-27 | Trina Solar | TSM-305DD05A | Solar Panels |  | 0.305 | 8 | 110 | 23 |  | Fixed | Roof
Solar Registration Program | NJSRRE1542433889 | Elizabeth | 7201 | 10 | 8.85 | Residential | No | Behind the Meter | Whitman Construction, LLC | PSE&G | Accepted | 2019-09-26 | 2019-09-27 | 2020-09-27 | Enphase Energy | IQ7-60-2-US | Inverters | 0.24 |  | 29 |  |  | 0.976 |  | Outside | roof
Solar Registration Program | NJSRRE1542507785 | Pleasantville | 8232 | 19 | 8.85 | Residential | Yes | Behind the Meter | Bright Planet Solar | AC Electric | Accepted | 2019-10-04 | 2019-10-09 | 2020-10-09 | LONGI | LR6-60PB-305M | Solar Panels |  | 0.305 | 8 | 40 | 30 |  | Fixed | Roof
Solar Registration Program | NJSRRE1542507785 | Pleasantville | 8232 | 19 | 8.85 | Residential | Yes | Behind the Meter | Bright Planet Solar | AC Electric | Accepted | 2019-10-04 | 2019-10-09 | 2020-10-09 | LONGI | LR6-60PB-305M | Solar Panels |  | 0.305 | 10 | 220 | 30 |  | Fixed | Roof
Solar Registration Program | NJSRRE1542507785 | Pleasantville | 8232 | 19 | 8.85 | Residential | Yes | Behind the Meter | Bright Planet Solar | AC Electric | Accepted | 2019-10-04 | 2019-10-09 | 2020-10-09 | LONGI | LR6-60PB-305M | Solar Panels |  | 0.305 | 8 | 130 | 5 |  | Fixed | Roof
Solar Registration Program | NJSRRE1542507785 | Pleasantville | 8232 | 19 | 8.85 | Residential | Yes | Behind the Meter | Bright Planet Solar | AC Electric | Accepted | 2019-10-04 | 2019-10-09 | 2020-10-09 | LONGI | LR6-60PB-305M | Solar Panels |  | 0.305 | 3 | 130 | 30 |  | Fixed | Roof
Solar Registration Program | NJSRRE1542507785 | Pleasantville | 8232 | 19 | 8.85 | Residential | Yes | Behind the Meter | Bright Planet Solar | AC Electric | Accepted | 2019-10-04 | 2019-10-09 | 2020-10-09 | SOLAR EDGE | SE6000H-USRGM | Inverters | 6000 |  | 1 |  |  | 0.98 |  | Outdoor | NEXT TO METER
Solar Registration Program | NJSRRE1542539820 | Laurel Springs | 8021 | 14 | 8.85 | Residential | Yes | Behind the Meter | Bright Planet Solar | AC Electric | Accepted | 2019-10-13 | 2019-10-16 | 2020-10-16 | LONGI | LR6-60PB-305M | Solar Panels |  | 0.305 | 9 | 296 | 23 |  | Fixed | Roof
Solar Registration Program | NJSRRE1542539820 | Laurel Springs | 8021 | 14 | 8.85 | Residential | Yes | Behind the Meter | Bright Planet Solar | AC Electric | Accepted | 2019-10-13 | 2019-10-16 | 2020-10-16 | LONGI | LR6-60PB-305M | Solar Panels |  | 0.305 | 20 | 116 | 23 |  | Fixed | Roof
Solar Registration Program | NJSRRE1542539820 | Laurel Springs | 8021 | 14 | 8.85 | Residential | Yes | Behind the Meter | Bright Planet Solar | AC Electric | Accepted | 2019-10-13 | 2019-10-16 | 2020-10-16 | Solar Edge | SE7600H-USRGM | Inverters | 7600 |  | 1 |  |  | 0.98 |  | Outdoor | Next to meter
Solar Registration Program | NJSRRE1543450954 | Williamstown | 8094 | 15 | 8.85 | Residential | No | Behind the Meter | EMT Renewables | Borough of Madison | Accepted | 2019-11-27 | 2019-12-03 | 2020-12-03 | Trina | 305-BLK | Solar Panels |  | 0.305 | 29 | 183 | 24 |  | Fixed | Roof
Solar Registration Program | NJSRRE1543450954 | Williamstown | 8094 | 15 | 8.85 | Residential | No | Behind the Meter | EMT Renewables | Borough of Madison | Accepted | 2019-11-27 | 2019-12-03 | 2020-12-03 | SolarEdge | SE7600H-US | Inverters | 7600 |  | 1 |  |  | 0.95 |  | Outside | next to meter
Solar Registration Program | NJSRRE1543821151 | Moorestown Twp | 8057 | 13 | 8.85 | Residential | Yes | Behind the Meter | Bright Planet Solar | PSE&G | Accepted | 2019-12-26 | 2019-12-31 | 2020-12-31 | Trina Solar | TSM-DD05A.05(II) 305W | Solar Panels |  | 0.305 | 29 | 213 | 512 |  | Fixed | Roof
Solar Registration Program | NJSRRE1543821151 | Moorestown Twp | 8057 | 13 | 8.85 | Residential | Yes | Behind the Meter | Bright Planet Solar | PSE&G | Accepted | 2019-12-26 | 2019-12-31 | 2020-12-31 | Solar Edge | SE7600H-USRGM | Inverters | 7600 |  | 1 |  |  | 0.98 |  | Outdoor | Next to meter
Solar Registration Program | NJSRRE1542515180 | NEWARK | 7015 | 6 | 8.88 | Residential | No | Behind the Meter | Infinity Solar Systems | PSE&G | Accepted | 2019-10-08 | 2019-10-10 | 2020-10-10 | LG | LG-370-Q1C-V5 | Solar Panels |  | 0.37 | 24 | 205 | 0 |  | Fixed | Roof
Solar Registration Program | NJSRRE1542515180 | NEWARK | 7015 | 6 | 8.88 | Residential | No | Behind the Meter | Infinity Solar Systems | PSE&G | Accepted | 2019-10-08 | 2019-10-10 | 2020-10-10 | ENPHASE | IQ7PLUS-72-2-US | Inverters | 290 |  | 7 |  |  | 0.97 |  | Other | MICROINVERTERS
Solar Registration Program | NJSRRE1542515203 | NEWARK | 7105 | 9 | 8.88 | Residential | No | Behind the Meter | Infinity Solar Systems | PSE&G | Accepted | 2019-10-08 | 2019-10-10 | 2020-10-10 | LG | LG-370-Q1C-V5 | Solar Panels |  | 0.37 | 24 | 205 | 0 |  | Fixed | Roof
Solar Registration Program | NJSRRE1542515203 | NEWARK | 7105 | 9 | 8.88 | Residential | No | Behind the Meter | Infinity Solar Systems | PSE&G | Accepted | 2019-10-08 | 2019-10-10 | 2020-10-10 | ENPHASE | IQ7PLUS-72-2-US | Inverters | 290 |  | 17 |  |  | 0.97 |  | Other | MICROINVERTERS
Solar Registration Program | NJSRRE1543040844 | Fairfield | 7004 | 9 | 8.88 | Residential | No | Behind the Meter | Green Power Energy | PSE&G | Accepted | 2019-11-06 | 2019-11-08 | 2020-11-08 | SolarEdge Technologoes | SE7600H-US | Inverters | 11400 |  | 1 |  |  | 0.97 |  | Outside | Next to meter
Solar Registration Program | NJSRRE1543040844 | Fairfield | 7004 | 9 | 8.88 | Residential | No | Behind the Meter | Green Power Energy | PSE&G | Accepted | 2019-11-06 | 2019-11-08 | 2020-11-08 | Trina Solar | TSM-370DEG13A (11) | Solar Panels |  | 0.37 | 24 | 140 | 20 |  | Fixed | Roof
Solar Registration Program | NJSRRE1540356097 | North Brunswick Township | 8902 | 11 | 8.91 | Residential | No | Behind the Meter | Sunrun Installation Services, Inc. | PSE&G | Accepted | 2019-02-12 | 2019-02-14 | 2020-02-14 | LG Electronics | LG330N1C-A5 | Solar Panels |  | 0.33 | 18 | 38 | 23 |  | Fixed | Roof
Solar Registration Program | NJSRRE1540356097 | North Brunswick Township | 8902 | 11 | 8.91 | Residential | No | Behind the Meter | Sunrun Installation Services, Inc. | PSE&G | Accepted | 2019-02-12 | 2019-02-14 | 2020-02-14 | LG Electronics | LG330N1C-A5 | Solar Panels |  | 0.33 | 9 | 218 | 23 |  | Fixed | Roof
Solar Registration Program | NJSRRE1540356097 | North Brunswick Township | 8902 | 11 | 8.91 | Residential | No | Behind the Meter | Sunrun Installation Services, Inc. | PSE&G | Accepted | 2019-02-12 | 2019-02-14 | 2020-02-14 | SMA America | SB7.7-1SP-US-40 | Inverters | 7680 |  | 1 |  |  | 0.96 |  | Outdoor | Next To Meter
Solar Registration Program | NJSRRE1540401554 | Morganville | 7751 | 17 | 8.91 | Residential | No | Behind the Meter | Sunrun Installation Services, Inc. | JCP&L | Accepted | 2019-02-27 | 2019-02-28 | 2020-02-28 | LG Electronics | LG330N1C-A5 | Solar Panels |  | 0.33 | 27 | 194 | 18 |  | Fixed | Roof
Solar Registration Program | NJSRRE1540401554 | Morganville | 7751 | 17 | 8.91 | Residential | No | Behind the Meter | Sunrun Installation Services, Inc. | JCP&L | Accepted | 2019-02-27 | 2019-02-28 | 2020-02-28 | SMA America | SB 7.7ΓÇô1SPΓÇôUSΓÇô40 | Inverters | 7680 |  | 1 |  |  | 0.96 |  | Outdoor | Next to Meter
Solar Registration Program | NJSRRE1540870736 | Robbinsville | 8691 | 12 | 8.91 | Residential | No | Behind the Meter | Sunrun Installation Services, Inc. | JCP&L | Accepted | 2019-04-22 | 2019-04-23 | 2020-04-23 | LG Electronics | LG330N1C-A5 | Solar Panels |  | 0.33 | 27 | 220 | 27 |  | Fixed | Roof
Solar Registration Program | NJSRRE1540870736 | Robbinsville | 8691 | 12 | 8.91 | Residential | No | Behind the Meter | Sunrun Installation Services, Inc. | JCP&L | Accepted | 2019-04-22 | 2019-04-23 | 2020-04-23 | SMA America | SB7.7-1SP-US-40 | Inverters | 7680 |  | 1 |  |  | 0.96 |  | Outdoor | Next To Meter
Solar Registration Program | NJSRRE1540908850 | Plainsboro Township | 8536 | 11 | 8.91 | Residential | No | Behind the Meter | Sunrun Installation Services, Inc. | PSE&G | Accepted | 2019-04-30 | 2019-05-02 | 2020-05-02 | LG Electronics | LG330N1C-A5 | Solar Panels |  | 0.33 | 8 | 141 | 40 |  | Fixed | Roof
Solar Registration Program | NJSRRE1540908850 | Plainsboro Township | 8536 | 11 | 8.91 | Residential | No | Behind the Meter | Sunrun Installation Services, Inc. | PSE&G | Accepted | 2019-04-30 | 2019-05-02 | 2020-05-02 | LG Electronics | LG330N1C-A5 | Solar Panels |  | 0.33 | 4 | 141 | 34 |  | Fixed | Roof
Solar Registration Program | NJSRRE1540908850 | Plainsboro Township | 8536 | 11 | 8.91 | Residential | No | Behind the Meter | Sunrun Installation Services, Inc. | PSE&G | Accepted | 2019-04-30 | 2019-05-02 | 2020-05-02 | LG Electronics | LG330N1C-A5 | Solar Panels |  | 0.33 | 13 | 49 | 34 |  | Fixed | Roof
Solar Registration Program | NJSRRE1540908850 | Plainsboro Township | 8536 | 11 | 8.91 | Residential | No | Behind the Meter | Sunrun Installation Services, Inc. | PSE&G | Accepted | 2019-04-30 | 2019-05-02 | 2020-05-02 | LG Electronics | LG330N1C-A5 | Solar Panels |  | 0.33 | 2 | 232 | 35 |  | Fixed | Roof
Solar Registration Program | NJSRRE1540908850 | Plainsboro Township | 8536 | 11 | 8.91 | Residential | No | Behind the Meter | Sunrun Installation Services, Inc. | PSE&G | Accepted | 2019-04-30 | 2019-05-02 | 2020-05-02 | SolarEdge Technologies | SE7600H-USRGM | Inverters | 7600 |  | 1 |  |  | 0.96 |  | Outdoor | Next To Meter
Solar Registration Program | NJSRRE1541129062 | Lincroft | 7738 | 17 | 8.91 | Residential | Yes | Behind the Meter | Sunrun Installation Services, Inc. | JCP&L | Accepted | 2019-06-10 | 2019-06-13 | 2020-06-13 | LG Electronics | LG330N1C-A5 | Solar Panels |  | 0.33 | 8 | 162 | 23 |  | Fixed | Roof
Solar Registration Program | NJSRRE1541129062 | Lincroft | 7738 | 17 | 8.91 | Residential | Yes | Behind the Meter | Sunrun Installation Services, Inc. | JCP&L | Accepted | 2019-06-10 | 2019-06-13 | 2020-06-13 | LG Electronics | LG330N1C-A5 | Solar Panels |  | 0.33 | 19 | 252 | 23 |  | Fixed | Roof
Solar Registration Program | NJSRRE1541129062 | Lincroft | 7738 | 17 | 8.91 | Residential | Yes | Behind the Meter | Sunrun Installation Services, Inc. | JCP&L | Accepted | 2019-06-10 | 2019-06-13 | 2020-06-13 | Ningbo Ginlong Technologies | Solis-1P7.6K-4G-US | Inverters | 7600 |  | 1 |  |  | 0.96 |  | Outdoor | Next To Meter
Solar Registration Program | NJSRRE1541255082 | West Deptford | 8096 | 15 | 8.91 | Residential | Yes | Behind the Meter | Pro Custom Solar dba Momentum Solar | PSE&G | Accepted | 2019-06-13 | 2019-06-17 | 2020-06-17 | HANWHA | Q.PEAK DUO-G5 330 | Solar Panels |  | 0.33 | 4 | 204 | 21 |  | Fixed | Roof
Solar Registration Program | NJSRRE1541255082 | West Deptford | 8096 | 15 | 8.91 | Residential | Yes | Behind the Meter | Pro Custom Solar dba Momentum Solar | PSE&G | Accepted | 2019-06-13 | 2019-06-17 | 2020-06-17 | HANWHA | Q.PEAK DUO-G5 330 | Solar Panels |  | 0.33 | 23 | 205 | 35 |  | Fixed | Roof
Solar Registration Program | NJSRRE1541255082 | West Deptford | 8096 | 15 | 8.91 | Residential | Yes | Behind the Meter | Pro Custom Solar dba Momentum Solar | PSE&G | Accepted | 2019-06-13 | 2019-06-17 | 2020-06-17 | ENPHASE | IQ7-60-2-US | Inverters | 250 |  | 27 |  |  | 0.97 |  | Outdoor | ROOF
Solar Registration Program | NJSRRE1541314938 | Somerset | 8873 | 5 | 8.91 | Residential | Yes | Behind the Meter | Pro Custom Solar dba Momentum Solar | PSE&G | Accepted | 2019-06-13 | 2019-06-18 | 2020-06-18 | HANHWA | Q.PEAK DUO-G5 330 | Solar Panels |  | 0.33 | 10 | 113 | 18 |  | Fixed | Roof
Solar Registration Program | NJSRRE1541314938 | Somerset | 8873 | 5 | 8.91 | Residential | Yes | Behind the Meter | Pro Custom Solar dba Momentum Solar | PSE&G | Accepted | 2019-06-13 | 2019-06-18 | 2020-06-18 | HANWHA | Q.PEAK DUO-G5 330 | Solar Panels |  | 0.33 | 13 | 202 | 18 |  | Fixed | Roof
Solar Registration Program | NJSRRE1541314938 | Somerset | 8873 | 5 | 8.91 | Residential | Yes | Behind the Meter | Pro Custom Solar dba Momentum Solar | PSE&G | Accepted | 2019-06-13 | 2019-06-18 | 2020-06-18 | HANWHA | Q.PEAK DUO-G5 330 | Solar Panels |  | 0.33 | 4 | 293 | 18 |  | Fixed | Roof
Solar Registration Program | NJSRRE1541314938 | Somerset | 8873 | 5 | 8.91 | Residential | Yes | Behind the Meter | Pro Custom Solar dba Momentum Solar | PSE&G | Accepted | 2019-06-13 | 2019-06-18 | 2020-06-18 | ENPHASE | IQ7-60-2-US | Inverters | 250 |  | 27 |  |  | 0.97 |  | Outdoor | ROOF
Solar Registration Program | NJSRRE1541696807 | Edison | 8820 | 11 | 8.91 | Residential | No | Behind the Meter | Sunrun Installation Services, Inc. | PSE&G | Accepted | 2019-07-23 | 2019-07-26 | 2020-07-26 | LG Electronics | LG330N1C-A5 | Solar Panels |  | 0.33 | 27 | 176 | 23 |  | Fixed | Roof
Solar Registration Program | NJSRRE1541696807 | Edison | 8820 | 11 | 8.91 | Residential | No | Behind the Meter | Sunrun Installation Services, Inc. | PSE&G | Accepted | 2019-07-23 | 2019-07-26 | 2020-07-26 | SolarEdge Technologies | SE7600A-USS2RGM | Inverters | 7600 |  | 1 |  |  | 0.96 |  | Outdoor | Next To Meter
Solar Registration Program | NJSRRE1541859674 | Mount Laurel | 8054 | 13 | 8.91 | Residential | No | Behind the Meter | NJ Solar Power, LLC | PSE&G | Final As-Built Received | 2019-08-19 | 2019-08-23 | 2020-08-23 | Panasonic | VBHN330SA17 | Solar Panels |  | 0.33 | 16 | 180 | 34 |  | Fixed | Roof
Solar Registration Program | NJSRRE1541859674 | Mount Laurel | 8054 | 13 | 8.91 | Residential | No | Behind the Meter | NJ Solar Power, LLC | PSE&G | Final As-Built Received | 2019-08-19 | 2019-08-23 | 2020-08-23 | Panasonic | VBHN330SA17 | Solar Panels |  | 0.33 | 11 | 180 | 34 |  | Fixed | Roof
Solar Registration Program | NJSRRE1541859674 | Mount Laurel | 8054 | 13 | 8.91 | Residential | No | Behind the Meter | NJ Solar Power, LLC | PSE&G | Final As-Built Received | 2019-08-19 | 2019-08-23 | 2020-08-23 | Solaredge | SE7600H-US | Inverters | 7600 |  | 1 |  |  | 0.99 |  | Indoor | Basement
Solar Registration Program | NJSRRE1541880886 | Princeton Junction | 8550 | 12 | 8.91 | Residential | No | Behind the Meter | Sunrun Installation Services, Inc. | JCP&L | Accepted | 2019-08-23 | 2019-08-28 | 2020-08-28 | LG Electronics | LG330N1C-A5 | Solar Panels |  | 0.33 | 17 | 96 | 30 |  | Fixed | Roof
Solar Registration Program | NJSRRE1541880886 | Princeton Junction | 8550 | 12 | 8.91 | Residential | No | Behind the Meter | Sunrun Installation Services, Inc. | JCP&L | Accepted | 2019-08-23 | 2019-08-28 | 2020-08-28 | LG Electronics | LG330N1C-A5 | Solar Panels |  | 0.33 | 4 | 186 | 18 |  | Fixed | Roof
Solar Registration Program | NJSRRE1541880886 | Princeton Junction | 8550 | 12 | 8.91 | Residential | No | Behind the Meter | Sunrun Installation Services, Inc. | JCP&L | Accepted | 2019-08-23 | 2019-08-28 | 2020-08-28 | LG Electronics | LG330N1C-A5 | Solar Panels |  | 0.33 | 6 | 187 | 44 |  | Fixed | Roof
Solar Registration Program | NJSRRE1541880886 | Princeton Junction | 8550 | 12 | 8.91 | Residential | No | Behind the Meter | Sunrun Installation Services, Inc. | JCP&L | Accepted | 2019-08-23 | 2019-08-28 | 2020-08-28 | SolarEdge Technologies | SE7600H-USRGM | Inverters | 7600 |  | 1 |  |  | 0.96 |  | Outdoor | Next To Meter
Solar Registration Program | NJSRRE1542335164 | Stockton | 8559 | 4 | 8.91 | Residential | No | Behind the Meter | Exact Solar | JCP&L | Accepted | 2019-09-06 | 2019-09-10 | 2020-09-10 | Panasonic | VBHN330SA17 | Solar Panels |  | 0.33 | 27 | 181 | 21 |  | Fixed | Roof
Solar Registration Program | NJSRRE1542335164 | Stockton | 8559 | 4 | 8.91 | Residential | No | Behind the Meter | Exact Solar | JCP&L | Accepted | 2019-09-06 | 2019-09-10 | 2020-09-10 | Pika | X7602 | Inverters | 7600 |  | 1 |  |  | 0.97 |  | Indoor | basement
Solar Registration Program | NJSRRE1542394361 | Sicklerville | 8081 | 14 | 8.91 | Residential | No | Behind the Meter | NJ Solar Power, LLC | AC Electric | Accepted | 2019-09-12 | 2019-09-16 | 2020-09-16 | Panasonic | VBHN330SA17 | Solar Panels |  | 0.33 | 12 | 158 | 14 |  | Fixed | Roof
Solar Registration Program | NJSRRE1542394361 | Sicklerville | 8081 | 14 | 8.91 | Residential | No | Behind the Meter | NJ Solar Power, LLC | AC Electric | Accepted | 2019-09-12 | 2019-09-16 | 2020-09-16 | Panasonic | VBHN330SA17 | Solar Panels |  | 0.33 | 15 | 158 | 24 |  | Fixed | Roof
Solar Registration Program | NJSRRE1542394361 | Sicklerville | 8081 | 14 | 8.91 | Residential | No | Behind the Meter | NJ Solar Power, LLC | AC Electric | Accepted | 2019-09-12 | 2019-09-16 | 2020-09-16 | Solaredge | SE7600H-US | Inverters | 7600 |  | 1 |  |  | 0.99 |  | Indoor | garage
Solar Registration Program | NJSRRE1542397365 | Eastampton Twp | 8060 | 13 | 8.91 | Residential | Yes | Behind the Meter | Sunrun, Inc | PSE&G | Accepted | 2019-09-13 | 2019-09-17 | 2020-09-17 | LG Electronics | LG330N1C-A5 | Solar Panels |  | 0.33 | 16 | 138 | 27 |  | Fixed | Roof
Solar Registration Program | NJSRRE1542397365 | Eastampton Twp | 8060 | 13 | 8.91 | Residential | Yes | Behind the Meter | Sunrun, Inc | PSE&G | Accepted | 2019-09-13 | 2019-09-17 | 2020-09-17 | LG Electronics | LG330N1C-A5 | Solar Panels |  | 0.33 | 11 | 318 | 27 |  | Fixed | Roof
Solar Registration Program | NJSRRE1542397365 | Eastampton Twp | 8060 | 13 | 8.91 | Residential | Yes | Behind the Meter | Sunrun, Inc | PSE&G | Accepted | 2019-09-13 | 2019-09-17 | 2020-09-17 | SolarEdge Technologies | SE7600H-USRGM | Inverters | 7600 |  | 1 |  |  | 0.96 |  | Outdoor | Next To Meter
Solar Registration Program | NJSRRE1542411949 | FLORENCE | 8518 | 13 | 8.91 | Residential | No | Behind the Meter | Amped On Solar LLC | PSE&G | Accepted | 2019-09-17 | 2019-09-19 | 2020-09-19 | PANASONIC | VBHN330SA17E | Solar Panels |  | 0.33 | 17 | 190 | 14 |  | Fixed | Roof
Solar Registration Program | NJSRRE1542411949 | FLORENCE | 8518 | 13 | 8.91 | Residential | No | Behind the Meter | Amped On Solar LLC | PSE&G | Accepted | 2019-09-17 | 2019-09-19 | 2020-09-19 | PANASONIC | VBHN330SA17E | Solar Panels |  | 0.33 | 10 | 100 | 22 |  | Fixed | Roof
Solar Registration Program | NJSRRE1542411949 | FLORENCE | 8518 | 13 | 8.91 | Residential | No | Behind the Meter | Amped On Solar LLC | PSE&G | Accepted | 2019-09-17 | 2019-09-19 | 2020-09-19 | ENPHASE | IQ7X | Inverters | 0.32 |  | 27 |  |  | 0.975 |  | Outdoor | ON RACKING
Solar Registration Program | NJSRRE1542431387 | Hightstown | 8520 | 12 | 8.91 | Residential | Yes | Behind the Meter | Sunrun Installation Services, Inc. | JCP&L | Accepted | 2019-09-24 | 2019-09-26 | 2020-09-26 | LG Electronics | LG330N1C-A5 | Solar Panels |  | 0.33 | 13 | 271 | 18 |  | Fixed | Roof
Solar Registration Program | NJSRRE1542431387 | Hightstown | 8520 | 12 | 8.91 | Residential | Yes | Behind the Meter | Sunrun Installation Services, Inc. | JCP&L | Accepted | 2019-09-24 | 2019-09-26 | 2020-09-26 | LG Electronics | LG330N1C-A5 | Solar Panels |  | 0.33 | 8 | 92 | 15 |  | Fixed | Roof
Solar Registration Program | NJSRRE1542431387 | Hightstown | 8520 | 12 | 8.91 | Residential | Yes | Behind the Meter | Sunrun Installation Services, Inc. | JCP&L | Accepted | 2019-09-24 | 2019-09-26 | 2020-09-26 | LG Electronics | LG330N1C-A5 | Solar Panels |  | 0.33 | 3 | 2 | 18 |  | Fixed | Roof
Solar Registration Program | NJSRRE1542431387 | Hightstown | 8520 | 12 | 8.91 | Residential | Yes | Behind the Meter | Sunrun Installation Services, Inc. | JCP&L | Accepted | 2019-09-24 | 2019-09-26 | 2020-09-26 | LG Electronics | LG330N1C-A5 | Solar Panels |  | 0.33 | 3 | 182 | 19 |  | Fixed | Roof
Solar Registration Program | NJSRRE1542431387 | Hightstown | 8520 | 12 | 8.91 | Residential | Yes | Behind the Meter | Sunrun Installation Services, Inc. | JCP&L | Accepted | 2019-09-24 | 2019-09-26 | 2020-09-26 | SolarEdge Technologies | SE7600H-USRGM | Inverters | 7600 |  | 1 |  |  | 0.96 |  | Outdoor | Next To Meter
Solar Registration Program | NJSRRE1542510395 | Hightstown | 8520 | 12 | 8.91 | Residential | No | Behind the Meter | Sunrun Installation Services, Inc. | JCP&L | Accepted | 2019-10-05 | 2019-10-09 | 2020-10-09 | LG Electronics | LG330N1C-A5 | Solar Panels |  | 0.33 | 6 | 111 | 27 |  | Fixed | Roof
Solar Registration Program | NJSRRE1542510395 | Hightstown | 8520 | 12 | 8.91 | Residential | No | Behind the Meter | Sunrun Installation Services, Inc. | JCP&L | Accepted | 2019-10-05 | 2019-10-09 | 2020-10-09 | LG Electronics | LG330N1C-A5 | Solar Panels |  | 0.33 | 21 | 201 | 27 |  | Fixed | Roof
Solar Registration Program | NJSRRE1542510395 | Hightstown | 8520 | 12 | 8.91 | Residential | No | Behind the Meter | Sunrun Installation Services, Inc. | JCP&L | Accepted | 2019-10-05 | 2019-10-09 | 2020-10-09 | Delta Electronics | M8-TL-US | Inverters | 7680 |  | 1 |  |  | 0.96 |  | Outdoor | Next To Meter
Solar Registration Program | NJSRRE1542512791 | Montclair | 7042 | 9 | 8.91 | Residential | No | Behind the Meter | Sunrun Installation Services, Inc. | PSE&G | Accepted | 2019-10-07 | 2019-10-10 | 2020-10-10 | LG Electronics | LG330N1C-A5 | Solar Panels |  | 0.33 | 6 | 200 | 43 |  | Fixed | Roof
Solar Registration Program | NJSRRE1542512791 | Montclair | 7042 | 9 | 8.91 | Residential | No | Behind the Meter | Sunrun Installation Services, Inc. | PSE&G | Accepted | 2019-10-07 | 2019-10-10 | 2020-10-10 | LG Electronics | LG330N1C-A5 | Solar Panels |  | 0.33 | 6 | 112 | 14 |  | Fixed | Roof
Solar Registration Program | NJSRRE1542512791 | Montclair | 7042 | 9 | 8.91 | Residential | No | Behind the Meter | Sunrun Installation Services, Inc. | PSE&G | Accepted | 2019-10-07 | 2019-10-10 | 2020-10-10 | LG Electronics | LG330N1C-A5 | Solar Panels |  | 0.33 | 10 | 112 | 43 |  | Fixed | Roof
Solar Registration Program | NJSRRE1542512791 | Montclair | 7042 | 9 | 8.91 | Residential | No | Behind the Meter | Sunrun Installation Services, Inc. | PSE&G | Accepted | 2019-10-07 | 2019-10-10 | 2020-10-10 | LG Electronics | LG330N1C-A5 | Solar Panels |  | 0.33 | 5 | 292 | 43 |  | Fixed | Roof
Solar Registration Program | NJSRRE1542512791 | Montclair | 7042 | 9 | 8.91 | Residential | No | Behind the Meter | Sunrun Installation Services, Inc. | PSE&G | Accepted | 2019-10-07 | 2019-10-10 | 2020-10-10 | SolarEdge Technologies | SE7600A-USS2RGM | Inverters | 7600 |  | 1 |  |  | 0.96 |  | Outdoor | Next To Meter
Solar Registration Program | NJSRRE1542512791 | Montclair | 7042 | 9 | 8.91 | Residential | No | Behind the Meter | Sunrun Installation Services, Inc. | PSE&G | Accepted | 2019-10-07 | 2019-10-10 | 2020-10-10 | LG Chem | RESU 10H SEG | Electric Storage Battery |  |  | 1 |  |  |  | Lithium Ion |  | outside
Solar Registration Program | NJSRRE1542738227 | Monroe Township | 8831 | 11 | 8.91 | Residential | No | Behind the Meter | Sunrun Installation Services, Inc. | JCP&L | Accepted | 2019-10-29 | 2019-10-31 | 2020-10-31 | LG Electronics | LG330N1C-A5 | Solar Panels |  | 0.33 | 6 | 31 | 19 |  | Fixed | Roof
Solar Registration Program | NJSRRE1542738227 | Monroe Township | 8831 | 11 | 8.91 | Residential | No | Behind the Meter | Sunrun Installation Services, Inc. | JCP&L | Accepted | 2019-10-29 | 2019-10-31 | 2020-10-31 | LG Electronics | LG330N1C-A5 | Solar Panels |  | 0.33 | 7 | 30 | 27 |  | Fixed | Roof
Solar Registration Program | NJSRRE1542738227 | Monroe Township | 8831 | 11 | 8.91 | Residential | No | Behind the Meter | Sunrun Installation Services, Inc. | JCP&L | Accepted | 2019-10-29 | 2019-10-31 | 2020-10-31 | LG Electronics | LG330N1C-A5 | Solar Panels |  | 0.33 | 6 | 211 | 27 |  | Fixed | Roof
Solar Registration Program | NJSRRE1542738227 | Monroe Township | 8831 | 11 | 8.91 | Residential | No | Behind the Meter | Sunrun Installation Services, Inc. | JCP&L | Accepted | 2019-10-29 | 2019-10-31 | 2020-10-31 | LG Electronics | LG330N1C-A5 | Solar Panels |  | 0.33 | 8 | 121 | 26 |  | Fixed | Roof
Solar Registration Program | NJSRRE1542738227 | Monroe Township | 8831 | 11 | 8.91 | Residential | No | Behind the Meter | Sunrun Installation Services, Inc. | JCP&L | Accepted | 2019-10-29 | 2019-10-31 | 2020-10-31 | SolarEdge Technologies | SE7600H-USRGM | Inverters | 7600 |  | 1 |  |  | 0.96 |  | Outdoor | Next To Meter
Solar Registration Program | NJSRRE1542956678 | Westfield Town | 7090 | 10 | 8.91 | Residential | No | Behind the Meter | Sunrun Installation Services, Inc. | PSE&G | Accepted | 2019-11-05 | 2019-11-07 | 2020-11-07 | LG Electronics | LG330N1C-A5 | Solar Panels |  | 0.33 | 14 | 217 | 23 |  | Fixed | Roof
Solar Registration Program | NJSRRE1542956678 | Westfield Town | 7090 | 10 | 8.91 | Residential | No | Behind the Meter | Sunrun Installation Services, Inc. | PSE&G | Accepted | 2019-11-05 | 2019-11-07 | 2020-11-07 | LG Electronics | LG330N1C-A5 | Solar Panels |  | 0.33 | 13 | 127 | 23 |  | Fixed | Roof
Solar Registration Program | NJSRRE1542956678 | Westfield Town | 7090 | 10 | 8.91 | Residential | No | Behind the Meter | Sunrun Installation Services, Inc. | PSE&G | Accepted | 2019-11-05 | 2019-11-07 | 2020-11-07 | Delta Electronics | M8-TL-US | Inverters | 7680 |  | 1 |  |  | 0.96 |  | Outdoor | Next To Meter
Solar Registration Program | NJSRRE1543438778 | Pennington | 8534 | 12 | 8.91 | Residential | No | Behind the Meter | Sunrun Installation Services, Inc. | PSE&G | Accepted | 2019-11-23 | 2019-11-27 | 2020-11-27 | LG Electronics | LG330N1C-A5 | Solar Panels |  | 0.33 | 27 | 170 | 23 |  | Fixed | Roof
Solar Registration Program | NJSRRE1543438778 | Pennington | 8534 | 12 | 8.91 | Residential | No | Behind the Meter | Sunrun Installation Services, Inc. | PSE&G | Accepted | 2019-11-23 | 2019-11-27 | 2020-11-27 | Enphase Energy | IQ7-60-x-US (240V) | Inverters | 240 |  | 27 |  |  | 0.96 |  | Outdoor | Rooftop
Solar Registration Program | NJSRRE1543446376 | Chesterfield | 8515 | 13 | 8.91 | Residential | No | Behind the Meter | Whitman Construction, LLC | PSE&G | Accepted | 2019-11-26 | 2019-12-02 | 2020-12-02 | Panasonic | VBHN330SA17 | Solar Panels |  | 0.33 | 9 | 170 | 38 |  | Fixed | Roof
Solar Registration Program | NJSRRE1543446376 | Chesterfield | 8515 | 13 | 8.91 | Residential | No | Behind the Meter | Whitman Construction, LLC | PSE&G | Accepted | 2019-11-26 | 2019-12-02 | 2020-12-02 | Panasonic | VBHN330SA17 | Solar Panels |  | 0.33 | 9 | 170 | 38 |  | Fixed | Roof
Solar Registration Program | NJSRRE1543446376 | Chesterfield | 8515 | 13 | 8.91 | Residential | No | Behind the Meter | Whitman Construction, LLC | PSE&G | Accepted | 2019-11-26 | 2019-12-02 | 2020-12-02 | Panasonic | VBHN330SA17 | Solar Panels |  | 0.33 | 9 | 170 | 38 |  | Fixed | Roof
Solar Registration Program | NJSRRE1543446376 | Chesterfield | 8515 | 13 | 8.91 | Residential | No | Behind the Meter | Whitman Construction, LLC | PSE&G | Accepted | 2019-11-26 | 2019-12-02 | 2020-12-02 | Panasonic | VBHN330SA17 | Solar Panels |  | 0.33 | 9 | 170 | 38 |  | Fixed | Roof
Solar Registration Program | NJSRRE1543446376 | Chesterfield | 8515 | 13 | 8.91 | Residential | No | Behind the Meter | Whitman Construction, LLC | PSE&G | Accepted | 2019-11-26 | 2019-12-02 | 2020-12-02 | Panasonic | VBHN330SA17 | Solar Panels |  | 0.33 | 18 | 260 | 30 |  | Fixed | Roof
Solar Registration Program | NJSRRE1543446376 | Chesterfield | 8515 | 13 | 8.91 | Residential | No | Behind the Meter | Whitman Construction, LLC | PSE&G | Accepted | 2019-11-26 | 2019-12-02 | 2020-12-02 | Panasonic | VBHN330SA17 | Solar Panels |  | 0.33 | 18 | 260 | 30 |  | Fixed | Roof
Solar Registration Program | NJSRRE1543446376 | Chesterfield | 8515 | 13 | 8.91 | Residential | No | Behind the Meter | Whitman Construction, LLC | PSE&G | Accepted | 2019-11-26 | 2019-12-02 | 2020-12-02 | Panasonic | VBHN330SA17 | Solar Panels |  | 0.33 | 18 | 260 | 30 |  | Fixed | Roof
Solar Registration Program | NJSRRE1543446376 | Chesterfield | 8515 | 13 | 8.91 | Residential | No | Behind the Meter | Whitman Construction, LLC | PSE&G | Accepted | 2019-11-26 | 2019-12-02 | 2020-12-02 | Panasonic | VBHN330SA17 | Solar Panels |  | 0.33 | 18 | 260 | 30 |  | Fixed | Roof
Solar Registration Program | NJSRRE1543446376 | Chesterfield | 8515 | 13 | 8.91 | Residential | No | Behind the Meter | Whitman Construction, LLC | PSE&G | Accepted | 2019-11-26 | 2019-12-02 | 2020-12-02 | Enphase Energy | IQ7X-96-2-US | Inverters | 0.24 |  | 27 |  |  | 0.975 |  | Outside | roof
Solar Registration Program | NJSRRE1543446376 | Chesterfield | 8515 | 13 | 8.91 | Residential | No | Behind the Meter | Whitman Construction, LLC | PSE&G | Accepted | 2019-11-26 | 2019-12-02 | 2020-12-02 | Enphase Energy | IQ7X-96-2-US | Inverters | 0.24 |  | 27 |  |  | 0.975 |  | Outside | roof
Solar Registration Program | NJSRRE1543446376 | Chesterfield | 8515 | 13 | 8.91 | Residential | No | Behind the Meter | Whitman Construction, LLC | PSE&G | Accepted | 2019-11-26 | 2019-12-02 | 2020-12-02 | Enphase Energy | IQ7X-96-2-US | Inverters | 0.24 |  | 27 |  |  | 0.975 |  | Outside | roof
Solar Registration Program | NJSRRE1543446376 | Chesterfield | 8515 | 13 | 8.91 | Residential | No | Behind the Meter | Whitman Construction, LLC | PSE&G | Accepted | 2019-11-26 | 2019-12-02 | 2020-12-02 | Enphase Energy | IQ7X-96-2-US | Inverters | 0.24 |  | 27 |  |  | 0.975 |  | Outside | roof
Solar Registration Program | NJSRRE1543451641 | Beach Haven | 8008 | 18 | 8.91 | Residential | No | Behind the Meter | Sunrun Installation Services, Inc. | AC Electric | Accepted | 2019-11-27 | 2019-12-03 | 2020-12-03 | LG Electronics | LG330N1C-A5 | Solar Panels |  | 0.33 | 4 | 301 | 18 |  | Fixed | Roof
Solar Registration Program | NJSRRE1543451641 | Beach Haven | 8008 | 18 | 8.91 | Residential | No | Behind the Meter | Sunrun Installation Services, Inc. | AC Electric | Accepted | 2019-11-27 | 2019-12-03 | 2020-12-03 | LG Electronics | LG330N1C-A5 | Solar Panels |  | 0.33 | 12 | 210 | 18 |  | Fixed | Roof
Solar Registration Program | NJSRRE1543451641 | Beach Haven | 8008 | 18 | 8.91 | Residential | No | Behind the Meter | Sunrun Installation Services, Inc. | AC Electric | Accepted | 2019-11-27 | 2019-12-03 | 2020-12-03 | LG Electronics | LG330N1C-A5 | Solar Panels |  | 0.33 | 8 | 30 | 18 |  | Fixed | Roof
Solar Registration Program | NJSRRE1543451641 | Beach Haven | 8008 | 18 | 8.91 | Residential | No | Behind the Meter | Sunrun Installation Services, Inc. | AC Electric | Accepted | 2019-11-27 | 2019-12-03 | 2020-12-03 | LG Electronics | LG330N1C-A5 | Solar Panels |  | 0.33 | 3 | 120 | 18 |  | Fixed | Roof
Solar Registration Program | NJSRRE1543451641 | Beach Haven | 8008 | 18 | 8.91 | Residential | No | Behind the Meter | Sunrun Installation Services, Inc. | AC Electric | Accepted | 2019-11-27 | 2019-12-03 | 2020-12-03 | Enphase Energy | IQ7-60-x-US (240V) | Inverters | 240 |  | 27 |  |  | 0.96 |  | Outdoor | Rooftop
Solar Registration Program | NJSRRE1543477435 | Colonia | 7067 | 10 | 8.91 | Residential | No | Behind the Meter | Whitman Construction, LLC | PSE&G | Accepted | 2019-12-04 | 2019-12-06 | 2020-12-06 | Panasonic | VBHN330SA17 | Solar Panels |  | 0.33 | 7 | 174 | 15 |  | Fixed | Roof
Solar Registration Program | NJSRRE1543477435 | Colonia | 7067 | 10 | 8.91 | Residential | No | Behind the Meter | Whitman Construction, LLC | PSE&G | Accepted | 2019-12-04 | 2019-12-06 | 2020-12-06 | Panasonic | VBHN330SA17 | Solar Panels |  | 0.33 | 7 | 174 | 15 |  | Fixed | Roof
Solar Registration Program | NJSRRE1543477435 | Colonia | 7067 | 10 | 8.91 | Residential | No | Behind the Meter | Whitman Construction, LLC | PSE&G | Accepted | 2019-12-04 | 2019-12-06 | 2020-12-06 | Panasonic | VBHN330SA17 | Solar Panels |  | 0.33 | 7 | 174 | 15 |  | Fixed | Roof
Solar Registration Program | NJSRRE1543477435 | Colonia | 7067 | 10 | 8.91 | Residential | No | Behind the Meter | Whitman Construction, LLC | PSE&G | Accepted | 2019-12-04 | 2019-12-06 | 2020-12-06 | Panasonic | VBHN330SA17 | Solar Panels |  | 0.33 | 7 | 174 | 15 |  | Fixed | Roof
Solar Registration Program | NJSRRE1543477435 | Colonia | 7067 | 10 | 8.91 | Residential | No | Behind the Meter | Whitman Construction, LLC | PSE&G | Accepted | 2019-12-04 | 2019-12-06 | 2020-12-06 | Panasonic | VBHN330SA17 | Solar Panels |  | 0.33 | 20 | 174 | 15 |  | Fixed | Roof
Solar Registration Program | NJSRRE1543477435 | Colonia | 7067 | 10 | 8.91 | Residential | No | Behind the Meter | Whitman Construction, LLC | PSE&G | Accepted | 2019-12-04 | 2019-12-06 | 2020-12-06 | Panasonic | VBHN330SA17 | Solar Panels |  | 0.33 | 20 | 174 | 15 |  | Fixed | Roof
Solar Registration Program | NJSRRE1543477435 | Colonia | 7067 | 10 | 8.91 | Residential | No | Behind the Meter | Whitman Construction, LLC | PSE&G | Accepted | 2019-12-04 | 2019-12-06 | 2020-12-06 | Panasonic | VBHN330SA17 | Solar Panels |  | 0.33 | 20 | 174 | 15 |  | Fixed | Roof
Solar Registration Program | NJSRRE1543477435 | Colonia | 7067 | 10 | 8.91 | Residential | No | Behind the Meter | Whitman Construction, LLC | PSE&G | Accepted | 2019-12-04 | 2019-12-06 | 2020-12-06 | Panasonic | VBHN330SA17 | Solar Panels |  | 0.33 | 20 | 174 | 15 |  | Fixed | Roof
Solar Registration Program | NJSRRE1543477435 | Colonia | 7067 | 10 | 8.91 | Residential | No | Behind the Meter | Whitman Construction, LLC | PSE&G | Accepted | 2019-12-04 | 2019-12-06 | 2020-12-06 | Enphase Energy | IQ7X-96-2-US | Inverters | 0.315 |  | 27 |  |  | 0.975 |  | Outside | roof
Solar Registration Program | NJSRRE1543477435 | Colonia | 7067 | 10 | 8.91 | Residential | No | Behind the Meter | Whitman Construction, LLC | PSE&G | Accepted | 2019-12-04 | 2019-12-06 | 2020-12-06 | Enphase Energy | IQ7X-96-2-US | Inverters | 0.315 |  | 27 |  |  | 0.975 |  | Outside | roof
Solar Registration Program | NJSRRE1543477435 | Colonia | 7067 | 10 | 8.91 | Residential | No | Behind the Meter | Whitman Construction, LLC | PSE&G | Accepted | 2019-12-04 | 2019-12-06 | 2020-12-06 | Enphase Energy | IQ7X-96-2-US | Inverters | 0.315 |  | 27 |  |  | 0.975 |  | Outside | roof
Solar Registration Program | NJSRRE1543477435 | Colonia | 7067 | 10 | 8.91 | Residential | No | Behind the Meter | Whitman Construction, LLC | PSE&G | Accepted | 2019-12-04 | 2019-12-06 | 2020-12-06 | Enphase Energy | IQ7X-96-2-US | Inverters | 0.315 |  | 27 |  |  | 0.975 |  | Outside | roof
Solar Registration Program | NJSRRE1543498252 | Parlin | 8859 | 11 | 8.91 | Residential | No | Behind the Meter | Sunrun Installation Services, Inc. | JCP&L | Accepted | 2019-12-06 | 2019-12-10 | 2020-12-10 | LG Electronics | LG330N1C-A5 | Solar Panels |  | 0.33 | 13 | 160 | 18 |  | Fixed | Roof
Solar Registration Program | NJSRRE1543498252 | Parlin | 8859 | 11 | 8.91 | Residential | No | Behind the Meter | Sunrun Installation Services, Inc. | JCP&L | Accepted | 2019-12-06 | 2019-12-10 | 2020-12-10 | LG Electronics | LG330N1C-A5 | Solar Panels |  | 0.33 | 14 | 249 | 18 |  | Fixed | Roof
Solar Registration Program | NJSRRE1543498252 | Parlin | 8859 | 11 | 8.91 | Residential | No | Behind the Meter | Sunrun Installation Services, Inc. | JCP&L | Accepted | 2019-12-06 | 2019-12-10 | 2020-12-10 | Enphase Energy | IQ7-60-x-US (240V) | Inverters | 240 |  | 27 |  |  | 0.96 |  | Outdoor | Rooftop
Solar Registration Program | NJSRRE1543533439 | Franklin Park | 8823 | 5 | 8.91 | Residential | No | Behind the Meter | NJ Solar Power, LLC | PSE&G | Accepted | 2019-12-26 | 2019-12-27 | 2020-12-27 | Panasonic | VBHN330SA17 | Solar Panels |  | 0.33 | 4 | 205 | 31 |  | Fixed | Roof
Solar Registration Program | NJSRRE1543533439 | Franklin Park | 8823 | 5 | 8.91 | Residential | No | Behind the Meter | NJ Solar Power, LLC | PSE&G | Accepted | 2019-12-26 | 2019-12-27 | 2020-12-27 | Panasonic | VBHN330SA17 | Solar Panels |  | 0.33 | 19 | 205 | 31 |  | Fixed | Roof
Solar Registration Program | NJSRRE1543533439 | Franklin Park | 8823 | 5 | 8.91 | Residential | No | Behind the Meter | NJ Solar Power, LLC | PSE&G | Accepted | 2019-12-26 | 2019-12-27 | 2020-12-27 | Panasonic | VBHN330SA17 | Solar Panels |  | 0.33 | 4 | 205 | 31 |  | Fixed | Roof
Solar Registration Program | NJSRRE1543533439 | Franklin Park | 8823 | 5 | 8.91 | Residential | No | Behind the Meter | NJ Solar Power, LLC | PSE&G | Accepted | 2019-12-26 | 2019-12-27 | 2020-12-27 | Solaredge | SE7600H-US | Inverters | 7600 |  | 1 |  |  | 0.99 |  | Indoor | garage
Solar Registration Program | NJSRRE1543575085 | Princeton | 8540 | 12 | 8.91 | Residential | No | Behind the Meter | Green Power Energy | PSE&G | Accepted | 2019-12-20 | 2019-12-26 | 2020-12-26 | Panasonic | VBHN330SA17 | Solar Panels |  | 0.33 | 18 | 202 | 34 |  | Fixed | Roof
Solar Registration Program | NJSRRE1543575085 | Princeton | 8540 | 12 | 8.91 | Residential | No | Behind the Meter | Green Power Energy | PSE&G | Accepted | 2019-12-20 | 2019-12-26 | 2020-12-26 | Panasonic | VBHN330SA17 | Solar Panels |  | 0.33 | 9 | 202 | 34 |  | Fixed | Roof
Solar Registration Program | NJSRRE1543575085 | Princeton | 8540 | 12 | 8.91 | Residential | No | Behind the Meter | Green Power Energy | PSE&G | Accepted | 2019-12-20 | 2019-12-26 | 2020-12-26 | SolarEdge | SE10000H-US | Inverters | 10000 |  | 1 |  |  | 0.97 |  | Outside | Next to meter
Solar Registration Program | NJSRRE1543821366 | Franklin Twp | 8873 | 5 | 8.91 | Residential | No | Behind the Meter | NJ Solar Power, LLC | PSE&G | Accepted | 2019-12-26 | 2019-12-31 | 2020-12-31 | Panasonic | VBHN330SA17 | Solar Panels |  | 0.33 | 19 | 222 | 30 |  | Fixed | Roof
Solar Registration Program | NJSRRE1543821366 | Franklin Twp | 8873 | 5 | 8.91 | Residential | No | Behind the Meter | NJ Solar Power, LLC | PSE&G | Accepted | 2019-12-26 | 2019-12-31 | 2020-12-31 | Panasonic | VBHN330SA17 | Solar Panels |  | 0.33 | 4 | 222 | 30 |  | Fixed | Roof
Solar Registration Program | NJSRRE1543821366 | Franklin Twp | 8873 | 5 | 8.91 | Residential | No | Behind the Meter | NJ Solar Power, LLC | PSE&G | Accepted | 2019-12-26 | 2019-12-31 | 2020-12-31 | Panasonic | VBHN330SA17 | Solar Panels |  | 0.33 | 4 | 222 | 30 |  | Fixed | Roof
Solar Registration Program | NJSRRE1543821366 | Franklin Twp | 8873 | 5 | 8.91 | Residential | No | Behind the Meter | NJ Solar Power, LLC | PSE&G | Accepted | 2019-12-26 | 2019-12-31 | 2020-12-31 | Solaredge | SE7600H-US | Inverters | 7600 |  | 1 |  |  | 0.99 |  | Indoor | garage
Solar Registration Program | NJSRRE1540908407 | Egg Harbor Township | 8234 | 19 | 8.96 | Commercial | No | Behind the Meter | Castle Energy, LLC | AC Electric | Accepted | 2019-04-30 | 2019-05-02 | 2020-05-02 | LG Electronics | LG 320N1K-A5 | Solar Panels |  | 0.32 | 28 | 180 | 25 |  | Fixed | Ground | Ship-yard
Solar Registration Program | NJSRRE1540908407 | Egg Harbor Township | 8234 | 19 | 8.96 | Commercial | No | Behind the Meter | Castle Energy, LLC | AC Electric | Accepted | 2019-04-30 | 2019-05-02 | 2020-05-02 | Enphase Energy | IQ7-60-2-US | Inverters | 240 |  | 28 |  |  | 0.976 |  | Outdoor | Underneath each solar module
Solar Registration Program | NJSRRE1540908804 | WILLIAMSTOWN | 8094 | 15 | 8.96 | Residential | Yes | Behind the Meter | Vivint Solar Developer, LLC | AC Electric | Accepted | 2019-05-01 | 2019-05-08 | 2020-05-08 | Trina Solar | TSM-280DD05A.05(II) | Solar Panels |  | 0.28 | 8 | 147 | 20 |  | Fixed | Roof
Solar Registration Program | NJSRRE1540908804 | WILLIAMSTOWN | 8094 | 15 | 8.96 | Residential | Yes | Behind the Meter | Vivint Solar Developer, LLC | AC Electric | Accepted | 2019-05-01 | 2019-05-08 | 2020-05-08 | Trina Solar | TSM-280DD05A.05(II) | Solar Panels |  | 0.28 | 6 | 327 | 20 |  | Fixed | Roof
Solar Registration Program | NJSRRE1540908804 | WILLIAMSTOWN | 8094 | 15 | 8.96 | Residential | Yes | Behind the Meter | Vivint Solar Developer, LLC | AC Electric | Accepted | 2019-05-01 | 2019-05-08 | 2020-05-08 | Trina Solar | TSM-280DD05A.05(II) | Solar Panels |  | 0.28 | 10 | 147 | 20 |  | Fixed | Roof
Solar Registration Program | NJSRRE1540908804 | WILLIAMSTOWN | 8094 | 15 | 8.96 | Residential | Yes | Behind the Meter | Vivint Solar Developer, LLC | AC Electric | Accepted | 2019-05-01 | 2019-05-08 | 2020-05-08 | Trina Solar | TSM-280DD05A.05(II) | Solar Panels |  | 0.28 | 8 | 327 | 20 |  | Fixed | Roof
Solar Registration Program | NJSRRE1540908804 | WILLIAMSTOWN | 8094 | 15 | 8.96 | Residential | Yes | Behind the Meter | Vivint Solar Developer, LLC | AC Electric | Accepted | 2019-05-01 | 2019-05-08 | 2020-05-08 | Enphase Energy | IQ6-60-2-US | Inverters | 230 |  | 32 |  |  | 0.97 |  | Other | Underneath Each Module
Solar Registration Program | NJSRRE1542541830 | Cape May Poin | 8212 | 21 | 8.96 | Residential | No | Behind the Meter | Sun Up Zero Down | PSE&G | Final As-Built Received | 2019-10-14 | 2019-10-17 | 2020-10-17 | LG | LG320N1K-A5 | Solar Panels |  | 0.32 | 23 | 212 | 29 |  | Fixed | Roof
Solar Registration Program | NJSRRE1542541830 | Cape May Poin | 8212 | 21 | 8.96 | Residential | No | Behind the Meter | Sun Up Zero Down | PSE&G | Final As-Built Received | 2019-10-14 | 2019-10-17 | 2020-10-17 | LG | LG320N1K-A5 | Solar Panels |  | 0.32 | 5 | 32 | 21 |  | Fixed | Roof
Solar Registration Program | NJSRRE1542541830 | Cape May Poin | 8212 | 21 | 8.96 | Residential | No | Behind the Meter | Sun Up Zero Down | PSE&G | Final As-Built Received | 2019-10-14 | 2019-10-17 | 2020-10-17 | Solaredge | SE6000H-US | Inverters | 6000 |  | 1 |  |  | 0.983 |  | Other | outside wall
Solar Registration Program | NJSRRE1543065443 | Turnersville | 8012 | 14 | 8.96 | Residential | No | Behind the Meter | EMT Renewables | AC Electric | Accepted | 2019-11-11 | 2019-11-13 | 2020-11-13 | Jinko | Jinko Eagle - 320 - BLK | Solar Panels |  | 0.32 | 24 | 116 | 25 |  | Fixed | Roof
Solar Registration Program | NJSRRE1543065443 | Turnersville | 8012 | 14 | 8.96 | Residential | No | Behind the Meter | EMT Renewables | AC Electric | Accepted | 2019-11-11 | 2019-11-13 | 2020-11-13 | Jinko | Jinko Eagle - 320 - BLK | Solar Panels |  | 0.32 | 4 | 206 | 15 |  | Fixed | Roof
Solar Registration Program | NJSRRE1543065443 | Turnersville | 8012 | 14 | 8.96 | Residential | No | Behind the Meter | EMT Renewables | AC Electric | Accepted | 2019-11-11 | 2019-11-13 | 2020-11-13 | SolarEdge | SE7600H-US | Inverters | 7600 |  | 1 |  |  | 0.95 |  | Other | next to current meter
Solar Registration Program | NJSRRE1543451912 | Sewell | 8080 | 15 | 8.96 | Residential | No | Behind the Meter | Advanced Renewable Solutions | AC Electric | Accepted | 2019-11-27 | 2019-12-03 | 2020-12-03 | JINKO SOLAR | JKM320M-60 | Solar Panels |  | 0.32 | 28 | 75 | 20 |  | Fixed | Roof
Solar Registration Program | NJSRRE1543451912 | Sewell | 8080 | 15 | 8.96 | Residential | No | Behind the Meter | Advanced Renewable Solutions | AC Electric | Accepted | 2019-11-27 | 2019-12-03 | 2020-12-03 | SOLAR EDGE | SE6000H-US000N-NC2 | Inverters | 6000 |  | 1 |  |  | 0.992 |  | Outdoor | Wall mounted, adjacent to Utility Meter and Disconnect
Solar Registration Program | NJSRRE1543463130 | Elizabeth | 7202 | 10 | 8.96 | Residential | No | Behind the Meter | New Jersey Suntech | PSE&G | Accepted | 2019-12-02 | 2019-12-04 | 2020-12-04 | Jinko | JKM320M-60 | Solar Panels |  | 0.32 | 28 | 240 | 22 |  | Fixed | Roof
Solar Registration Program | NJSRRE1543463130 | Elizabeth | 7202 | 10 | 8.96 | Residential | No | Behind the Meter | New Jersey Suntech | PSE&G | Accepted | 2019-12-02 | 2019-12-04 | 2020-12-04 | Solaredge | SE6000 | Inverters | 6000 |  | 1 |  |  | 0.97 |  | Outdoor | Next to utility meter
Solar Registration Program | NJSRRE1543481580 | Jackson | 8527 | 18 | 8.96 | Residential | No | Behind the Meter | Skyline Solar LLC | JCP&L | Accepted | 2019-12-05 | 2019-12-09 | 2020-12-09 | Jinko Solar | JKM-320M-60 | Solar Panels |  | 0.32 | 28 | 219 | 22 |  | Fixed | Roof
Solar Registration Program | NJSRRE1543481580 | Jackson | 8527 | 18 | 8.96 | Residential | No | Behind the Meter | Skyline Solar LLC | JCP&L | Accepted | 2019-12-05 | 2019-12-09 | 2020-12-09 | Solaredge | SE7600H-US | Inverters | 7600 |  | 1 |  |  | 0.99 |  | Outdoor | N/A
Solar Registration Program | NJSRRE1543533303 | Evesham Twp | 8053 | 13 | 8.96 | Residential | No | Behind the Meter | Exact Solar | PSE&G | Accepted | 2019-12-12 | 2019-12-17 | 2020-12-17 | Jinko | JKM320M-60HBL | Solar Panels |  | 0.32 | 7 | 202 | 6 |  | Fixed | Roof
Solar Registration Program | NJSRRE1543533303 | Evesham Twp | 8053 | 13 | 8.96 | Residential | No | Behind the Meter | Exact Solar | PSE&G | Accepted | 2019-12-12 | 2019-12-17 | 2020-12-17 | Jinko | JKM320M-60HBL | Solar Panels |  | 0.32 | 21 | 202 | 24 |  | Fixed | Roof
Solar Registration Program | NJSRRE1543533303 | Evesham Twp | 8053 | 13 | 8.96 | Residential | No | Behind the Meter | Exact Solar | PSE&G | Accepted | 2019-12-12 | 2019-12-17 | 2020-12-17 | Enphase | IQ7+ | Inverters | 0.29 |  | 28 |  |  | 0.97 |  | Outdoor | under panels
Solar Registration Program | NJSRRE1543570638 | Mount Ephraim | 8059 | 14 | 8.96 | Residential | No | Behind the Meter | Advanced Renewable Solutions | PSE&G | Accepted | 2019-12-19 | 2019-12-23 | 2020-12-23 | JINKO SOLAR | JKM320M-60 | Solar Panels |  | 0.32 | 28 | 259 | 27 |  | Fixed | Roof
Solar Registration Program | NJSRRE1543570638 | Mount Ephraim | 8059 | 14 | 8.96 | Residential | No | Behind the Meter | Advanced Renewable Solutions | PSE&G | Accepted | 2019-12-19 | 2019-12-23 | 2020-12-23 | SOLAR EDGE | SE6000H-US000N-NC2 | Inverters | 6000 |  | 1 |  |  | 0.992 |  | Outdoor | Wall mounted, adjacent to Utility Meter and Disconnect
Solar Registration Program | NJSRRE1543652779 | McKee City | 8234 | 19 | 8.96 | Residential | Yes | Behind the Meter | All Season Solar | AC Electric | Accepted | 2019-12-23 | 2019-12-27 | 2020-12-27 | Trina | TSM DD06M.05(II) 320W | Solar Panels |  | 0.32 | 14 | 236 | 23 |  | Fixed | Roof
Solar Registration Program | NJSRRE1543652779 | McKee City | 8234 | 19 | 8.96 | Residential | Yes | Behind the Meter | All Season Solar | AC Electric | Accepted | 2019-12-23 | 2019-12-27 | 2020-12-27 | Trina | TSM DD06M.05(II) 320W | Solar Panels |  | 0.32 | 14 | 236 | 23 |  | Fixed | Roof
Solar Registration Program | NJSRRE1543652779 | McKee City | 8234 | 19 | 8.96 | Residential | Yes | Behind the Meter | All Season Solar | AC Electric | Accepted | 2019-12-23 | 2019-12-27 | 2020-12-27 | Enphase | IQ7 | Inverters | 240 |  | 28 |  |  | 0.97 |  | Outdoor | Under Module
Solar Registration Program | NJSRRE1542447406 | Ridgewood | 7450 | 7 | 8.97 | Residential | Yes | Behind the Meter | Pro Custom Solar dba Momentum Solar | PSE&G | Accepted | 2019-09-27 | 2019-10-01 | 2020-10-01 | LG ELECTRONICS | LG 345N1C-V5 | Solar Panels |  | 0.345 | 17 | 116 | 7 |  | Fixed | Roof
Solar Registration Program | NJSRRE1542447406 | Ridgewood | 7450 | 7 | 8.97 | Residential | Yes | Behind the Meter | Pro Custom Solar dba Momentum Solar | PSE&G | Accepted | 2019-09-27 | 2019-10-01 | 2020-10-01 | LG ELECTRONICS | LG 345N1C-V5 | Solar Panels |  | 0.345 | 3 | 205 | 20 |  | Fixed | Roof
Solar Registration Program | NJSRRE1542447406 | Ridgewood | 7450 | 7 | 8.97 | Residential | Yes | Behind the Meter | Pro Custom Solar dba Momentum Solar | PSE&G | Accepted | 2019-09-27 | 2019-10-01 | 2020-10-01 | LG ELECTRONICS | LG 345N1C-V5 | Solar Panels |  | 0.345 | 3 | 25 | 20 |  | Fixed | Roof
Solar Registration Program | NJSRRE1542447406 | Ridgewood | 7450 | 7 | 8.97 | Residential | Yes | Behind the Meter | Pro Custom Solar dba Momentum Solar | PSE&G | Accepted | 2019-09-27 | 2019-10-01 | 2020-10-01 | LG ELECTRONICS | LG 345N1C-V5 | Solar Panels |  | 0.345 | 3 | 206 | 26 |  | Fixed | Roof
Solar Registration Program | NJSRRE1542447406 | Ridgewood | 7450 | 7 | 8.97 | Residential | Yes | Behind the Meter | Pro Custom Solar dba Momentum Solar | PSE&G | Accepted | 2019-09-27 | 2019-10-01 | 2020-10-01 | Enphase Energy | IQ7-60-2-US | Inverters | 250 |  | 26 |  |  | 0.97 |  | Outdoor | Roof
Solar Registration Program | NJSRRE1542684939 | Elizabeth | 7202 | 10 | 8.97 | Residential | Yes | Behind the Meter | Pro Custom Solar dba Momentum Solar | PSE&G | Accepted | 2019-10-28 | 2019-10-30 | 2020-10-30 | LG ELECTRONICS | LG 345N1C-V5 | Solar Panels |  | 0.345 | 12 | 95 | 35 |  | Fixed | Roof
Solar Registration Program | NJSRRE1542684939 | Elizabeth | 7202 | 10 | 8.97 | Residential | Yes | Behind the Meter | Pro Custom Solar dba Momentum Solar | PSE&G | Accepted | 2019-10-28 | 2019-10-30 | 2020-10-30 | LG ELECTRONICS | LG 345N1C-V5 | Solar Panels |  | 0.345 | 2 | 95 | 3 |  | Fixed | Roof
Solar Registration Program | NJSRRE1542684939 | Elizabeth | 7202 | 10 | 8.97 | Residential | Yes | Behind the Meter | Pro Custom Solar dba Momentum Solar | PSE&G | Accepted | 2019-10-28 | 2019-10-30 | 2020-10-30 | LG ELECTRONICS | LG 345N1C-V5 | Solar Panels |  | 0.345 | 12 | 275 | 4 |  | Fixed | Roof
Solar Registration Program | NJSRRE1542684939 | Elizabeth | 7202 | 10 | 8.97 | Residential | Yes | Behind the Meter | Pro Custom Solar dba Momentum Solar | PSE&G | Accepted | 2019-10-28 | 2019-10-30 | 2020-10-30 | Enphase Energy | IQ7Plus-72-2-US | Inverters | 295 |  | 26 |  |  | 0.97 |  | Outdoor | Roof
Solar Registration Program | NJSRRE1542684995 | Frenchtown | 8825 | 4 | 8.97 | Residential | Yes | Behind the Meter | Pro Custom Solar dba Momentum Solar | JCP&L | Accepted | 2019-10-28 | 2019-10-30 | 2020-10-30 | LG Electronics | LG 345N1C-V5 | Solar Panels |  | 0.345 | 26 | 202 | 18 |  | Fixed | Roof
Solar Registration Program | NJSRRE1542684995 | Frenchtown | 8825 | 4 | 8.97 | Residential | Yes | Behind the Meter | Pro Custom Solar dba Momentum Solar | JCP&L | Accepted | 2019-10-28 | 2019-10-30 | 2020-10-30 | Enphase Energy | IQ7PLUS-72-2-US | Inverters | 295 |  | 26 |  |  | 0.97 |  | Outdoor | Roof
Solar Registration Program | NJSRRE1542685385 | Clifton | 7014 | 6 | 8.97 | Residential | Yes | Behind the Meter | Pro Custom Solar dba Momentum Solar | PSE&G | Accepted | 2019-10-28 | 2019-10-30 | 2020-10-30 | LG Electronics | LG 345N1C-V5 | Solar Panels |  | 0.345 | 8 | 125 | 40 |  | Fixed | Roof
Solar Registration Program | NJSRRE1542685385 | Clifton | 7014 | 6 | 8.97 | Residential | Yes | Behind the Meter | Pro Custom Solar dba Momentum Solar | PSE&G | Accepted | 2019-10-28 | 2019-10-30 | 2020-10-30 | LG Electronics | LG 345N1C-V5 | Solar Panels |  | 0.345 | 5 | 125 | 12 |  | Fixed | Roof
Solar Registration Program | NJSRRE1542685385 | Clifton | 7014 | 6 | 8.97 | Residential | Yes | Behind the Meter | Pro Custom Solar dba Momentum Solar | PSE&G | Accepted | 2019-10-28 | 2019-10-30 | 2020-10-30 | LG Electronics | LG 345N1C-V5 | Solar Panels |  | 0.345 | 13 | 305 | 20 |  | Fixed | Roof
Solar Registration Program | NJSRRE1542685385 | Clifton | 7014 | 6 | 8.97 | Residential | Yes | Behind the Meter | Pro Custom Solar dba Momentum Solar | PSE&G | Accepted | 2019-10-28 | 2019-10-30 | 2020-10-30 | Enphase Energy | IQ7PLUS-72-2-US | Inverters | 295 |  | 26 |  |  | 0.97 |  | Outdoor | Roof
Solar Registration Program | NJSRRE1542973113 | Rutherford | 7070 | 7 | 8.97 | Residential | No | Behind the Meter | Pro Custom Solar dba Momentum Solar | PSE&G | Accepted | 2019-11-05 | 2019-11-07 | 2020-11-07 | LG ELECTRONICS | LG 345N1C-V5 | Solar Panels |  | 0.345 | 26 | 203 | 20 |  | Fixed | Roof
Solar Registration Program | NJSRRE1542973113 | Rutherford | 7070 | 7 | 8.97 | Residential | No | Behind the Meter | Pro Custom Solar dba Momentum Solar | PSE&G | Accepted | 2019-11-05 | 2019-11-07 | 2020-11-07 | Enphase Energy | IQ7Plus-72-2-US | Inverters | 295 |  | 26 |  |  | 0.97 |  | Outdoor | Roof
Solar Registration Program | NJSRRE1543123213 | Port Norris | 8349 | 20 | 8.97 | Residential | Yes | Behind the Meter | Pro Custom Solar dba Momentum Solar | AC Electric | Accepted | 2019-11-12 | 2019-11-15 | 2020-11-15 | LG Electronics | LG 345N1C-V5 | Solar Panels |  | 0.345 | 19 | 6 | 25 |  | Fixed | Roof
Solar Registration Program | NJSRRE1543123213 | Port Norris | 8349 | 20 | 8.97 | Residential | Yes | Behind the Meter | Pro Custom Solar dba Momentum Solar | AC Electric | Accepted | 2019-11-12 | 2019-11-15 | 2020-11-15 | LG Electronics | LG 345N1C-V5 | Solar Panels |  | 0.345 | 7 | 186 | 27 |  | Fixed | Roof
Solar Registration Program | NJSRRE1543123213 | Port Norris | 8349 | 20 | 8.97 | Residential | Yes | Behind the Meter | Pro Custom Solar dba Momentum Solar | AC Electric | Accepted | 2019-11-12 | 2019-11-15 | 2020-11-15 | Enphase Energy | IQ7PLUS-72-2-US | Inverters | 295 |  | 26 |  |  | 0.97 |  | Outdoor | Roof
Solar Registration Program | NJSRRE1543437084 | Perth Amboy | 8861 | 11 | 8.97 | Residential | No | Behind the Meter | Pro Custom Solar dba Momentum Solar | PSE&G | Accepted | 2019-11-22 | 2019-11-26 | 2020-11-26 | LG Electronics | LG 345N1C-V5 | Solar Panels |  | 0.345 | 6 | 121 | 8 |  | Fixed | Roof
Solar Registration Program | NJSRRE1543437084 | Perth Amboy | 8861 | 11 | 8.97 | Residential | No | Behind the Meter | Pro Custom Solar dba Momentum Solar | PSE&G | Accepted | 2019-11-22 | 2019-11-26 | 2020-11-26 | LG Electronics | LG 345N1C-V5 | Solar Panels |  | 0.345 | 20 | 211 | 38 |  | Fixed | Roof
Solar Registration Program | NJSRRE1543437084 | Perth Amboy | 8861 | 11 | 8.97 | Residential | No | Behind the Meter | Pro Custom Solar dba Momentum Solar | PSE&G | Accepted | 2019-11-22 | 2019-11-26 | 2020-11-26 | Enphase Energy | IQ7PLUS-72-2-US | Inverters | 295 |  | 26 |  |  | 0.97 |  | Outdoor | Roof
Solar Registration Program | NJSRRE1543441575 | Perth Amboy | 8861 | 11 | 8.97 | Residential | No | Behind the Meter | Pro Custom Solar dba Momentum Solar | PSE&G | Accepted | 2019-11-25 | 2019-11-27 | 2020-11-27 | LG Electronics | LG 345N1C-V5 | Solar Panels |  | 0.345 | 23 | 189 | 40 |  | Fixed | Roof
Solar Registration Program | NJSRRE1543441575 | Perth Amboy | 8861 | 11 | 8.97 | Residential | No | Behind the Meter | Pro Custom Solar dba Momentum Solar | PSE&G | Accepted | 2019-11-25 | 2019-11-27 | 2020-11-27 | LG Electronics | LG 345N1C-V5 | Solar Panels |  | 0.345 | 3 | 9 | 40 |  | Fixed | Roof
Solar Registration Program | NJSRRE1543441575 | Perth Amboy | 8861 | 11 | 8.97 | Residential | No | Behind the Meter | Pro Custom Solar dba Momentum Solar | PSE&G | Accepted | 2019-11-25 | 2019-11-27 | 2020-11-27 | Enphase Energy | IQ7PLUS-72-2-US | Inverters | 295 |  | 26 |  |  | 0.97 |  | Outdoor | Roof
Solar Registration Program | NJSRRE1543452922 | Lanoka Harbor | 8734 | 18 | 8.97 | Residential | Yes | Behind the Meter | Sunrun, Inc. | JCP&L | Accepted | 2019-11-27 | 2019-12-03 | 2020-12-03 | LG Electronics | LG345N1C-V5 | Solar Panels |  | 0.345 | 17 | 184 | 17 |  | Fixed | Roof
Solar Registration Program | NJSRRE1543452922 | Lanoka Harbor | 8734 | 18 | 8.97 | Residential | Yes | Behind the Meter | Sunrun, Inc. | JCP&L | Accepted | 2019-11-27 | 2019-12-03 | 2020-12-03 | LG Electronics | LG345N1C-V5 | Solar Panels |  | 0.345 | 9 | 4 | 18 |  | Fixed | Roof
Solar Registration Program | NJSRRE1543452922 | Lanoka Harbor | 8734 | 18 | 8.97 | Residential | Yes | Behind the Meter | Sunrun, Inc. | JCP&L | Accepted | 2019-11-27 | 2019-12-03 | 2020-12-03 | Delta Electronics | M8-TL-US | Inverters | 7680 |  | 1 |  |  | 0.96 |  | Outdoor | Next To Meter
Solar Registration Program | NJSRRE1543506323 | Rahway | 7065 | 10 | 8.97 | Residential | Yes | Behind the Meter | Pro Custom Solar dba Momentum Solar | PSE&G | Accepted | 2019-12-10 | 2019-12-13 | 2020-12-13 | LG ELECTRONICS | LG 345N1C-V5 | Solar Panels |  | 0.345 | 13 | 268 | 27 |  | Fixed | Roof
Solar Registration Program | NJSRRE1543506323 | Rahway | 7065 | 10 | 8.97 | Residential | Yes | Behind the Meter | Pro Custom Solar dba Momentum Solar | PSE&G | Accepted | 2019-12-10 | 2019-12-13 | 2020-12-13 | LG ELECTRONICS | LG 345N1C-V5 | Solar Panels |  | 0.345 | 13 | 87 | 28 |  | Fixed | Roof
Solar Registration Program | NJSRRE1543556325 | Sparta | 7871 | 1 | 8.97 | Residential | No | Behind the Meter | Pro Custom Solar dba Momentum Solar | JCP&L | Accepted | 2019-12-17 | 2019-12-20 | 2020-12-20 | LG ELECTRONICS | LG 345N1C-V5 | Solar Panels |  | 0.345 | 4 | 235 | 35 |  | Fixed | Roof
Solar Registration Program | NJSRRE1543556325 | Sparta | 7871 | 1 | 8.97 | Residential | No | Behind the Meter | Pro Custom Solar dba Momentum Solar | JCP&L | Accepted | 2019-12-17 | 2019-12-20 | 2020-12-20 | LG ELECTRONICS | LG 345N1C-V5 | Solar Panels |  | 0.345 | 22 | 236 | 33 |  | Fixed | Roof
Solar Registration Program | NJSRRE1543556325 | Sparta | 7871 | 1 | 8.97 | Residential | No | Behind the Meter | Pro Custom Solar dba Momentum Solar | JCP&L | Accepted | 2019-12-17 | 2019-12-20 | 2020-12-20 | Enphase Energy | IQ7-60-2-US | Inverters | 240 |  | 26 |  |  | 0.97 |  | Outdoor | Roof
Solar Registration Program | NJSRRE1543570864 | Union | 7083 | 10 | 8.97 | Residential | Yes | Behind the Meter | Pro Custom Solar dba Momentum Solar | PSE&G | Accepted | 2019-12-19 | 2019-12-26 | 2020-12-26 | LG Electronics | LG 345N1C-V5 | Solar Panels |  | 0.345 | 19 | 127 | 30 |  | Fixed | Roof
Solar Registration Program | NJSRRE1543570864 | Union | 7083 | 10 | 8.97 | Residential | Yes | Behind the Meter | Pro Custom Solar dba Momentum Solar | PSE&G | Accepted | 2019-12-19 | 2019-12-26 | 2020-12-26 | LG Electronics | LG 345N1C-V5 | Solar Panels |  | 0.345 | 7 | 307 | 30 |  | Fixed | Roof
Solar Registration Program | NJSRRE1543570864 | Union | 7083 | 10 | 8.97 | Residential | Yes | Behind the Meter | Pro Custom Solar dba Momentum Solar | PSE&G | Accepted | 2019-12-19 | 2019-12-26 | 2020-12-26 | Enphase Energy | IQ7PLUS-72-2-US | Inverters | 295 |  | 26 |  |  | 0.97 |  | Outdoor | Roof
Solar Registration Program | NJSRRE1540177574 | Middletown | 7748 | 17 | 8.99 | Residential | No | Behind the Meter | Sunrun Installation Services, Inc. | JCP&L | Accepted | 2019-01-02 | 2019-01-07 | 2020-01-07 | REC Solar | REC290TP2 BLK | Solar Panels |  | 0.29 | 22 | 189 | 27 |  | Fixed | Roof
Solar Registration Program | NJSRRE1540177574 | Middletown | 7748 | 17 | 8.99 | Residential | No | Behind the Meter | Sunrun Installation Services, Inc. | JCP&L | Accepted | 2019-01-02 | 2019-01-07 | 2020-01-07 | REC Solar | REC290TP2 BLK | Solar Panels |  | 0.29 | 9 | 278 | 27 |  | Fixed | Roof
Solar Registration Program | NJSRRE1540177574 | Middletown | 7748 | 17 | 8.99 | Residential | No | Behind the Meter | Sunrun Installation Services, Inc. | JCP&L | Accepted | 2019-01-02 | 2019-01-07 | 2020-01-07 | SMA America | SB7.7-1SP-US-40 | Inverters | 7680 |  | 1 |  |  | 0.96 |  | Outdoor | Next To Meter
Solar Registration Program | NJSRRE1540212268 | WILLIAMSTOWN | 8094 | 15 | 8.99 | Residential | Yes | Behind the Meter | Vivint Solar Developer, LLC | AC Electric | Accepted | 2019-01-07 | 2019-01-09 | 2020-01-09 | Hanwha Solar | Q.PEAK DUO BLK-G5 310 | Solar Panels |  | 0.31 | 15 | 272 | 22 |  | Fixed | Roof
Solar Registration Program | NJSRRE1540212268 | WILLIAMSTOWN | 8094 | 15 | 8.99 | Residential | Yes | Behind the Meter | Vivint Solar Developer, LLC | AC Electric | Accepted | 2019-01-07 | 2019-01-09 | 2020-01-09 | Hanwha Solar | Q.PEAK DUO BLK-G5 310 | Solar Panels |  | 0.31 | 14 | 92 | 22 |  | Fixed | Roof
Solar Registration Program | NJSRRE1540212268 | WILLIAMSTOWN | 8094 | 15 | 8.99 | Residential | Yes | Behind the Meter | Vivint Solar Developer, LLC | AC Electric | Accepted | 2019-01-07 | 2019-01-09 | 2020-01-09 | Solar Edge | SE7600H-US | Inverters | 7600 |  | 1 |  |  | 0.992 |  | Outdoor | Near the Utility Meter
Solar Registration Program | NJSRRE1540212947 | Milmay | 8340 | 19 | 8.99 | Residential | Yes | Behind the Meter | Sunrun Installation Services, Inc. | AC Electric | Accepted | 2019-01-07 | 2019-01-10 | 2020-01-10 | REC Solar | REC290TP2 BLK | Solar Panels |  | 0.29 | 8 | 76 | 27 |  | Fixed | Roof
Solar Registration Program | NJSRRE1540212947 | Milmay | 8340 | 19 | 8.99 | Residential | Yes | Behind the Meter | Sunrun Installation Services, Inc. | AC Electric | Accepted | 2019-01-07 | 2019-01-10 | 2020-01-10 | REC Solar | REC290TP2 BLK | Solar Panels |  | 0.29 | 15 | 75 | 34 |  | Fixed | Roof
Solar Registration Program | NJSRRE1540212947 | Milmay | 8340 | 19 | 8.99 | Residential | Yes | Behind the Meter | Sunrun Installation Services, Inc. | AC Electric | Accepted | 2019-01-07 | 2019-01-10 | 2020-01-10 | REC Solar | REC290TP2 BLK | Solar Panels |  | 0.29 | 8 | 255 | 34 |  | Fixed | Roof
Solar Registration Program | NJSRRE1540212947 | Milmay | 8340 | 19 | 8.99 | Residential | Yes | Behind the Meter | Sunrun Installation Services, Inc. | AC Electric | Accepted | 2019-01-07 | 2019-01-10 | 2020-01-10 | SMA America | SB3.8-1SP-US-40 | Inverters | 3800 |  | 2 |  |  | 0.96 |  | Outdoor | Next To Meter
Solar Registration Program | NJSRRE1540235529 | East Brunswick Twp | 8816 | 11 | 8.99 | Residential | Yes | Behind the Meter | Sunrun Installation Services, Inc. | PSE&G | Accepted | 2019-01-11 | 2019-01-16 | 2020-01-16 | REC Solar | REC290TP2 BLK | Solar Panels |  | 0.29 | 24 | 108 | 18 |  | Fixed | Roof
Solar Registration Program | NJSRRE1540235529 | East Brunswick Twp | 8816 | 11 | 8.99 | Residential | Yes | Behind the Meter | Sunrun Installation Services, Inc. | PSE&G | Accepted | 2019-01-11 | 2019-01-16 | 2020-01-16 | REC Solar | REC290TP2 BLK | Solar Panels |  | 0.29 | 7 | 287 | 18 |  | Fixed | Roof
Solar Registration Program | NJSRRE1540235529 | East Brunswick Twp | 8816 | 11 | 8.99 | Residential | Yes | Behind the Meter | Sunrun Installation Services, Inc. | PSE&G | Accepted | 2019-01-11 | 2019-01-16 | 2020-01-16 | SMA America | SB7.7-1SP-US-40 | Inverters | 7680 |  | 1 |  |  | 0.96 |  | Outdoor | Next To Meter
Solar Registration Program | NJSRRE1540349566 | Newark City | 7106 | 9 | 8.99 | Residential | Yes | Behind the Meter | Sunrun Installation Services, Inc. | PSE&G | Accepted | 2019-02-08 | 2019-02-13 | 2020-02-13 | REC Solar | REC290TP2 BLK | Solar Panels |  | 0.29 | 14 | 22 | 34 |  | Fixed | Roof
Solar Registration Program | NJSRRE1540349566 | Newark City | 7106 | 9 | 8.99 | Residential | Yes | Behind the Meter | Sunrun Installation Services, Inc. | PSE&G | Accepted | 2019-02-08 | 2019-02-13 | 2020-02-13 | REC Solar | REC290TP2 BLK | Solar Panels |  | 0.29 | 17 | 202 | 34 |  | Fixed | Roof
Solar Registration Program | NJSRRE1540349566 | Newark City | 7106 | 9 | 8.99 | Residential | Yes | Behind the Meter | Sunrun Installation Services, Inc. | PSE&G | Accepted | 2019-02-08 | 2019-02-13 | 2020-02-13 | SMA America | SB5.0-1SP-US-40 | Inverters | 5000 |  | 1 |  |  | 0.96 |  | Outdoor | Next To Meter
Solar Registration Program | NJSRRE1540349566 | Newark City | 7106 | 9 | 8.99 | Residential | Yes | Behind the Meter | Sunrun Installation Services, Inc. | PSE&G | Accepted | 2019-02-08 | 2019-02-13 | 2020-02-13 | SMA America | SB3.0-1SP-US-40 | Inverters | 3000 |  | 1 |  |  | 0.96 |  | Outdoor | Next To Meter
Solar Registration Program | NJSRRE1540402078 | Hackensack City | 7601 | 7 | 8.99 | Residential | Yes | Behind the Meter | Sunrun Installation Services, Inc. | PSE&G | Accepted | 2019-02-27 | 2019-03-01 | 2020-03-01 | REC Solar | REC290TP2 BLK | Solar Panels |  | 0.29 | 6 | 307 | 27 |  | Fixed | Roof
Solar Registration Program | NJSRRE1540402078 | Hackensack City | 7601 | 7 | 8.99 | Residential | Yes | Behind the Meter | Sunrun Installation Services, Inc. | PSE&G | Accepted | 2019-02-27 | 2019-03-01 | 2020-03-01 | REC Solar | REC290TP2 BLK | Solar Panels |  | 0.29 | 23 | 127 | 26 |  | Fixed | Roof
Solar Registration Program | NJSRRE1540402078 | Hackensack City | 7601 | 7 | 8.99 | Residential | Yes | Behind the Meter | Sunrun Installation Services, Inc. | PSE&G | Accepted | 2019-02-27 | 2019-03-01 | 2020-03-01 | REC Solar | REC290TP2 BLK | Solar Panels |  | 0.29 | 2 | 217 | 27 |  | Fixed | Roof
Solar Registration Program | NJSRRE1540402078 | Hackensack City | 7601 | 7 | 8.99 | Residential | Yes | Behind the Meter | Sunrun Installation Services, Inc. | PSE&G | Accepted | 2019-02-27 | 2019-03-01 | 2020-03-01 | SolarEdge Technologies | SE7600H-USRGM | Inverters | 7600 |  | 1 |  |  | 0.96 |  | Outdoor | Next To Meter
Solar Registration Program | NJSRRE1540407522 | Union City | 7087 | 8 | 8.99 | Residential | No | Behind the Meter | Sunrun Installation Services, Inc. | PSE&G | Accepted | 2019-02-28 | 2019-03-01 | 2020-03-01 | REC Solar | REC290TP2 BLK | Solar Panels |  | 0.29 | 31 | 211 | 10 |  | Fixed | Roof
Solar Registration Program | NJSRRE1540407522 | Union City | 7087 | 8 | 8.99 | Residential | No | Behind the Meter | Sunrun Installation Services, Inc. | PSE&G | Accepted | 2019-02-28 | 2019-03-01 | 2020-03-01 | SolarEdge Technologies | SE7600H-USRGM | Inverters | 7600 |  | 1 |  |  | 0.96 |  | Outdoor | Next To Meter
Solar Registration Program | NJSRRE1540412682 | Brick | 8724 | 18 | 8.99 | Residential | Yes | Behind the Meter | Sunrun Installation Services, Inc. | JCP&L | Accepted | 2019-03-01 | 2019-03-04 | 2020-03-04 | SMA America | SB7.7-1SP-US-40 | Inverters | 7680 |  | 1 |  |  | 0.96 |  | Outdoor | Next To Meter
Solar Registration Program | NJSRRE1540412682 | Brick | 8724 | 18 | 8.99 | Residential | Yes | Behind the Meter | Sunrun Installation Services, Inc. | JCP&L | Accepted | 2019-03-01 | 2019-03-04 | 2020-03-04 | REC Solar | REC290TP2 BLK | Solar Panels |  | 0.29 | 13 | 139 | 18 |  | Fixed | Roof
Solar Registration Program | NJSRRE1540412682 | Brick | 8724 | 18 | 8.99 | Residential | Yes | Behind the Meter | Sunrun Installation Services, Inc. | JCP&L | Accepted | 2019-03-01 | 2019-03-04 | 2020-03-04 | REC Solar | REC290TP2 BLK | Solar Panels |  | 0.29 | 18 | 138 | 9 |  | Fixed | Roof
Solar Registration Program | NJSRRE1540412689 | Budd Lake | 7828 | 3 | 8.99 | Residential | Yes | Behind the Meter | Sunrun Installation Services, Inc. | JCP&L | Accepted | 2019-03-01 | 2019-03-04 | 2020-03-04 | REC Solar | REC290TP2 BLK | Solar Panels |  | 0.29 | 23 | 237 | 23 |  | Fixed | Roof
Solar Registration Program | NJSRRE1540412689 | Budd Lake | 7828 | 3 | 8.99 | Residential | Yes | Behind the Meter | Sunrun Installation Services, Inc. | JCP&L | Accepted | 2019-03-01 | 2019-03-04 | 2020-03-04 | REC Solar | REC290TP2 BLK | Solar Panels |  | 0.29 | 8 | 57 | 23 |  | Fixed | Roof
Solar Registration Program | NJSRRE1540412689 | Budd Lake | 7828 | 3 | 8.99 | Residential | Yes | Behind the Meter | Sunrun Installation Services, Inc. | JCP&L | Accepted | 2019-03-01 | 2019-03-04 | 2020-03-04 | SMA America | SB7.7-1SP-US-40 | Inverters | 7680 |  | 1 |  |  | 0.96 |  | Outdoor | Next To Meter
Solar Registration Program | NJSRRE1540458747 | Paterson City | 7514 | 6 | 8.99 | Residential | No | Behind the Meter | Sunrun Installation Services, Inc. | PSE&G | Accepted | 2019-03-07 | 2019-03-08 | 2020-03-08 | REC Solar | REC290TP2 BLK | Solar Panels |  | 0.29 | 31 | 193 | 40 |  | Fixed | Roof
Solar Registration Program | NJSRRE1540458747 | Paterson City | 7514 | 6 | 8.99 | Residential | No | Behind the Meter | Sunrun Installation Services, Inc. | PSE&G | Accepted | 2019-03-07 | 2019-03-08 | 2020-03-08 | SolarEdge Technologies | SE7600H-USRGM | Inverters | 7600 |  | 1 |  |  | 0.96 |  | Outdoor | Next To Meter
Solar Registration Program | NJSRRE1540480774 | Hopatcong | 7843 | 1 | 8.99 | Residential | Yes | Behind the Meter | Sunrun Installation Services, Inc. | JCP&L | Accepted | 2019-03-13 | 2019-03-14 | 2020-03-14 | REC Solar | REC290TP2 BLK | Solar Panels |  | 0.29 | 19 | 123 | 9 |  | Fixed | Roof
Solar Registration Program | NJSRRE1540480774 | Hopatcong | 7843 | 1 | 8.99 | Residential | Yes | Behind the Meter | Sunrun Installation Services, Inc. | JCP&L | Accepted | 2019-03-13 | 2019-03-14 | 2020-03-14 | REC Solar | REC290TP2 BLK | Solar Panels |  | 0.29 | 12 | 303 | 18 |  | Fixed | Roof
Solar Registration Program | NJSRRE1540480774 | Hopatcong | 7843 | 1 | 8.99 | Residential | Yes | Behind the Meter | Sunrun Installation Services, Inc. | JCP&L | Accepted | 2019-03-13 | 2019-03-14 | 2020-03-14 | SMA America | SB7.7-1SP-US-40 | Inverters | 7680 |  | 1 |  |  | 0.96 |  | Outdoor | Next To Meter
Solar Registration Program | NJSRRE1540820440 | Washington TWP | 7676 | 7 | 8.99 | Residential | Yes | Behind the Meter | Sunrun Installation Services, Inc. | PSE&G | Accepted | 2019-04-04 | 2019-04-05 | 2020-04-05 | REC Solar | REC290TP2 BLK | Solar Panels |  | 0.29 | 3 | 113 | 21 |  | Fixed | Roof
Solar Registration Program | NJSRRE1540820440 | Washington TWP | 7676 | 7 | 8.99 | Residential | Yes | Behind the Meter | Sunrun Installation Services, Inc. | PSE&G | Accepted | 2019-04-04 | 2019-04-05 | 2020-04-05 | SolarEdge Technologies | SE7600H-USRGM | Inverters | 7600 |  | 1 |  |  | 0.96 |  | Outdoor | meter
Solar Registration Program | NJSRRE1540820440 | Washington TWP | 7676 | 7 | 8.99 | Residential | Yes | Behind the Meter | Sunrun Installation Services, Inc. | PSE&G | Accepted | 2019-04-04 | 2019-04-05 | 2020-04-05 | REC Solar | REC290TP2 BLK | Solar Panels |  | 0.29 | 28 | 202 | 23 |  | Fixed | Roof
Solar Registration Program | NJSRRE1540823106 | Livingston Twp | 7039 | 9 | 8.99 | Residential | Yes | Behind the Meter | Sunrun Installation Services, Inc. | PSE&G | Accepted | 2019-04-05 | 2019-04-09 | 2020-04-09 | REC Solar | REC290TP2 BLK | Solar Panels |  | 0.29 | 28 | 132 | 18 |  | Fixed | Roof
Solar Registration Program | NJSRRE1540823106 | Livingston Twp | 7039 | 9 | 8.99 | Residential | Yes | Behind the Meter | Sunrun Installation Services, Inc. | PSE&G | Accepted | 2019-04-05 | 2019-04-09 | 2020-04-09 | REC Solar | REC290TP2 BLK | Solar Panels |  | 0.29 | 3 | 312 | 18 |  | Fixed | Roof
Solar Registration Program | NJSRRE1540823106 | Livingston Twp | 7039 | 9 | 8.99 | Residential | Yes | Behind the Meter | Sunrun Installation Services, Inc. | PSE&G | Accepted | 2019-04-05 | 2019-04-09 | 2020-04-09 | SolarEdge Technologies | SE7600H-USRGM | Inverters | 7600 |  | 1 |  |  | 0.96 |  | Outdoor | Next To Meter
Solar Registration Program | NJSRRE1540823395 | Ringwood | 7456 | 6 | 8.99 | Residential | Yes | Behind the Meter | Sunrun Installation Services, Inc. | Orange Rockland Electric | Accepted | 2019-04-05 | 2019-04-09 | 2020-04-09 | REC Solar | REC290TP2 BLK | Solar Panels |  | 0.29 | 8 | 191 | 27 |  | Fixed | Roof
Solar Registration Program | NJSRRE1540823395 | Ringwood | 7456 | 6 | 8.99 | Residential | Yes | Behind the Meter | Sunrun Installation Services, Inc. | Orange Rockland Electric | Accepted | 2019-04-05 | 2019-04-09 | 2020-04-09 | REC Solar | REC290TP2 BLK | Solar Panels |  | 0.29 | 23 | 100 | 27 |  | Fixed | Roof
Solar Registration Program | NJSRRE1540823395 | Ringwood | 7456 | 6 | 8.99 | Residential | Yes | Behind the Meter | Sunrun Installation Services, Inc. | Orange Rockland Electric | Accepted | 2019-04-05 | 2019-04-09 | 2020-04-09 | SMA America | SB7.7-1SP-US-40 | Inverters | 7680 |  | 1 |  |  | 0.96 |  | Outdoor | Next To Meter
Solar Registration Program | NJSRRE1540874990 | Avenel | 7001 | 11 | 8.99 | Residential | No | Behind the Meter | Sunrun Installation Services, Inc. | PSE&G | Accepted | 2019-04-23 | 2019-04-24 | 2020-04-24 | REC Solar | REC290TP2 BLK | Solar Panels |  | 0.29 | 13 | 100 | 18 |  | Fixed | Roof
Solar Registration Program | NJSRRE1540874990 | Avenel | 7001 | 11 | 8.99 | Residential | No | Behind the Meter | Sunrun Installation Services, Inc. | PSE&G | Accepted | 2019-04-23 | 2019-04-24 | 2020-04-24 | REC Solar | REC290TP2 BLK | Solar Panels |  | 0.29 | 18 | 280 | 18 |  | Fixed | Roof
Solar Registration Program | NJSRRE1540874990 | Avenel | 7001 | 11 | 8.99 | Residential | No | Behind the Meter | Sunrun Installation Services, Inc. | PSE&G | Accepted | 2019-04-23 | 2019-04-24 | 2020-04-24 | SMA America | SB7.7-1SP-US-40 | Inverters | 7680 |  | 1 |  |  | 0.96 |  | Outdoor | Next To Meter
Solar Registration Program | NJSRRE1540962611 | Ewing Township | 8638 | 12 | 8.99 | Residential | No | Behind the Meter | Sunrun Installation Services, Inc. | PSE&G | Accepted | 2019-05-06 | 2019-05-13 | 2020-05-13 | REC Solar | REC290TP2 BLK | Solar Panels |  | 0.29 | 27 | 134 | 23 |  | Fixed | Roof
Solar Registration Program | NJSRRE1540962611 | Ewing Township | 8638 | 12 | 8.99 | Residential | No | Behind the Meter | Sunrun Installation Services, Inc. | PSE&G | Accepted | 2019-05-06 | 2019-05-13 | 2020-05-13 | REC Solar | REC290TP2 BLK | Solar Panels |  | 0.29 | 4 | 224 | 23 |  | Fixed | Roof
Solar Registration Program | NJSRRE1540962611 | Ewing Township | 8638 | 12 | 8.99 | Residential | No | Behind the Meter | Sunrun Installation Services, Inc. | PSE&G | Accepted | 2019-05-06 | 2019-05-13 | 2020-05-13 | SolarEdge Technologies | SE7600H-USRGM | Inverters | 7600 |  | 1 |  |  | 0.96 |  | Outdoor | Next To Meter
Solar Registration Program | NJSRRE1540981691 | Fords | 8863 | 11 | 8.99 | Residential | Yes | Behind the Meter | Suntuity Solar LLC | PSE&G | Accepted | 2019-05-11 | 2019-05-15 | 2020-05-15 | Yingli Green Energy | YL310D-30b | Solar Panels |  | 0.31 | 24 | 187 | 23 |  | Fixed | Roof
Solar Registration Program | NJSRRE1540981691 | Fords | 8863 | 11 | 8.99 | Residential | Yes | Behind the Meter | Suntuity Solar LLC | PSE&G | Accepted | 2019-05-11 | 2019-05-15 | 2020-05-15 | Yingli Green Energy | YL310D-30b | Solar Panels |  | 0.31 | 5 | 227 | 23 |  | Fixed | Roof
Solar Registration Program | NJSRRE1540981691 | Fords | 8863 | 11 | 8.99 | Residential | Yes | Behind the Meter | Suntuity Solar LLC | PSE&G | Accepted | 2019-05-11 | 2019-05-15 | 2020-05-15 | Enphase Energy | IQ7-60-2-US | Inverters | 240 |  | 29 |  |  | 0.97 |  | Outdoor | Behind the PV Modules
Solar Registration Program | NJSRRE1541024607 | Bradley Beach | 7720 | 17 | 8.99 | Residential | Yes | Behind the Meter | Sunrun Installation Services, Inc. | JCP&L | Accepted | 2019-05-18 | 2019-05-22 | 2020-05-22 | SMA America | SB7.7-1SP-US-40 | Inverters | 7680 |  | 1 |  |  | 0.96 |  | Outdoor | Next To Meter
Solar Registration Program | NJSRRE1541024607 | Bradley Beach | 7720 | 17 | 8.99 | Residential | Yes | Behind the Meter | Sunrun Installation Services, Inc. | JCP&L | Accepted | 2019-05-18 | 2019-05-22 | 2020-05-22 | REC Solar | REC290TP2 BLK | Solar Panels |  | 0.29 | 31 | 101 | 30 |  | Fixed | Roof
Solar Registration Program | NJSRRE1541419995 | Ridgefield Park | 7660 | 7 | 8.99 | Residential | Yes | Behind the Meter | Sunrun Installation Services, Inc. | PSE&G | Accepted | 2019-06-18 | 2019-06-21 | 2020-06-21 | REC Solar | REC290TP2 BLK | Solar Panels |  | 0.29 | 6 | 15 | 23 |  | Fixed | Roof
Solar Registration Program | NJSRRE1541419995 | Ridgefield Park | 7660 | 7 | 8.99 | Residential | Yes | Behind the Meter | Sunrun Installation Services, Inc. | PSE&G | Accepted | 2019-06-18 | 2019-06-21 | 2020-06-21 | REC Solar | REC290TP2 BLK | Solar Panels |  | 0.29 | 4 | 193 | 23 |  | Fixed | Roof
Solar Registration Program | NJSRRE1541419995 | Ridgefield Park | 7660 | 7 | 8.99 | Residential | Yes | Behind the Meter | Sunrun Installation Services, Inc. | PSE&G | Accepted | 2019-06-18 | 2019-06-21 | 2020-06-21 | REC Solar | REC290TP2 BLK | Solar Panels |  | 0.29 | 21 | 195 | 45 |  | Fixed | Roof
Solar Registration Program | NJSRRE1541419995 | Ridgefield Park | 7660 | 7 | 8.99 | Residential | Yes | Behind the Meter | Sunrun Installation Services, Inc. | PSE&G | Accepted | 2019-06-18 | 2019-06-21 | 2020-06-21 | SolarEdge Technologies | SE7600H-USRGM | Inverters | 7600 |  | 1 |  |  | 0.96 |  | Outdoor | Next To Meter
Solar Registration Program | NJSRRE1541494833 | North Plainfield | 7060 | 10 | 8.99 | Residential | Yes | Behind the Meter | Suntuity Solar LLC | PSE&G | Accepted | 2019-06-26 | 2019-06-28 | 2020-06-28 | Yingli Green Energy | YL310D-30b | Solar Panels |  | 0.31 | 11 | 220 | 10 |  | Fixed | Roof
Solar Registration Program | NJSRRE1541494833 | North Plainfield | 7060 | 10 | 8.99 | Residential | Yes | Behind the Meter | Suntuity Solar LLC | PSE&G | Accepted | 2019-06-26 | 2019-06-28 | 2020-06-28 | Yingli Green Energy | YL310D-30b | Solar Panels |  | 0.31 | 12 | 220 | 15 |  | Fixed | Roof
Solar Registration Program | NJSRRE1541494833 | North Plainfield | 7060 | 10 | 8.99 | Residential | Yes | Behind the Meter | Suntuity Solar LLC | PSE&G | Accepted | 2019-06-26 | 2019-06-28 | 2020-06-28 | Yingli Green Energy | YL310D-30b | Solar Panels |  | 0.31 | 6 | 40 | 35 |  | Fixed | Roof
Solar Registration Program | NJSRRE1541494833 | North Plainfield | 7060 | 10 | 8.99 | Residential | Yes | Behind the Meter | Suntuity Solar LLC | PSE&G | Accepted | 2019-06-26 | 2019-06-28 | 2020-06-28 | Enphase Energy | IQ7-60-2-US | Inverters | 240 |  | 29 |  |  | 0.97 |  | Outdoor | Behind the PV Modules
Solar Registration Program | NJSRRE1541500284 | Little Egg Harbor Township | 8087 | 18 | 8.99 | Residential | No | Behind the Meter | Suntuity Solar LLC | AC Electric | Accepted | 2019-06-27 | 2019-07-01 | 2020-07-01 | Yingli Green Energy | YL310D-30b | Solar Panels |  | 0.31 | 29 | 228 | 18 |  | Fixed | Roof
Solar Registration Program | NJSRRE1541500284 | Little Egg Harbor Township | 8087 | 18 | 8.99 | Residential | No | Behind the Meter | Suntuity Solar LLC | AC Electric | Accepted | 2019-06-27 | 2019-07-01 | 2020-07-01 | Enphase Energy | IQ7-60-2-US | Inverters | 240 |  | 29 |  |  | 0.97 |  | Outdoor | Behind the PV Modules
Solar Registration Program | NJSRRE1541515473 | Linden City | 7036 | 10 | 8.99 | Residential | Yes | Behind the Meter | Sunrun Installation Services, Inc. | PSE&G | Accepted | 2019-07-01 | 2019-07-03 | 2020-07-03 | REC Solar | REC290TP2 BLK | Solar Panels |  | 0.29 | 17 | 305 | 30 |  | Fixed | Roof
Solar Registration Program | NJSRRE1541515473 | Linden City | 7036 | 10 | 8.99 | Residential | Yes | Behind the Meter | Sunrun Installation Services, Inc. | PSE&G | Accepted | 2019-07-01 | 2019-07-03 | 2020-07-03 | REC Solar | REC290TP2 BLK | Solar Panels |  | 0.29 | 2 | 125 | 30 |  | Fixed | Roof
Solar Registration Program | NJSRRE1541515473 | Linden City | 7036 | 10 | 8.99 | Residential | Yes | Behind the Meter | Sunrun Installation Services, Inc. | PSE&G | Accepted | 2019-07-01 | 2019-07-03 | 2020-07-03 | REC Solar | REC290TP2 BLK | Solar Panels |  | 0.29 | 12 | 126 | 14 |  | Fixed | Roof
Solar Registration Program | NJSRRE1541515473 | Linden City | 7036 | 10 | 8.99 | Residential | Yes | Behind the Meter | Sunrun Installation Services, Inc. | PSE&G | Accepted | 2019-07-01 | 2019-07-03 | 2020-07-03 | SolarEdge Technologies | SE7600H-USRGM | Inverters | 7600 |  | 1 |  |  | 0.96 |  | Outdoor | Next To Meter
Solar Registration Program | NJSRRE1541629631 | Bridgewater Township | 8807 | 5 | 8.99 | Residential | No | Behind the Meter | Sunrun Installation Services, Inc. | PSE&G | Accepted | 2019-07-10 | 2019-07-15 | 2020-07-15 | REC Solar | REC290TP2 BLK | Solar Panels |  | 0.29 | 31 | 189 | 23 |  | Fixed | Roof
Solar Registration Program | NJSRRE1541629631 | Bridgewater Township | 8807 | 5 | 8.99 | Residential | No | Behind the Meter | Sunrun Installation Services, Inc. | PSE&G | Accepted | 2019-07-10 | 2019-07-15 | 2020-07-15 | Ningbo Ginlong Technologies | Solis-1P7.6K-4G-US | Inverters | 7600 |  | 1 |  |  | 0.96 |  | Outdoor | Next To Meter
Solar Registration Program | NJSRRE1541631385 | Williamstown | 8094 | 15 | 8.99 | Residential | Yes | Behind the Meter | Suntuity Solar LLC | AC Electric | Accepted | 2019-07-11 | 2019-07-15 | 2020-07-15 | Yingli Green Energy | YL310D-30b | Solar Panels |  | 0.31 | 26 | 191 | 22 |  | Fixed | Roof
Solar Registration Program | NJSRRE1541631385 | Williamstown | 8094 | 15 | 8.99 | Residential | Yes | Behind the Meter | Suntuity Solar LLC | AC Electric | Accepted | 2019-07-11 | 2019-07-15 | 2020-07-15 | Yingli Green Energy | YL310D-30b | Solar Panels |  | 0.31 | 3 | 191 | 23 |  | Fixed | Roof
Solar Registration Program | NJSRRE1541631385 | Williamstown | 8094 | 15 | 8.99 | Residential | Yes | Behind the Meter | Suntuity Solar LLC | AC Electric | Accepted | 2019-07-11 | 2019-07-15 | 2020-07-15 | Enphase Energy | IQ7-60-2-US | Inverters | 240 |  | 29 |  |  | 0.97 |  | Outdoor | Behind the PV Modules
Solar Registration Program | NJSRRE1541634978 | Livingston | 7039 | 9 | 8.99 | Residential | No | Behind the Meter | Ampericon | PSE&G | Accepted | 2019-07-11 | 2019-07-29 | 2020-07-29 | Silfab | SLA-M-310 | Solar Panels |  | 0.31 | 13 | 182 | 20 |  | Fixed | Roof
Solar Registration Program | NJSRRE1541634978 | Livingston | 7039 | 9 | 8.99 | Residential | No | Behind the Meter | Ampericon | PSE&G | Accepted | 2019-07-11 | 2019-07-29 | 2020-07-29 | Silfab | SLA-M-310 | Solar Panels |  | 0.31 | 9 | 182 | 20 |  | Fixed | Roof
Solar Registration Program | NJSRRE1541634978 | Livingston | 7039 | 9 | 8.99 | Residential | No | Behind the Meter | Ampericon | PSE&G | Accepted | 2019-07-11 | 2019-07-29 | 2020-07-29 | Silfab | SLA-M-310 | Solar Panels |  | 0.31 | 7 | 92 | 20 |  | Fixed | Roof
Solar Registration Program | NJSRRE1541634978 | Livingston | 7039 | 9 | 8.99 | Residential | No | Behind the Meter | Ampericon | PSE&G | Accepted | 2019-07-11 | 2019-07-29 | 2020-07-29 | EnPhase | EnVoy IQ Metered | Meters |  |  | 1 |  |  |  | Yes | Outdoor
Solar Registration Program | NJSRRE1541634978 | Livingston | 7039 | 9 | 8.99 | Residential | No | Behind the Meter | Ampericon | PSE&G | Accepted | 2019-07-11 | 2019-07-29 | 2020-07-29 | EnPhase | IQ7 | Inverters | 240 |  | 29 |  |  | 0.965 |  | Other | Roof
Solar Registration Program | NJSRRE1541637142 | Tuckerton | 8087 | 18 | 8.99 | Residential | Yes | Behind the Meter | Suntuity Solar LLC | AC Electric | Accepted | 2019-07-12 | 2019-07-16 | 2020-07-16 | Yingli Green Energy | YL310D-30b | Solar Panels |  | 0.31 | 16 | 82 | 49 |  | Fixed | Roof
Solar Registration Program | NJSRRE1541637142 | Tuckerton | 8087 | 18 | 8.99 | Residential | Yes | Behind the Meter | Suntuity Solar LLC | AC Electric | Accepted | 2019-07-12 | 2019-07-16 | 2020-07-16 | Yingli Green Energy | YL310D-30b | Solar Panels |  | 0.31 | 13 | 79 | 35 |  | Fixed | Roof
Solar Registration Program | NJSRRE1541637142 | Tuckerton | 8087 | 18 | 8.99 | Residential | Yes | Behind the Meter | Suntuity Solar LLC | AC Electric | Accepted | 2019-07-12 | 2019-07-16 | 2020-07-16 | Enphase Energy | IQ7-60-2-US | Inverters | 240 |  | 29 |  |  | 0.97 |  | Outdoor | Behind the PV Modules
Solar Registration Program | NJSRRE1541693501 | Bloomfield | 7003 | 9 | 8.99 | Residential | No | Behind the Meter | New Jersey Suntech | PSE&G | Final As-Built Received | 2019-07-22 | 2019-07-24 | 2020-07-24 | Jinko | JKM310-M-60 | Solar Panels |  | 0.31 | 29 | 268 | 42 |  | Fixed | Roof
Solar Registration Program | NJSRRE1541693501 | Bloomfield | 7003 | 9 | 8.99 | Residential | No | Behind the Meter | New Jersey Suntech | PSE&G | Final As-Built Received | 2019-07-22 | 2019-07-24 | 2020-07-24 | Solaredge | SE7600-US | Inverters | 7600 |  | 1 |  |  | 0.97 |  | Outdoor | Side of house next to utility meter
Solar Registration Program | NJSRRE1541699013 | Franklin Township | 8823 | 5 | 8.99 | Residential | Yes | Behind the Meter | Sunrun Installation Services, Inc. | PSE&G | Accepted | 2019-07-24 | 2019-07-26 | 2020-07-26 | REC Solar | REC290TP2 BLK | Solar Panels |  | 0.29 | 5 | 210 | 39 |  | Fixed | Roof
Solar Registration Program | NJSRRE1541699013 | Franklin Township | 8823 | 5 | 8.99 | Residential | Yes | Behind the Meter | Sunrun Installation Services, Inc. | PSE&G | Accepted | 2019-07-24 | 2019-07-26 | 2020-07-26 | REC Solar | REC290TP2 BLK | Solar Panels |  | 0.29 | 26 | 119 | 27 |  | Fixed | Roof
Solar Registration Program | NJSRRE1541699013 | Franklin Township | 8823 | 5 | 8.99 | Residential | Yes | Behind the Meter | Sunrun Installation Services, Inc. | PSE&G | Accepted | 2019-07-24 | 2019-07-26 | 2020-07-26 | Ningbo Ginlong Technologies | Solis-1P7.6K-4G-US | Inverters | 7600 |  | 1 |  |  | 0.96 |  | Outdoor | Next To Meter
Solar Registration Program | NJSRRE1541705327 | Eatontown | 7724 | 17 | 8.99 | Residential | No | Behind the Meter | Suntuity Solar LLC | JCP&L | Accepted | 2019-07-26 | 2019-07-30 | 2020-07-30 | Yingli Green Energy | YL310D-30b | Solar Panels |  | 0.31 | 21 | 122 | 22 |  | Fixed | Roof
Solar Registration Program | NJSRRE1541705327 | Eatontown | 7724 | 17 | 8.99 | Residential | No | Behind the Meter | Suntuity Solar LLC | JCP&L | Accepted | 2019-07-26 | 2019-07-30 | 2020-07-30 | Yingli Green Energy | YL310D-30b | Solar Panels |  | 0.31 | 8 | 212 | 21 |  | Fixed | Roof
Solar Registration Program | NJSRRE1541705327 | Eatontown | 7724 | 17 | 8.99 | Residential | No | Behind the Meter | Suntuity Solar LLC | JCP&L | Accepted | 2019-07-26 | 2019-07-30 | 2020-07-30 | Enphase Energy | IQ7-60-2-US | Inverters | 240 |  | 29 |  |  | 0.97 |  | Outdoor | Behind the PV Modules
Solar Registration Program | NJSRRE1541721758 | Evesham Township | 8053 | 13 | 8.99 | Residential | Yes | Behind the Meter | Suntuity Solar LLC | AC Electric | Accepted | 2019-07-31 | 2019-08-05 | 2020-08-05 | Yingli Green Energy | YL310D-30b | Solar Panels |  | 0.31 | 29 | 253 | 21 |  | Fixed | Roof
Solar Registration Program | NJSRRE1541721758 | Evesham Township | 8053 | 13 | 8.99 | Residential | Yes | Behind the Meter | Suntuity Solar LLC | AC Electric | Accepted | 2019-07-31 | 2019-08-05 | 2020-08-05 | Enphase Energy | IQ7-60-2-US | Inverters | 240 |  | 29 |  |  | 0.97 |  | Outdoor | Behind the PV Modules
Solar Registration Program | NJSRRE1541815074 | Manalapan | 7726 | 17 | 8.99 | Residential | Yes | Behind the Meter | Solar Energy World | JCP&L | Accepted | 2019-08-12 | 2019-08-23 | 2020-08-23 | LONGi Green Energy Technology | LR6-60PE-310M | Solar Panels |  | 0.31 | 29 | 124 | 22 |  | Fixed | Roof
Solar Registration Program | NJSRRE1541815074 | Manalapan | 7726 | 17 | 8.99 | Residential | Yes | Behind the Meter | Solar Energy World | JCP&L | Accepted | 2019-08-12 | 2019-08-23 | 2020-08-23 | Solar Edge | SE7600H-USRGM | Inverters | 7600 |  | 1 |  |  | 0.98 |  | Outside | near meter
Solar Registration Program | NJSRRE1541821173 | East Brunswick | 8816 | 11 | 8.99 | Residential | No | Behind the Meter | Sunrun Installation Services, Inc. | PSE&G | Accepted | 2019-08-13 | 2019-08-23 | 2020-08-23 | REC Solar | REC290TP2 BLK | Solar Panels |  | 0.29 | 5 | 90 | 20 |  | Fixed | Roof
Solar Registration Program | NJSRRE1541821173 | East Brunswick | 8816 | 11 | 8.99 | Residential | No | Behind the Meter | Sunrun Installation Services, Inc. | PSE&G | Accepted | 2019-08-13 | 2019-08-23 | 2020-08-23 | REC Solar | REC290TP2 BLK | Solar Panels |  | 0.29 | 5 | 270 | 20 |  | Fixed | Roof
Solar Registration Program | NJSRRE1541821173 | East Brunswick | 8816 | 11 | 8.99 | Residential | No | Behind the Meter | Sunrun Installation Services, Inc. | PSE&G | Accepted | 2019-08-13 | 2019-08-23 | 2020-08-23 | REC Solar | REC290TP2 BLK | Solar Panels |  | 0.29 | 21 | 180 | 20 |  | Fixed | Roof
Solar Registration Program | NJSRRE1541821173 | East Brunswick | 8816 | 11 | 8.99 | Residential | No | Behind the Meter | Sunrun Installation Services, Inc. | PSE&G | Accepted | 2019-08-13 | 2019-08-23 | 2020-08-23 | SolarEdge Technologies | SE7600H-USRGM | Inverters | 7600 |  | 1 |  |  | 0.96 |  | Outdoor | Next To Meter
Solar Registration Program | NJSRRE1541845134 | Randolph | 7869 | 3 | 8.99 | Residential | No | Behind the Meter | American Home Contractors | JCP&L | Accepted | 2019-08-30 | 2019-09-04 | 2020-09-04 | SilFab | SLA-M 310 | Solar Panels |  | 0.31 | 29 | 189 | 33 |  | Fixed | Roof
Solar Registration Program | NJSRRE1541845134 | Randolph | 7869 | 3 | 8.99 | Residential | No | Behind the Meter | American Home Contractors | JCP&L | Accepted | 2019-08-30 | 2019-09-04 | 2020-09-04 | Solar Edge | SE7600H-US | Inverters | 7600 |  | 1 |  |  | 0.97 |  | Outside | outside on the right side of home
Solar Registration Program | NJSRRE1541871765 | Cedar Grove | 7009 | 9 | 8.99 | Residential | Yes | Behind the Meter | Sunrun Installation Services, Inc. | PSE&G | Accepted | 2019-08-21 | 2019-08-26 | 2020-08-26 | REC Solar | REC290TP2 BLK | Solar Panels |  | 0.29 | 15 | 20 | 30 |  | Fixed | Roof
Solar Registration Program | NJSRRE1541871765 | Cedar Grove | 7009 | 9 | 8.99 | Residential | Yes | Behind the Meter | Sunrun Installation Services, Inc. | PSE&G | Accepted | 2019-08-21 | 2019-08-26 | 2020-08-26 | REC Solar | REC290TP2 BLK | Solar Panels |  | 0.29 | 6 | 199 | 30 |  | Fixed | Roof
Solar Registration Program | NJSRRE1541871765 | Cedar Grove | 7009 | 9 | 8.99 | Residential | Yes | Behind the Meter | Sunrun Installation Services, Inc. | PSE&G | Accepted | 2019-08-21 | 2019-08-26 | 2020-08-26 | REC Solar | REC290TP2 BLK | Solar Panels |  | 0.29 | 8 | 110 | 18 |  | Fixed | Roof
Solar Registration Program | NJSRRE1541871765 | Cedar Grove | 7009 | 9 | 8.99 | Residential | Yes | Behind the Meter | Sunrun Installation Services, Inc. | PSE&G | Accepted | 2019-08-21 | 2019-08-26 | 2020-08-26 | REC Solar | REC290TP2 BLK | Solar Panels |  | 0.29 | 2 | 290 | 30 |  | Fixed | Roof
Solar Registration Program | NJSRRE1541871765 | Cedar Grove | 7009 | 9 | 8.99 | Residential | Yes | Behind the Meter | Sunrun Installation Services, Inc. | PSE&G | Accepted | 2019-08-21 | 2019-08-26 | 2020-08-26 | SolarEdge Technologies | SE7600H-USRGM | Inverters | 7600 |  | 1 |  |  | 0.96 |  | Outdoor | Next To Meter
Solar Registration Program | NJSRRE1542408903 | Edison | 8817 | 11 | 8.99 | Residential | Yes | Behind the Meter | All Season Solar | PSE&G | Accepted | 2019-09-16 | 2019-09-18 | 2020-09-18 | Trina | TSM DD05A.05II 310W AUG 2019 | Solar Panels |  | 0.31 | 29 | 220 | 26 |  | Fixed | Roof
Solar Registration Program | NJSRRE1542408903 | Edison | 8817 | 11 | 8.99 | Residential | Yes | Behind the Meter | All Season Solar | PSE&G | Accepted | 2019-09-16 | 2019-09-18 | 2020-09-18 | Enphase | IQ7 | Inverters | 240 |  | 29 |  |  | 0.97 |  | Outdoor | Under Module
Solar Registration Program | NJSRRE1542416659 | Hillsdale | 7642 | 7 | 8.99 | Residential | Yes | Behind the Meter | Sunrun Installation Services, Inc. | PSE&G | Accepted | 2019-09-18 | 2019-09-20 | 2020-09-20 | REC Solar | REC290TP2 BLK | Solar Panels |  | 0.29 | 14 | 3 | 30 |  | Fixed | Roof
Solar Registration Program | NJSRRE1542416659 | Hillsdale | 7642 | 7 | 8.99 | Residential | Yes | Behind the Meter | Sunrun Installation Services, Inc. | PSE&G | Accepted | 2019-09-18 | 2019-09-20 | 2020-09-20 | REC Solar | REC290TP2 BLK | Solar Panels |  | 0.29 | 17 | 183 | 30 |  | Fixed | Roof
Solar Registration Program | NJSRRE1542416659 | Hillsdale | 7642 | 7 | 8.99 | Residential | Yes | Behind the Meter | Sunrun Installation Services, Inc. | PSE&G | Accepted | 2019-09-18 | 2019-09-20 | 2020-09-20 | Ningbo Ginlong Technologies | Solis-1P9K-4G-US | Inverters | 9000 |  | 1 |  |  | 0.96 |  | Outdoor | Next To Meter
Solar Registration Program | NJSRRE1542422591 | Toms River | 8755 | 18 | 8.99 | Residential | Yes | Behind the Meter | Powerlutions | JCP&L | Final As-Built Received | 2019-09-19 | 2019-09-23 | 2020-09-23 | Axitec | AC-310P/156-72S | Solar Panels |  | 0.31 | 29 | 213 | 33 |  | Fixed | Roof
Solar Registration Program | NJSRRE1542422591 | Toms River | 8755 | 18 | 8.99 | Residential | Yes | Behind the Meter | Powerlutions | JCP&L | Final As-Built Received | 2019-09-19 | 2019-09-23 | 2020-09-23 | Solar Edge | SE7600H-US | Inverters | 7.6 |  | 1 |  |  | 0.99 |  | Outdoor | near meter
Solar Registration Program | NJSRRE1542431609 | Waterford | 8089 | 14 | 8.99 | Residential | No | Behind the Meter | 1st Light Energy Inc | AC Electric | Accepted | 2019-09-25 | 2019-09-26 | 2020-09-26 | Longi | LR6-60HPB-310M | Solar Panels |  | 0.31 | 29 | 251 | 27 |  | Fixed | Roof
Solar Registration Program | NJSRRE1542431609 | Waterford | 8089 | 14 | 8.99 | Residential | No | Behind the Meter | 1st Light Energy Inc | AC Electric | Accepted | 2019-09-25 | 2019-09-26 | 2020-09-26 | SMA | SB 7.7-US (240V) | Inverters | 7700 |  | 1 |  |  | 0.98 |  | Outside | within 10 feet of meter
Solar Registration Program | NJSRRE1542527919 | Jackson | 8527 | 18 | 8.99 | Residential | No | Behind the Meter | Powerlutions | JCP&L | Accepted | 2019-10-11 | 2019-10-15 | 2020-10-15 | Trina | TSM-310 DD05A | Solar Panels |  | 0.31 | 3 | 234 | 22 |  | Fixed | Roof
Solar Registration Program | NJSRRE1542527919 | Jackson | 8527 | 18 | 8.99 | Residential | No | Behind the Meter | Powerlutions | JCP&L | Accepted | 2019-10-11 | 2019-10-15 | 2020-10-15 | Trina | TSM-310 DD05A | Solar Panels |  | 0.31 | 26 | 144 | 22 |  | Fixed | Roof
Solar Registration Program | NJSRRE1542527919 | Jackson | 8527 | 18 | 8.99 | Residential | No | Behind the Meter | Powerlutions | JCP&L | Accepted | 2019-10-11 | 2019-10-15 | 2020-10-15 | Axitec | SE7600H-US | Inverters | 7.6 |  | 1 |  |  | 0.99 |  | Outdoor | Near Meter
Solar Registration Program | NJSRRE1542544240 | Deptford | 8096 | 15 | 8.99 | Residential | Yes | Behind the Meter | Orbit Energy & Power, LLC | PSE&G | Accepted | 2019-10-15 | 2019-10-17 | 2020-10-17 | trina | tsm 310 | Solar Panels |  | 0.31 | 17 | 278 | 20 |  | Fixed | Roof
Solar Registration Program | NJSRRE1542544240 | Deptford | 8096 | 15 | 8.99 | Residential | Yes | Behind the Meter | Orbit Energy & Power, LLC | PSE&G | Accepted | 2019-10-15 | 2019-10-17 | 2020-10-17 | trina | tsm 310 | Solar Panels |  | 0.31 | 12 | 98 | 20 |  | Fixed | Roof
Solar Registration Program | NJSRRE1542544240 | Deptford | 8096 | 15 | 8.99 | Residential | Yes | Behind the Meter | Orbit Energy & Power, LLC | PSE&G | Accepted | 2019-10-15 | 2019-10-17 | 2020-10-17 | enphase | iq7 | Inverters | 240 |  | 29 |  |  | 0.986 |  | Outside | panel
Solar Registration Program | NJSRRE1542544485 | Pleasantville | 8232 | 19 | 8.99 | Residential | Yes | Behind the Meter | Sunrun Installation Services, Inc. | AC Electric | Accepted | 2019-10-15 | 2019-10-17 | 2020-10-17 | REC Solar | REC290TP2 BLK | Solar Panels |  | 0.29 | 10 | 47 | 23 |  | Fixed | Roof
Solar Registration Program | NJSRRE1542544485 | Pleasantville | 8232 | 19 | 8.99 | Residential | Yes | Behind the Meter | Sunrun Installation Services, Inc. | AC Electric | Accepted | 2019-10-15 | 2019-10-17 | 2020-10-17 | REC Solar | REC290TP2 BLK | Solar Panels |  | 0.29 | 21 | 227 | 23 |  | Fixed | Roof
Solar Registration Program | NJSRRE1542544485 | Pleasantville | 8232 | 19 | 8.99 | Residential | Yes | Behind the Meter | Sunrun Installation Services, Inc. | AC Electric | Accepted | 2019-10-15 | 2019-10-17 | 2020-10-17 | Delta Electronics | M8-TL-US | Inverters | 7680 |  | 1 |  |  | 0.96 |  | Outdoor | Next To Meter
Solar Registration Program | NJSRRE1542547117 | Swedesboro | 8085 | 15 | 8.99 | Residential | Yes | Behind the Meter | All Season Solar | AC Electric | Accepted | 2019-10-16 | 2019-10-18 | 2020-10-18 | Trina | TSM DD05H.05 (II) 310W AUG 2019 | Solar Panels |  | 0.31 | 8 | 49 | 33 |  | Fixed | Roof
Solar Registration Program | NJSRRE1542547117 | Swedesboro | 8085 | 15 | 8.99 | Residential | Yes | Behind the Meter | All Season Solar | AC Electric | Accepted | 2019-10-16 | 2019-10-18 | 2020-10-18 | Trina | TSM DD05H.05 (II) 310W AUG 2019 | Solar Panels |  | 0.31 | 21 | 229 | 33 |  | Fixed | Roof
Solar Registration Program | NJSRRE1542547117 | Swedesboro | 8085 | 15 | 8.99 | Residential | Yes | Behind the Meter | All Season Solar | AC Electric | Accepted | 2019-10-16 | 2019-10-18 | 2020-10-18 | Enphase | IQ7 | Inverters | 240 |  | 29 |  |  | 0.97 |  | Outdoor | Under Module
Solar Registration Program | NJSRRE1542556953 | Trenton (Hamilton Twp) | 8610 | 12 | 8.99 | Residential | No | Behind the Meter | Kopp Electric Company | PSE&G | Accepted | 2019-10-18 | 2019-10-22 | 2020-10-22 | CertainTeed | CT310M11-03 | Solar Panels |  | 0.31 | 29 | 208 | 35 |  | Fixed | Roof
Solar Registration Program | NJSRRE1542556953 | Trenton (Hamilton Twp) | 8610 | 12 | 8.99 | Residential | No | Behind the Meter | Kopp Electric Company | PSE&G | Accepted | 2019-10-18 | 2019-10-22 | 2020-10-22 | Solar Edge | SE7600H-US | Inverters | 7600 |  | 1 |  |  | 0.975 |  | Outdoor | Next to meter
Solar Registration Program | NJSRRE1542575996 | Mullica HIll | 8062 | 15 | 8.99 | Residential | Yes | Behind the Meter | Solar Energy World | AC Electric | Accepted | 2019-10-22 | 2019-10-24 | 2020-10-24 | LONGi Green Energy Technology | LR6-60PE-310M | Solar Panels |  | 0.31 | 29 | 184 | 26 |  | Fixed | Roof
Solar Registration Program | NJSRRE1542575996 | Mullica HIll | 8062 | 15 | 8.99 | Residential | Yes | Behind the Meter | Solar Energy World | AC Electric | Accepted | 2019-10-22 | 2019-10-24 | 2020-10-24 | Solar Edge | SE7600H-USRGM | Inverters | 7600 |  | 1 |  |  | 0.98 |  | Outside | near meter
Solar Registration Program | NJSRRE1542576089 | Bayville | 8721 | 18 | 8.99 | Residential | Yes | Behind the Meter | Sunrun Installation Services, Inc. | JCP&L | Accepted | 2019-10-22 | 2019-10-24 | 2020-10-24 | REC Solar | REC290TP2 BLK | Solar Panels |  | 0.29 | 5 | 331 | 14 |  | Fixed | Roof
Solar Registration Program | NJSRRE1542576089 | Bayville | 8721 | 18 | 8.99 | Residential | Yes | Behind the Meter | Sunrun Installation Services, Inc. | JCP&L | Accepted | 2019-10-22 | 2019-10-24 | 2020-10-24 | REC Solar | REC290TP2 BLK | Solar Panels |  | 0.29 | 26 | 151 | 14 |  | Fixed | Roof
Solar Registration Program | NJSRRE1542576089 | Bayville | 8721 | 18 | 8.99 | Residential | Yes | Behind the Meter | Sunrun Installation Services, Inc. | JCP&L | Accepted | 2019-10-22 | 2019-10-24 | 2020-10-24 | Delta Electronics | M8-TL-US | Inverters | 7680 |  | 1 |  |  | 0.96 |  | Outdoor | Next To Meter
Solar Registration Program | NJSRRE1542654349 | Lanoka Harbor | 8734 | 18 | 8.99 | Residential | Yes | Behind the Meter | Sunrun Installation Services, Inc. | JCP&L | Accepted | 2019-10-25 | 2019-10-29 | 2020-10-29 | REC Solar | REC290TP2 BLK | Solar Panels |  | 0.29 | 4 | 274 | 14 |  | Fixed | Roof
Solar Registration Program | NJSRRE1542654349 | Lanoka Harbor | 8734 | 18 | 8.99 | Residential | Yes | Behind the Meter | Sunrun Installation Services, Inc. | JCP&L | Accepted | 2019-10-25 | 2019-10-29 | 2020-10-29 | REC Solar | REC290TP2 BLK | Solar Panels |  | 0.29 | 4 | 94 | 14 |  | Fixed | Roof
Solar Registration Program | NJSRRE1542654349 | Lanoka Harbor | 8734 | 18 | 8.99 | Residential | Yes | Behind the Meter | Sunrun Installation Services, Inc. | JCP&L | Accepted | 2019-10-25 | 2019-10-29 | 2020-10-29 | REC Solar | REC290TP2 BLK | Solar Panels |  | 0.29 | 23 | 184 | 43 |  | Fixed | Roof
Solar Registration Program | NJSRRE1542654349 | Lanoka Harbor | 8734 | 18 | 8.99 | Residential | Yes | Behind the Meter | Sunrun Installation Services, Inc. | JCP&L | Accepted | 2019-10-25 | 2019-10-29 | 2020-10-29 | SolarEdge Technologies | SE7600H-USRGM | Inverters | 7600 |  | 1 |  |  | 0.96 |  | Outdoor | Next To Meter
Solar Registration Program | NJSRRE1542687249 | Sicklerville | 8081 | 14 | 8.99 | Residential | No | Behind the Meter | Orbit Energy & Power, LLC | AC Electric | Accepted | 2019-10-29 | 2019-10-31 | 2020-10-31 | axitec | axitec 310 | Solar Panels |  | 0.31 | 19 | 125 | 26 |  | Fixed | Roof
Solar Registration Program | NJSRRE1542687249 | Sicklerville | 8081 | 14 | 8.99 | Residential | No | Behind the Meter | Orbit Energy & Power, LLC | AC Electric | Accepted | 2019-10-29 | 2019-10-31 | 2020-10-31 | axitec | axitec 310 | Solar Panels |  | 0.31 | 10 | 125 | 26 |  | Fixed | Roof
Solar Registration Program | NJSRRE1542687249 | Sicklerville | 8081 | 14 | 8.99 | Residential | No | Behind the Meter | Orbit Energy & Power, LLC | AC Electric | Accepted | 2019-10-29 | 2019-10-31 | 2020-10-31 | enphase | iq7 | Inverters | 240 |  | 29 |  |  | 0.986 |  | Outside | panel
Solar Registration Program | NJSRRE1542850495 | West Milford | 7480 | 6 | 8.99 | Residential | No | Behind the Meter | 1st Light Energy Inc | Orange Rockland Electric | Accepted | 2019-10-31 | 2019-11-04 | 2020-11-04 | Longi | LR6-60HPB-310M | Solar Panels |  | 0.31 | 13 | 205 | 25 |  | Fixed | Roof
Solar Registration Program | NJSRRE1542850495 | West Milford | 7480 | 6 | 8.99 | Residential | No | Behind the Meter | 1st Light Energy Inc | Orange Rockland Electric | Accepted | 2019-10-31 | 2019-11-04 | 2020-11-04 | Longi | LR6-60HPB-310M | Solar Panels |  | 0.31 | 16 | 205 | 27 |  | Fixed | Roof
Solar Registration Program | NJSRRE1542850495 | West Milford | 7480 | 6 | 8.99 | Residential | No | Behind the Meter | 1st Light Energy Inc | Orange Rockland Electric | Accepted | 2019-10-31 | 2019-11-04 | 2020-11-04 | SMA | SB 7.0-1SP-US-41 (240V) | Inverters | 7000 |  | 1 |  |  | 0.97 |  | Outside | within 10 feet of meter
Solar Registration Program | NJSRRE1542906457 | Monroe | 8831 | 11 | 8.99 | Residential | No | Behind the Meter | US Clean Energy Construction Inc. | JCP&L | Accepted | 2019-11-02 | 2019-11-05 | 2020-11-05 | Trina | Trina310 | Solar Panels |  | 0.31 | 29 | 109 | 20 |  | Fixed | Roof
Solar Registration Program | NJSRRE1542906457 | Monroe | 8831 | 11 | 8.99 | Residential | No | Behind the Meter | US Clean Energy Construction Inc. | JCP&L | Accepted | 2019-11-02 | 2019-11-05 | 2020-11-05 | Fronius | Primo 7.6KW | Inverters | 7600 |  | 1 |  |  | 0.98 |  | Indoor | near electric panel
Solar Registration Program | NJSRRE1542906457 | Monroe | 8831 | 11 | 8.99 | Residential | No | Behind the Meter | US Clean Energy Construction Inc. | JCP&L | Accepted | 2019-11-02 | 2019-11-05 | 2020-11-05 | Vision | cat 2E2A1P | Meters |  |  | 1 |  |  |  | Yes | Indoor
Solar Registration Program | NJSRRE1543041116 | Williamstown | 8094 | 15 | 8.99 | Residential | Yes | Behind the Meter | Sunrun Installation Services, Inc. | AC Electric | Accepted | 2019-11-06 | 2019-11-08 | 2020-11-08 | REC Solar | REC290TP2 BLK | Solar Panels |  | 0.29 | 31 | 112 | 34 |  | Fixed | Roof
Solar Registration Program | NJSRRE1543041116 | Williamstown | 8094 | 15 | 8.99 | Residential | Yes | Behind the Meter | Sunrun Installation Services, Inc. | AC Electric | Accepted | 2019-11-06 | 2019-11-08 | 2020-11-08 | Delta Electronics | M8-TL-US | Inverters | 7680 |  | 1 |  |  | 0.96 |  | Outdoor | Next To Meter
Solar Registration Program | NJSRRE1543061249 | Piscataway | 8854 | 11 | 8.99 | Residential | Yes | Behind the Meter | Solar Energy World | PSE&G | Accepted | 2019-11-08 | 2019-11-13 | 2020-11-13 | LONGi Green Energy Technology | LR6-60PE-310M | Solar Panels |  | 0.31 | 29 | 150 | 22 |  | Fixed | Roof
Solar Registration Program | NJSRRE1543061249 | Piscataway | 8854 | 11 | 8.99 | Residential | Yes | Behind the Meter | Solar Energy World | PSE&G | Accepted | 2019-11-08 | 2019-11-13 | 2020-11-13 | Solar Edge | SE7600H-USRGM | Inverters | 7600 |  | 1 |  |  | 0.983 |  | Outside | near meter
Solar Registration Program | NJSRRE1543248815 | Brick | 8723 | 18 | 8.99 | Residential | Yes | Behind the Meter | Bright Planet Solar | JCP&L | Accepted | 2019-11-14 | 2019-11-18 | 2020-11-18 | Solar Edge | SE7600H-USRGM | Inverters | 7600 |  | 1 |  |  | 0.98 |  | Outdoor | Next to meter
Solar Registration Program | NJSRRE1543248815 | Brick | 8723 | 18 | 8.99 | Residential | Yes | Behind the Meter | Bright Planet Solar | JCP&L | Accepted | 2019-11-14 | 2019-11-18 | 2020-11-18 | LONGI | LR6-60PB-310M | Solar Panels |  | 0.31 | 29 | 241 | 27 |  | Fixed | Roof
Solar Registration Program | NJSRRE1543315589 | Sewell | 8080 | 15 | 8.99 | Residential | Yes | Behind the Meter | Sunrun Installation Services, Inc. | AC Electric | Accepted | 2019-11-14 | 2019-11-19 | 2020-11-19 | REC Solar | REC290TP2 BLK | Solar Panels |  | 0.29 | 18 | 131 | 18 |  | Fixed | Roof
Solar Registration Program | NJSRRE1543315589 | Sewell | 8080 | 15 | 8.99 | Residential | Yes | Behind the Meter | Sunrun Installation Services, Inc. | AC Electric | Accepted | 2019-11-14 | 2019-11-19 | 2020-11-19 | REC Solar | REC290TP2 BLK | Solar Panels |  | 0.29 | 13 | 311 | 18 |  | Fixed | Roof
Solar Registration Program | NJSRRE1543315589 | Sewell | 8080 | 15 | 8.99 | Residential | Yes | Behind the Meter | Sunrun Installation Services, Inc. | AC Electric | Accepted | 2019-11-14 | 2019-11-19 | 2020-11-19 | Delta Electronics | M8-TL-US | Inverters | 7680 |  | 1 |  |  | 0.96 |  | Outdoor | Next To Meter
Solar Registration Program | NJSRRE1543433899 | Turnersville | 8012 | 14 | 8.99 | Residential | Yes | Behind the Meter | Sunrun Installation Services, Inc. | AC Electric | Accepted | 2019-11-21 | 2019-11-25 | 2020-11-25 | Delta Electronics | M8-TL-US | Inverters | 7680 |  | 1 |  |  | 0.96 |  | Outdoor | Next To Meter
Solar Registration Program | NJSRRE1543433899 | Turnersville | 8012 | 14 | 8.99 | Residential | Yes | Behind the Meter | Sunrun Installation Services, Inc. | AC Electric | Accepted | 2019-11-21 | 2019-11-25 | 2020-11-25 | REC Solar | REC290TP2 BLK | Solar Panels |  | 0.29 | 31 | 239 | 40 |  | Fixed | Roof
Solar Registration Program | NJSRRE1543436901 | Williamstown | 8094 | 15 | 8.99 | Residential | Yes | Behind the Meter | Sunrun Installation Services, Inc. | AC Electric | Accepted | 2019-11-22 | 2019-11-26 | 2020-11-26 | Delta Electronics | M8-TL-US | Inverters | 7680 |  | 1 |  |  | 0.96 |  | Outdoor | Next To Meter
Solar Registration Program | NJSRRE1543436901 | Williamstown | 8094 | 15 | 8.99 | Residential | Yes | Behind the Meter | Sunrun Installation Services, Inc. | AC Electric | Accepted | 2019-11-22 | 2019-11-26 | 2020-11-26 | REC Solar | REC290TP2 BLK | Solar Panels |  | 0.29 | 20 | 200 | 34 |  | Fixed | Roof
Solar Registration Program | NJSRRE1543436901 | Williamstown | 8094 | 15 | 8.99 | Residential | Yes | Behind the Meter | Sunrun Installation Services, Inc. | AC Electric | Accepted | 2019-11-22 | 2019-11-26 | 2020-11-26 | REC Solar | REC290TP2 BLK | Solar Panels |  | 0.29 | 11 | 112 | 34 |  | Fixed | Roof
Solar Registration Program | NJSRRE1543441538 | Richland | 8350 | 19 | 8.99 | Residential | No | Behind the Meter | New Jersey Clean Energy Solutions | AC Electric | Accepted | 2019-11-25 | 2019-11-27 | 2020-11-27 | Trina | TSM-DD05H.05(II) BLK | Solar Panels |  | 0.31 | 5 | 146 | 22 |  | Fixed | Roof | House
Solar Registration Program | NJSRRE1543441538 | Richland | 8350 | 19 | 8.99 | Residential | No | Behind the Meter | New Jersey Clean Energy Solutions | AC Electric | Accepted | 2019-11-25 | 2019-11-27 | 2020-11-27 | Trina | TSM-DD05H.05(II) BLK | Solar Panels |  | 0.31 | 4 | 236 | 22 |  | Fixed | Roof | House
Solar Registration Program | NJSRRE1543441538 | Richland | 8350 | 19 | 8.99 | Residential | No | Behind the Meter | New Jersey Clean Energy Solutions | AC Electric | Accepted | 2019-11-25 | 2019-11-27 | 2020-11-27 | Trina | TSM-DD05H.05(II) BLK | Solar Panels |  | 0.31 | 20 | 146 | 20 |  | Fixed | Roof | House
Solar Registration Program | NJSRRE1543441538 | Richland | 8350 | 19 | 8.99 | Residential | No | Behind the Meter | New Jersey Clean Energy Solutions | AC Electric | Accepted | 2019-11-25 | 2019-11-27 | 2020-11-27 | Enphase | IQ7 | Inverters | 240 |  | 29 |  |  | 0.97 |  | Outside | under panel
Solar Registration Program | NJSRRE1543452907 | Linden City | 7036 | 10 | 8.99 | Residential | Yes | Behind the Meter | Sunrun Installation Services, Inc. | PSE&G | Accepted | 2019-11-27 | 2019-12-12 | 2020-12-12 | REC Solar | REC290TP2 BLK | Solar Panels |  | 0.29 | 15 | 128 | 23 |  | Fixed | Roof
Solar Registration Program | NJSRRE1543452907 | Linden City | 7036 | 10 | 8.99 | Residential | Yes | Behind the Meter | Sunrun Installation Services, Inc. | PSE&G | Accepted | 2019-11-27 | 2019-12-12 | 2020-12-12 | REC Solar | REC290TP2 BLK | Solar Panels |  | 0.29 | 16 | 309 | 23 |  | Fixed | Roof
Solar Registration Program | NJSRRE1543452907 | Linden City | 7036 | 10 | 8.99 | Residential | Yes | Behind the Meter | Sunrun Installation Services, Inc. | PSE&G | Accepted | 2019-11-27 | 2019-12-12 | 2020-12-12 | Delta Electronics | M4-TL-US | Inverters | 3840 |  | 2 |  |  | 0.96 |  | Outdoor | Next To Meter
Solar Registration Program | NJSRRE1543514803 | West Caldwell TWP | 7006 | 9 | 8.99 | Residential | No | Behind the Meter | 1st Light Energy Inc | PSE&G | Accepted | 2019-12-11 | 2019-12-16 | 2020-12-16 | Longi | LR6-60HPB-310M | Solar Panels |  | 0.31 | 29 | 287 | 27 |  | Fixed | Roof
Solar Registration Program | NJSRRE1543514803 | West Caldwell TWP | 7006 | 9 | 8.99 | Residential | No | Behind the Meter | 1st Light Energy Inc | PSE&G | Accepted | 2019-12-11 | 2019-12-16 | 2020-12-16 | SMA | SB 7.0-1SP-US-41 (240V) | Inverters | 7000 |  | 1 |  |  | 0.97 |  | Other | within 10 feet of meter
Solar Registration Program | NJSRRE1543586573 | Bordentown Twp | 8505 | 13 | 8.99 | Residential | No | Behind the Meter | 1st Light Energy Inc | PSE&G | Accepted | 2019-12-20 | 2019-12-26 | 2020-12-26 | Longi | LR6-60HPB-310M | Solar Panels |  | 0.31 | 9 | 175 | 30 |  | Fixed | Roof
Solar Registration Program | NJSRRE1543586573 | Bordentown Twp | 8505 | 13 | 8.99 | Residential | No | Behind the Meter | 1st Light Energy Inc | PSE&G | Accepted | 2019-12-20 | 2019-12-26 | 2020-12-26 | Longi | LR6-60HPB-310M | Solar Panels |  | 0.31 | 8 | 175 | 30 |  | Fixed | Roof
Solar Registration Program | NJSRRE1543586573 | Bordentown Twp | 8505 | 13 | 8.99 | Residential | No | Behind the Meter | 1st Light Energy Inc | PSE&G | Accepted | 2019-12-20 | 2019-12-26 | 2020-12-26 | Longi | LR6-60HPB-310M | Solar Panels |  | 0.31 | 12 | 355 | 30 |  | Fixed | Roof
Solar Registration Program | NJSRRE1543586573 | Bordentown Twp | 8505 | 13 | 8.99 | Residential | No | Behind the Meter | 1st Light Energy Inc | PSE&G | Accepted | 2019-12-20 | 2019-12-26 | 2020-12-26 | SMA | SB 7.0-1SP-UP-41 (240V) | Inverters | 7000 |  | 1 |  |  | 0.97 |  | Outside | within 10 feet of meter
Solar Registration Program | NJSRRE1540205944 | Perth Amboy | 8861 | 11 | 9 | Residential | No | Behind the Meter | Whitman Construction, LLC | PSE&G | Accepted | 2019-01-04 | 2019-01-08 | 2020-01-08 | Trina Solar | TSM-300DD05A | Solar Panels |  | 0.3 | 12 | 100 | 30 |  | Fixed | Roof
Solar Registration Program | NJSRRE1540205944 | Perth Amboy | 8861 | 11 | 9 | Residential | No | Behind the Meter | Whitman Construction, LLC | PSE&G | Accepted | 2019-01-04 | 2019-01-08 | 2020-01-08 | Trina Solar | TSM-300DD05A | Solar Panels |  | 0.3 | 12 | 280 | 30 |  | Fixed | Roof
Solar Registration Program | NJSRRE1540205944 | Perth Amboy | 8861 | 11 | 9 | Residential | No | Behind the Meter | Whitman Construction, LLC | PSE&G | Accepted | 2019-01-04 | 2019-01-08 | 2020-01-08 | Trina Solar | TSM-300DD05A | Solar Panels |  | 0.3 | 6 | 280 | 10 |  | Fixed | Roof
Solar Registration Program | NJSRRE1540205944 | Perth Amboy | 8861 | 11 | 9 | Residential | No | Behind the Meter | Whitman Construction, LLC | PSE&G | Accepted | 2019-01-04 | 2019-01-08 | 2020-01-08 | Solar Edge | SE7600H-US | Inverters | 0.24 |  | 30 |  |  | 0.992 |  | Outside | roof
Solar Registration Program | NJSRRE1540205946 | Jamesburg | 8831 | 11 | 9 | Residential | Yes | Behind the Meter | Pro Custom Solar dba Momentum Solar | JCP&L | Accepted | 2019-01-04 | 2019-01-16 | 2020-01-16 | LONGI | LR6-60PB-300M | Solar Panels |  | 0.3 | 14 | 49 | 34 |  | Fixed | Roof
Solar Registration Program | NJSRRE1540205946 | Jamesburg | 8831 | 11 | 9 | Residential | Yes | Behind the Meter | Pro Custom Solar dba Momentum Solar | JCP&L | Accepted | 2019-01-04 | 2019-01-16 | 2020-01-16 | LONGI | LR6-60PB-300M | Solar Panels |  | 0.3 | 16 | 230 | 34 |  | Fixed | Roof
Solar Registration Program | NJSRRE1540205946 | Jamesburg | 8831 | 11 | 9 | Residential | Yes | Behind the Meter | Pro Custom Solar dba Momentum Solar | JCP&L | Accepted | 2019-01-04 | 2019-01-16 | 2020-01-16 | ENPHASE | IQ6-60-2-US | Inverters | 250 |  | 30 |  |  | 0.97 |  | Outdoor | ROOF
Solar Registration Program | NJSRRE1540212626 | Manville Boro | 8835 | 5 | 9 | Residential | No | Behind the Meter | Sunrun Installation Services, Inc. | PSE&G | Accepted | 2019-01-07 | 2019-01-10 | 2020-01-10 | LG Electronics | LG360Q1C-A5 | Solar Panels |  | 0.36 | 11 | 309 | 27 |  | Fixed | Roof
Solar Registration Program | NJSRRE1540212626 | Manville Boro | 8835 | 5 | 9 | Residential | No | Behind the Meter | Sunrun Installation Services, Inc. | PSE&G | Accepted | 2019-01-07 | 2019-01-10 | 2020-01-10 | LG Electronics | LG360Q1C-A5 | Solar Panels |  | 0.36 | 14 | 129 | 27 |  | Fixed | Roof
Solar Registration Program | NJSRRE1540212626 | Manville Boro | 8835 | 5 | 9 | Residential | No | Behind the Meter | Sunrun Installation Services, Inc. | PSE&G | Accepted | 2019-01-07 | 2019-01-10 | 2020-01-10 | SMA America | SB7.7-1SP-US-40 | Inverters | 7680 |  | 1 |  |  | 0.96 |  | Outdoor | Next To Meter
Solar Registration Program | NJSRRE1540243969 | Lakewood | 8701 | 18 | 9 | Residential | Yes | Behind the Meter | Powerlutions | JCP&L | Accepted | 2019-01-15 | 2019-01-17 | 2020-01-17 | Solar Edge | SE7600H-US | Inverters | 7.6 |  | 1 |  |  | 0.99 |  | Outside | near meter
Solar Registration Program | NJSRRE1540243969 | Lakewood | 8701 | 18 | 9 | Residential | Yes | Behind the Meter | Powerlutions | JCP&L | Accepted | 2019-01-15 | 2019-01-17 | 2020-01-17 | Trina | TSM-300 DD05A | Solar Panels |  | 0.3 | 21 | 175 | 26 |  | Fixed | Roof
Solar Registration Program | NJSRRE1540243969 | Lakewood | 8701 | 18 | 9 | Residential | Yes | Behind the Meter | Powerlutions | JCP&L | Accepted | 2019-01-15 | 2019-01-17 | 2020-01-17 | Trina | TSM-300 DD05A | Solar Panels |  | 0.3 | 9 | 265 | 36 |  | Fixed | Roof
Solar Registration Program | NJSRRE1540257540 | Pennsgrove | 8069 | 16 | 9 | Commercial | No | Behind the Meter | RCL Enterprises Inc. | AC Electric | Accepted | 2019-01-18 | 2019-01-22 | 2020-01-22 | Trina Solar | TSM-300DD05A.05 | Solar Panels |  | 0.3 | 30 | 214 | 25 |  | Fixed | Ground
Solar Registration Program | NJSRRE1540257540 | Pennsgrove | 8069 | 16 | 9 | Commercial | No | Behind the Meter | RCL Enterprises Inc. | AC Electric | Accepted | 2019-01-18 | 2019-01-22 | 2020-01-22 | Enphase | IQ7 | Inverters | 7200 |  | 30 |  |  | 0.96 |  | Outdoor | under panels
Solar Registration Program | NJSRRE1540295970 | OAK RIDGE | 7438 | 6 | 9 | Residential | No | Behind the Meter | Empire Solar Solutions LLC | JCP&L | Accepted | 2019-01-29 | 2019-01-31 | 2020-01-31 | HANWHA QCELL | QCELL 300 | Solar Panels |  | 0.3 | 16 | 75 | 18 |  | Fixed | Roof
Solar Registration Program | NJSRRE1540295970 | OAK RIDGE | 7438 | 6 | 9 | Residential | No | Behind the Meter | Empire Solar Solutions LLC | JCP&L | Accepted | 2019-01-29 | 2019-01-31 | 2020-01-31 | HANWHA QCELL | QCELL 300 | Solar Panels |  | 0.3 | 14 | 253 | 14 |  | Fixed | Roof
Solar Registration Program | NJSRRE1540295970 | OAK RIDGE | 7438 | 6 | 9 | Residential | No | Behind the Meter | Empire Solar Solutions LLC | JCP&L | Accepted | 2019-01-29 | 2019-01-31 | 2020-01-31 | SOLAREDGE | SE7600A-US | Inverters | 7600 |  | 1 |  |  | 0.98 |  | Outdoor | NEAR ELECTRIC SERVICE ENTRY
Solar Registration Program | NJSRRE1540387698 | Livingston | 7039 | 9 | 9 | Residential | No | Behind the Meter | Palmetto Solar | PSE&G | Accepted | 2019-02-22 | 2019-02-26 | 2020-02-26 | qantum | 300 W All black Tier 1 | Solar Panels |  | 0.3 | 30 | 202 | 26 |  | Fixed | Roof
Solar Registration Program | NJSRRE1540387698 | Livingston | 7039 | 9 | 9 | Residential | No | Behind the Meter | Palmetto Solar | PSE&G | Accepted | 2019-02-22 | 2019-02-26 | 2020-02-26 | SolarEdge | SE11400A-US | Inverters | 11400 |  | 1 |  |  | 0.99 |  | Outdoor | side of house
Solar Registration Program | NJSRRE1540401458 | SOMERVILLE | 8876 | 5 | 9 | Residential | No | Behind the Meter | Infinity Solar Systems | PSE&G | Accepted | 2019-02-27 | 2019-02-28 | 2020-02-28 | SUNPOWER | SPR-X22-360-D-AC | Solar Panels |  | 0.36 | 18 | 196 | 36 |  | Fixed | Roof
Solar Registration Program | NJSRRE1540401458 | SOMERVILLE | 8876 | 5 | 9 | Residential | No | Behind the Meter | Infinity Solar Systems | PSE&G | Accepted | 2019-02-27 | 2019-02-28 | 2020-02-28 | SUNPOWER | SPR-X22-360-D-AC | Solar Panels |  | 0.36 | 7 | 16 | 36 |  | Fixed | Roof
Solar Registration Program | NJSRRE1540401458 | SOMERVILLE | 8876 | 5 | 9 | Residential | No | Behind the Meter | Infinity Solar Systems | PSE&G | Accepted | 2019-02-27 | 2019-02-28 | 2020-02-28 | SUNPOWER | SPR-X22-360-D-AC | Inverters | 320 |  | 25 |  |  | 0.96 |  | Outside | MICROINVERTERS
Solar Registration Program | NJSRRE1540847451 | Mahwah | 7430 | 7 | 9 | Residential | No | Behind the Meter | Sunrun Installation Services, Inc. | Orange Rockland Electric | Accepted | 2019-04-11 | 2019-04-12 | 2020-04-12 | LG Electronics | LG360Q1C-A5 | Solar Panels |  | 0.36 | 17 | 212 | 34 |  | Fixed | Roof
Solar Registration Program | NJSRRE1540847451 | Mahwah | 7430 | 7 | 9 | Residential | No | Behind the Meter | Sunrun Installation Services, Inc. | Orange Rockland Electric | Accepted | 2019-04-11 | 2019-04-12 | 2020-04-12 | LG Electronics | LG360Q1C-A5 | Solar Panels |  | 0.36 | 8 | 122 | 34 |  | Fixed | Roof
Solar Registration Program | NJSRRE1540847451 | Mahwah | 7430 | 7 | 9 | Residential | No | Behind the Meter | Sunrun Installation Services, Inc. | Orange Rockland Electric | Accepted | 2019-04-11 | 2019-04-12 | 2020-04-12 | SMA America | SB7.7-1SP-US-40 | Inverters | 7680 |  | 1 |  |  | 0.96 |  | Outdoor | Next To Meter
Solar Registration Program | NJSRRE1540913367 | Delmont | 8314 | 20 | 9 | Residential | No | Behind the Meter | Pinnacle Exteriors Inc | AC Electric | Accepted | 2019-05-01 | 2019-05-06 | 2020-05-06 | Trina | TSM DDO5 | Solar Panels |  | 0.3 | 30 | 180 | 30 |  | Fixed | Ground
Solar Registration Program | NJSRRE1540913367 | Delmont | 8314 | 20 | 9 | Residential | No | Behind the Meter | Pinnacle Exteriors Inc | AC Electric | Accepted | 2019-05-01 | 2019-05-06 | 2020-05-06 | Enphase | IQ7 | Inverters | 0.24 |  | 30 |  |  | 0.97 |  | Outdoor | Under Each Panel
Solar Registration Program | NJSRRE1541041084 | Bridgewater | 8807 | 5 | 9 | Residential | No | Behind the Meter | DC Solar Integrators | PSE&G | Accepted | 2019-05-24 | 2019-05-29 | 2020-05-29 | Seraphim Energy | SRP-300-6MB-BB | Solar Panels |  | 0.3 | 30 | 263 | 20 |  | Fixed | Roof
Solar Registration Program | NJSRRE1541041084 | Bridgewater | 8807 | 5 | 9 | Residential | No | Behind the Meter | DC Solar Integrators | PSE&G | Accepted | 2019-05-24 | 2019-05-29 | 2020-05-29 | Solaredge | SE10000H-US | Inverters | 10000 |  | 1 |  |  | 0.99 |  | Outside | outside
Solar Registration Program | NJSRRE1541480640 | Neptune | 7753 | 17 | 9 | Residential | Yes | Behind the Meter | Sunrun Installation Services, Inc. | JCP&L | Accepted | 2019-06-25 | 2019-06-27 | 2020-06-27 | LG Electronics | LG360Q1C-A5 | Solar Panels |  | 0.36 | 25 | 281 | 27 |  | Fixed | Roof
Solar Registration Program | NJSRRE1541480640 | Neptune | 7753 | 17 | 9 | Residential | Yes | Behind the Meter | Sunrun Installation Services, Inc. | JCP&L | Accepted | 2019-06-25 | 2019-06-27 | 2020-06-27 | Ningbo Ginlong Technologies | Solis-1P7.6K-4G-US | Inverters | 7600 |  | 1 |  |  | 0.96 |  | Outdoor | Next To Meter
Solar Registration Program | NJSRRE1541793682 | West Windsor Twp. | 8550 | 12 | 9 | Residential | No | Behind the Meter | EMT Renewables | PSE&G | Accepted | 2019-08-06 | 2019-08-09 | 2020-08-09 | Trina | Allmax 300w | Solar Panels |  | 0.3 | 30 | 146 | 25 |  | Fixed | Roof
Solar Registration Program | NJSRRE1541793682 | West Windsor Twp. | 8550 | 12 | 9 | Residential | No | Behind the Meter | EMT Renewables | PSE&G | Accepted | 2019-08-06 | 2019-08-09 | 2020-08-09 | Solaredge | SE7600H-US | Inverters | 7600 |  | 1 |  |  | 0.99 |  | Outdoor | NA
Solar Registration Program | NJSRRE1541888876 | Pennsauken TWP | 8109 | 14 | 9 | Residential | Yes | Behind the Meter | 1st Light Energy Inc | PSE&G | Accepted | 2019-08-27 | 2019-10-16 | 2020-10-16 | Trina | TSM-300DD05A.05 | Solar Panels |  | 0.3 | 19 | 219 | 34 |  | Fixed | Roof
Solar Registration Program | NJSRRE1541888876 | Pennsauken TWP | 8109 | 14 | 9 | Residential | Yes | Behind the Meter | 1st Light Energy Inc | PSE&G | Accepted | 2019-08-27 | 2019-10-16 | 2020-10-16 | Trina | TSM-300DD05A.05 | Solar Panels |  | 0.3 | 11 | 39 | 34 |  | Fixed | Roof
Solar Registration Program | NJSRRE1541888876 | Pennsauken TWP | 8109 | 14 | 9 | Residential | Yes | Behind the Meter | 1st Light Energy Inc | PSE&G | Accepted | 2019-08-27 | 2019-10-16 | 2020-10-16 | Solaredge | SE7600H-USRGM | Inverters | 7600 |  | 1 |  |  | 0.99 |  | Outside | within 10 feet of meter
Solar Registration Program | NJSRRE1541987047 | Ventnor | 8406 | 19 | 9 | Residential | No | Behind the Meter | Bright Planet Solar | AC Electric | Accepted | 2019-08-30 | 2019-09-05 | 2020-09-05 | Trina Solar | TSM-DD05A.18(II) 300W | Solar Panels |  | 0.3 | 8 | 237 | 18 |  | Fixed | Roof
Solar Registration Program | NJSRRE1541987047 | Ventnor | 8406 | 19 | 9 | Residential | No | Behind the Meter | Bright Planet Solar | AC Electric | Accepted | 2019-08-30 | 2019-09-05 | 2020-09-05 | Trina Solar | TSM-DD05A.18(II) 300W | Solar Panels |  | 0.3 | 9 | 57 | 18 |  | Fixed | Roof
Solar Registration Program | NJSRRE1541987047 | Ventnor | 8406 | 19 | 9 | Residential | No | Behind the Meter | Bright Planet Solar | AC Electric | Accepted | 2019-08-30 | 2019-09-05 | 2020-09-05 | Trina Solar | TSM-DD05A.18(II) 300W | Solar Panels |  | 0.3 | 13 | 237 | 18 |  | Fixed | Roof
Solar Registration Program | NJSRRE1541987047 | Ventnor | 8406 | 19 | 9 | Residential | No | Behind the Meter | Bright Planet Solar | AC Electric | Accepted | 2019-08-30 | 2019-09-05 | 2020-09-05 | Solar Edge | SE6000H-USRGM | Inverters | 6000 |  | 1 |  |  | 0.98 |  | Outdoor | Next to Meter
Solar Registration Program | NJSRRE1542396027 | Lakewood | 8701 | 18 | 9 | Residential | Yes | Behind the Meter | Powerlutions | JCP&L | Accepted | 2019-09-13 | 2019-09-17 | 2020-09-17 | Trina | TSM-305 DD05A.05 | Solar Panels |  | 0.3 | 30 | 215 | 25 |  | Fixed | Roof
Solar Registration Program | NJSRRE1542396027 | Lakewood | 8701 | 18 | 9 | Residential | Yes | Behind the Meter | Powerlutions | JCP&L | Accepted | 2019-09-13 | 2019-09-17 | 2020-09-17 | Enphase | IQ7-60-2-US | Inverters | 7.2 |  | 30 |  |  | 0.97 |  | Outdoor | Panel
Solar Registration Program | NJSRRE1542556204 | Gloucester TWP | 8012 | 14 | 9 | Residential | Yes | Behind the Meter | Bright Planet Solar | PSE&G | Accepted | 2019-10-18 | 2019-10-22 | 2020-10-22 | HANWHA Q-CELLS | Q.PEAK-G4.1 300W | Solar Panels |  | 0.3 | 6 | 217 | 23 |  | Fixed | Roof
Solar Registration Program | NJSRRE1542556204 | Gloucester TWP | 8012 | 14 | 9 | Residential | Yes | Behind the Meter | Bright Planet Solar | PSE&G | Accepted | 2019-10-18 | 2019-10-22 | 2020-10-22 | HANWHA Q-CELLS | Q.PEAK-G4.1 300W | Solar Panels |  | 0.3 | 12 | 217 | 23 |  | Fixed | Roof
Solar Registration Program | NJSRRE1542556204 | Gloucester TWP | 8012 | 14 | 9 | Residential | Yes | Behind the Meter | Bright Planet Solar | PSE&G | Accepted | 2019-10-18 | 2019-10-22 | 2020-10-22 | HANWHA Q-CELLS | Q.PEAK-G4.1 300W | Solar Panels |  | 0.3 | 12 | 37 | 23 |  | Fixed | Roof
Solar Registration Program | NJSRRE1542556204 | Gloucester TWP | 8012 | 14 | 9 | Residential | Yes | Behind the Meter | Bright Planet Solar | PSE&G | Accepted | 2019-10-18 | 2019-10-22 | 2020-10-22 | SOLAR EDGE | SE7600H-USRGM | Inverters | 7600 |  | 1 |  |  | 0.98 |  | Outdoor | NEXT TO METER
Solar Registration Program | NJSRRE1542556344 | Wood-Ridge | 7075 | 7 | 9 | Residential | Yes | Behind the Meter | SunPower Corporation, Systems | PSE&G | Accepted | 2019-10-18 | 2019-10-22 | 2020-10-22 | SUNPOWER | SPR-X22-360-E-AC | Solar Panels |  | 0.36 | 13 | 306 | 35 |  | Fixed | Roof
Solar Registration Program | NJSRRE1542556344 | Wood-Ridge | 7075 | 7 | 9 | Residential | Yes | Behind the Meter | SunPower Corporation, Systems | PSE&G | Accepted | 2019-10-18 | 2019-10-22 | 2020-10-22 | SUNPOWER | SPR-X22-360-E-AC | Solar Panels |  | 0.36 | 12 | 126 | 35 |  | Fixed | Roof
Solar Registration Program | NJSRRE1542556344 | Wood-Ridge | 7075 | 7 | 9 | Residential | Yes | Behind the Meter | SunPower Corporation, Systems | PSE&G | Accepted | 2019-10-18 | 2019-10-22 | 2020-10-22 | SUNPOWER | SPR-X22-360-E-AC | Inverters | 320 |  | 25 |  |  | 0.96 |  | Other | under each panel
Solar Registration Program | NJSRRE1542575113 | Mckee City | 8234 | 19 | 9 | Residential | No | Behind the Meter | SunnyMac LLC | AC Electric | Accepted | 2019-10-22 | 2019-10-24 | 2020-10-24 | SunPower | SPR-X22-360 | Solar Panels |  | 0.36 | 2 | 111 | 37 |  | Fixed | Roof
Solar Registration Program | NJSRRE1542575113 | Mckee City | 8234 | 19 | 9 | Residential | No | Behind the Meter | SunnyMac LLC | AC Electric | Accepted | 2019-10-22 | 2019-10-24 | 2020-10-24 | SunPower | SPR-X22360 | Solar Panels |  | 0.36 | 4 | 111 | 45 |  | Fixed | Roof
Solar Registration Program | NJSRRE1542575113 | Mckee City | 8234 | 19 | 9 | Residential | No | Behind the Meter | SunnyMac LLC | AC Electric | Accepted | 2019-10-22 | 2019-10-24 | 2020-10-24 | SunPower | SPR-X22-360 | Solar Panels |  | 0.36 | 5 | 201 | 32 |  | Fixed | Roof
Solar Registration Program | NJSRRE1542575113 | Mckee City | 8234 | 19 | 9 | Residential | No | Behind the Meter | SunnyMac LLC | AC Electric | Accepted | 2019-10-22 | 2019-10-24 | 2020-10-24 | SunPower | SPR-X22-360 | Solar Panels |  | 0.36 | 12 | 201 | 34 |  | Fixed | Roof
Solar Registration Program | NJSRRE1542575113 | Mckee City | 8234 | 19 | 9 | Residential | No | Behind the Meter | SunnyMac LLC | AC Electric | Accepted | 2019-10-22 | 2019-10-24 | 2020-10-24 | SunPower | SPR-X22-360 | Solar Panels |  | 0.36 | 2 | 291 | 37 |  | Fixed | Roof
Solar Registration Program | NJSRRE1542575113 | Mckee City | 8234 | 19 | 9 | Residential | No | Behind the Meter | SunnyMac LLC | AC Electric | Accepted | 2019-10-22 | 2019-10-24 | 2020-10-24 | Enphase | IQ7XS-96-ACM-US | Inverters | 0.315 |  | 25 |  |  | 0.99 |  | Outdoor | roof
Solar Registration Program | NJSRRE1543056232 | BUENA | 8341 | 19 | 9 | Residential | Yes | Behind the Meter | Sea Bright Solar, LLC | AC Electric | Accepted | 2019-11-07 | 2019-11-12 | 2020-11-12 | SUNPOWER | SPR-X22-360-E-AC | Solar Panels |  | 0.36 | 4 | 186 | 13 |  | Fixed | Roof | SOUTH
Solar Registration Program | NJSRRE1543056232 | BUENA | 8341 | 19 | 9 | Residential | Yes | Behind the Meter | Sea Bright Solar, LLC | AC Electric | Accepted | 2019-11-07 | 2019-11-12 | 2020-11-12 | SUNPOWER | SPR-X22-360-E-AC | Solar Panels |  | 0.36 | 8 | 186 | 24 |  | Fixed | Roof | SOUTH
Solar Registration Program | NJSRRE1543056232 | BUENA | 8341 | 19 | 9 | Residential | Yes | Behind the Meter | Sea Bright Solar, LLC | AC Electric | Accepted | 2019-11-07 | 2019-11-12 | 2020-11-12 | SUNPOWER | SPR-X22-360-E-AC | Solar Panels |  | 0.36 | 13 | 186 | 24 |  | Fixed | Roof | SOUTH
Solar Registration Program | NJSRRE1543056232 | BUENA | 8341 | 19 | 9 | Residential | Yes | Behind the Meter | Sea Bright Solar, LLC | AC Electric | Accepted | 2019-11-07 | 2019-11-12 | 2020-11-12 | SUNPOWER | SPR-X22-360-E-AC | Inverters | 320 |  | 25 |  |  | 0.96 |  | Outside | BENEATH ARRAY
Solar Registration Program | NJSRRE1543436635 | Hazlet | 7730 | 17 | 9 | Residential | No | Behind the Meter | Power Home Remodeling Group | JCP&L | Accepted | 2019-11-22 | 2019-11-26 | 2020-11-26 | Hyundai | HiS-S300RG | Solar Panels |  | 0.3 | 18 | 190 | 20 |  | Fixed | Roof
Solar Registration Program | NJSRRE1543436635 | Hazlet | 7730 | 17 | 9 | Residential | No | Behind the Meter | Power Home Remodeling Group | JCP&L | Accepted | 2019-11-22 | 2019-11-26 | 2020-11-26 | Hyundai | HiS-S300RG | Solar Panels |  | 0.3 | 12 | 190 | 22 |  | Fixed | Roof
Solar Registration Program | NJSRRE1543436635 | Hazlet | 7730 | 17 | 9 | Residential | No | Behind the Meter | Power Home Remodeling Group | JCP&L | Accepted | 2019-11-22 | 2019-11-26 | 2020-11-26 | Solar Edge | Revenue Grade Data Ansi C12.20 | Meters |  |  | 1 |  |  |  | Yes | Outdoor
Solar Registration Program | NJSRRE1543436635 | Hazlet | 7730 | 17 | 9 | Residential | No | Behind the Meter | Power Home Remodeling Group | JCP&L | Accepted | 2019-11-22 | 2019-11-26 | 2020-11-26 | Solar Edge | SE7600H-US | Inverters | 7600 |  | 1 |  |  | 0.99 |  | Outdoor | Near meter
Solar Registration Program | NJSRRE1543519057 | South Brunswick | 8852 | 11 | 9 | Residential | No | Behind the Meter | Sundial Solar Innovations | PSE&G | Accepted | 2019-12-12 | 2019-12-16 | 2020-12-16 | Enphase | IQ7+ | Inverters | 290 |  | 24 |  |  | 0.97 |  | Outside | roof
Solar Registration Program | NJSRRE1543519057 | South Brunswick | 8852 | 11 | 9 | Residential | No | Behind the Meter | Sundial Solar Innovations | PSE&G | Accepted | 2019-12-12 | 2019-12-16 | 2020-12-16 | LG | LG375q1c-a5 | Solar Panels |  | 0.375 | 24 | 266 | 20 |  | Fixed | Roof
Solar Registration Program | NJSRRE1541124882 | West New York | 7093 | 8 | 9.05 | Residential | Yes | Behind the Meter | Pro Custom Solar dba Momentum Solar | PSE&G | Accepted | 2019-06-07 | 2019-06-12 | 2020-06-12 | LG | LG 335N1C-A5 | Solar Panels |  | 0.335 | 27 | 32 | 4 |  | Fixed | Roof
Solar Registration Program | NJSRRE1541124882 | West New York | 7093 | 8 | 9.05 | Residential | Yes | Behind the Meter | Pro Custom Solar dba Momentum Solar | PSE&G | Accepted | 2019-06-07 | 2019-06-12 | 2020-06-12 | ENPHASE | IQ7-60-2-US | Inverters | 240 |  | 27 |  |  | 0.97 |  | Outdoor | ROOF
Solar Registration Program | NJSRRE1541437285 | Southampton | 8088 | 13 | 9.05 | Farm | No | Behind the Meter | Powell Energy and Solar | PSE&G | Accepted | 2019-06-20 | 2019-06-24 | 2020-06-24 | LG | LG335N | Solar Panels |  | 0.335 | 27 | 253 | 20 |  | Fixed | Roof
Solar Registration Program | NJSRRE1541437285 | Southampton | 8088 | 13 | 9.05 | Farm | No | Behind the Meter | Powell Energy and Solar | PSE&G | Accepted | 2019-06-20 | 2019-06-24 | 2020-06-24 | Solaredge | SE6000H-US-RGM | Inverters | 6000 |  | 1 |  |  | 0.98 |  | Outside | at meter
Solar Registration Program | NJSRRE1541494889 | NORTH BRUNSWICK | 8902 | 11 | 9.05 | Residential | Yes | Behind the Meter | Pro Custom Solar dba Momentum Solar | PSE&G | Accepted | 2019-06-26 | 2019-07-15 | 2020-07-15 | LG Electronics | LG 335N1C-A5 | Solar Panels |  | 0.335 | 7 | 47 | 11 |  | Fixed | Roof
Solar Registration Program | NJSRRE1541494889 | NORTH BRUNSWICK | 8902 | 11 | 9.05 | Residential | Yes | Behind the Meter | Pro Custom Solar dba Momentum Solar | PSE&G | Accepted | 2019-06-26 | 2019-07-15 | 2020-07-15 | LG Electronics | LG 335N1C-A5 | Solar Panels |  | 0.335 | 20 | 227 | 40 |  | Fixed | Roof
Solar Registration Program | NJSRRE1541494889 | NORTH BRUNSWICK | 8902 | 11 | 9.05 | Residential | Yes | Behind the Meter | Pro Custom Solar dba Momentum Solar | PSE&G | Accepted | 2019-06-26 | 2019-07-15 | 2020-07-15 | Enphase | IQ7-60-2-US | Inverters | 250 |  | 27 |  |  | 0.97 |  | Outdoor | Roof
Solar Registration Program | NJSRRE1541506053 | Paterson | 7522 | 6 | 9.05 | Residential | Yes | Behind the Meter | Pro Custom Solar dba Momentum Solar | PSE&G | Accepted | 2019-06-28 | 2019-07-02 | 2020-07-02 | LG | LG 335N1C-A5 | Solar Panels |  | 0.335 | 8 | 230 | 4 |  | Fixed | Roof
Solar Registration Program | NJSRRE1541506053 | Paterson | 7522 | 6 | 9.05 | Residential | Yes | Behind the Meter | Pro Custom Solar dba Momentum Solar | PSE&G | Accepted | 2019-06-28 | 2019-07-02 | 2020-07-02 | LG | LG 335N1C-A5 | Solar Panels |  | 0.335 | 8 | 230 | 36 |  | Fixed | Roof
Solar Registration Program | NJSRRE1541506053 | Paterson | 7522 | 6 | 9.05 | Residential | Yes | Behind the Meter | Pro Custom Solar dba Momentum Solar | PSE&G | Accepted | 2019-06-28 | 2019-07-02 | 2020-07-02 | LG | LG 335N1C-A5 | Solar Panels |  | 0.335 | 11 | 50 | 35 |  | Fixed | Roof
Solar Registration Program | NJSRRE1541506053 | Paterson | 7522 | 6 | 9.05 | Residential | Yes | Behind the Meter | Pro Custom Solar dba Momentum Solar | PSE&G | Accepted | 2019-06-28 | 2019-07-02 | 2020-07-02 | ENPHASE | IQ7-60-2-US | Inverters | 250 |  | 27 |  |  | 0.97 |  | Outdoor | ROOF
Solar Registration Program | NJSRRE1541580883 | Elizabethport | 7206 | 10 | 9.05 | Residential | Yes | Behind the Meter | Pro Custom Solar dba Momentum Solar | PSE&G | Accepted | 2019-07-03 | 2019-07-08 | 2020-07-08 | LG | LG 335N1C-A5 | Solar Panels |  | 0.335 | 14 | 145 | 34 |  | Fixed | Roof
Solar Registration Program | NJSRRE1541580883 | Elizabethport | 7206 | 10 | 9.05 | Residential | Yes | Behind the Meter | Pro Custom Solar dba Momentum Solar | PSE&G | Accepted | 2019-07-03 | 2019-07-08 | 2020-07-08 | LG | LG 335N1C-A5 | Solar Panels |  | 0.335 | 4 | 55 | 3 |  | Fixed | Roof
Solar Registration Program | NJSRRE1541580883 | Elizabethport | 7206 | 10 | 9.05 | Residential | Yes | Behind the Meter | Pro Custom Solar dba Momentum Solar | PSE&G | Accepted | 2019-07-03 | 2019-07-08 | 2020-07-08 | LG | LG 335N1C-A5 | Solar Panels |  | 0.335 | 9 | 325 | 37 |  | Fixed | Roof
Solar Registration Program | NJSRRE1541580883 | Elizabethport | 7206 | 10 | 9.05 | Residential | Yes | Behind the Meter | Pro Custom Solar dba Momentum Solar | PSE&G | Accepted | 2019-07-03 | 2019-07-08 | 2020-07-08 | ENPHASE | IQ7-60-2-US | Inverters | 250 |  | 27 |  |  | 0.97 |  | Outdoor | ROOF
Solar Registration Program | NJSRRE1541624740 | SOMERSET | 8873 | 5 | 9.05 | Residential | Yes | Behind the Meter | Pro Custom Solar dba Momentum Solar | PSE&G | Accepted | 2019-07-09 | 2019-07-11 | 2020-07-11 | LG ELECTRONICS | LG 335N1C-A5 | Solar Panels |  | 0.335 | 15 | 241 | 31 |  | Fixed | Roof
Solar Registration Program | NJSRRE1541624740 | SOMERSET | 8873 | 5 | 9.05 | Residential | Yes | Behind the Meter | Pro Custom Solar dba Momentum Solar | PSE&G | Accepted | 2019-07-09 | 2019-07-11 | 2020-07-11 | LG ELECTRONICS | LG 335N1C-A5 | Solar Panels |  | 0.335 | 12 | 61 | 33 |  | Fixed | Roof
Solar Registration Program | NJSRRE1541624740 | SOMERSET | 8873 | 5 | 9.05 | Residential | Yes | Behind the Meter | Pro Custom Solar dba Momentum Solar | PSE&G | Accepted | 2019-07-09 | 2019-07-11 | 2020-07-11 | ENPHASE | IQ7-60-2-US | Inverters | 250 |  | 27 |  |  | 0.97 |  | Outdoor | Roof
Solar Registration Program | NJSRRE1541629056 | Parsippany | 7054 | 3 | 9.05 | Residential | Yes | Behind the Meter | Pro Custom Solar dba Momentum Solar | JCP&L | Accepted | 2019-07-10 | 2019-07-12 | 2020-07-12 | lg | lg lg 335N1C-A5 | Solar Panels |  | 0.335 | 27 | 66 | 16 |  | Fixed | Roof
Solar Registration Program | NJSRRE1541629056 | Parsippany | 7054 | 3 | 9.05 | Residential | Yes | Behind the Meter | Pro Custom Solar dba Momentum Solar | JCP&L | Accepted | 2019-07-10 | 2019-07-12 | 2020-07-12 | ENPHASE | IQ7-60-2-US | Inverters | 250 |  | 27 |  |  | 0.97 |  | Outdoor | ROOF
Solar Registration Program | NJSRRE1541637676 | Piscataway | 8854 | 11 | 9.05 | Residential | No | Behind the Meter | Maier Solar Engineering dba Solar Me | PSE&G | Accepted | 2019-07-12 | 2019-07-16 | 2020-07-16 | LG | LG335N1C-A5 | Solar Panels |  | 0.335 | 19 | 235 | 35 |  | Fixed | Roof
Solar Registration Program | NJSRRE1541637676 | Piscataway | 8854 | 11 | 9.05 | Residential | No | Behind the Meter | Maier Solar Engineering dba Solar Me | PSE&G | Accepted | 2019-07-12 | 2019-07-16 | 2020-07-16 | LG | LG335N1C-A5 | Solar Panels |  | 0.335 | 8 | 145 | 35 |  | Fixed | Roof
Solar Registration Program | NJSRRE1541637676 | Piscataway | 8854 | 11 | 9.05 | Residential | No | Behind the Meter | Maier Solar Engineering dba Solar Me | PSE&G | Accepted | 2019-07-12 | 2019-07-16 | 2020-07-16 | Solar Edge | SE10000H-US | Inverters | 10000 |  | 1 |  |  | 0.97 |  | Outdoor | Next to meter
Solar Registration Program | NJSRRE1541873617 | PATERSON | 7514 | 6 | 9.05 | Residential | Yes | Behind the Meter | Pro Custom Solar dba Momentum Solar | PSE&G | Accepted | 2019-08-22 | 2019-09-03 | 2020-09-03 | LG ELECTRONICS | LG 335N1C-V5 | Solar Panels |  | 0.335 | 18 | 100 | 28 |  | Fixed | Roof
Solar Registration Program | NJSRRE1541873617 | PATERSON | 7514 | 6 | 9.05 | Residential | Yes | Behind the Meter | Pro Custom Solar dba Momentum Solar | PSE&G | Accepted | 2019-08-22 | 2019-09-03 | 2020-09-03 | LG ELECTRONICS | LG 335N1C-V5 | Solar Panels |  | 0.335 | 9 | 101 | 40 |  | Fixed | Roof
Solar Registration Program | NJSRRE1541873617 | PATERSON | 7514 | 6 | 9.05 | Residential | Yes | Behind the Meter | Pro Custom Solar dba Momentum Solar | PSE&G | Accepted | 2019-08-22 | 2019-09-03 | 2020-09-03 | Enphase Energy | IQ7-60-2-US | Inverters | 250 |  | 27 |  |  | 0.97 |  | Outdoor | Roof
Solar Registration Program | NJSRRE1542412178 | Newark | 7103 | 9 | 9.05 | Residential | Yes | Behind the Meter | Pro Custom Solar dba Momentum Solar | PSE&G | Accepted | 2019-09-17 | 2019-09-19 | 2020-09-19 | LG ELECTRONICS | LG 335N1C-V5 | Solar Panels |  | 0.335 | 27 | 293 | 5 |  | Fixed | Roof
Solar Registration Program | NJSRRE1542412178 | Newark | 7103 | 9 | 9.05 | Residential | Yes | Behind the Meter | Pro Custom Solar dba Momentum Solar | PSE&G | Accepted | 2019-09-17 | 2019-09-19 | 2020-09-19 | Enphase Energy | IQ7-60-2-US | Inverters | 250 |  | 27 |  |  | 0.97 |  | Outdoor | Roof
Solar Registration Program | NJSRRE1542412338 | Lumberton | 8048 | 13 | 9.05 | Residential | No | Behind the Meter | Pro Custom Solar dba Momentum Solar | PSE&G | Accepted | 2019-09-17 | 2019-09-19 | 2020-09-19 | LG ELECTRONICS | LG 335N1C-V5 | Solar Panels |  | 0.335 | 17 | 272 | 25 |  | Fixed | Roof
Solar Registration Program | NJSRRE1542412338 | Lumberton | 8048 | 13 | 9.05 | Residential | No | Behind the Meter | Pro Custom Solar dba Momentum Solar | PSE&G | Accepted | 2019-09-17 | 2019-09-19 | 2020-09-19 | LG ELECTRONICS | LG 335N1C-V5 | Solar Panels |  | 0.335 | 10 | 92 | 25 |  | Fixed | Roof
Solar Registration Program | NJSRRE1542412338 | Lumberton | 8048 | 13 | 9.05 | Residential | No | Behind the Meter | Pro Custom Solar dba Momentum Solar | PSE&G | Accepted | 2019-09-17 | 2019-09-19 | 2020-09-19 | Enphase Energy | IQ7-60-2-US | Inverters | 250 |  | 27 |  |  | 0.97 |  | Outdoor | Roof
Solar Registration Program | NJSRRE1542416754 | New Brunswick | 8901 | 11 | 9.05 | Residential | Yes | Behind the Meter | Pro Custom Solar dba Momentum Solar | PSE&G | Accepted | 2019-09-18 | 2019-09-20 | 2020-09-20 | LG ELECTRONICS | LG 335N1C-V5 | Solar Panels |  | 0.335 | 11 | 129 | 38 |  | Fixed | Roof
Solar Registration Program | NJSRRE1542416754 | New Brunswick | 8901 | 11 | 9.05 | Residential | Yes | Behind the Meter | Pro Custom Solar dba Momentum Solar | PSE&G | Accepted | 2019-09-18 | 2019-09-20 | 2020-09-20 | LG ELECTRONICS | LG 335N1C-V5 | Solar Panels |  | 0.335 | 16 | 309 | 38 |  | Fixed | Roof
Solar Registration Program | NJSRRE1542416754 | New Brunswick | 8901 | 11 | 9.05 | Residential | Yes | Behind the Meter | Pro Custom Solar dba Momentum Solar | PSE&G | Accepted | 2019-09-18 | 2019-09-20 | 2020-09-20 | Enphase Energy | IQ7-60-2-US | Inverters | 250 |  | 27 |  |  | 0.97 |  | Outdoor | Roof
Solar Registration Program | NJSRRE1542430842 | Turnersville | 8012 | 14 | 9.05 | Residential | No | Behind the Meter | Maier Solar Engineering dba Solar Me | AC Electric | Accepted | 2019-09-24 | 2019-09-25 | 2020-09-25 | LG | LG335N1K-V5 | Solar Panels |  | 0.335 | 27 | 208 | 30 |  | Fixed | Roof
Solar Registration Program | NJSRRE1542430842 | Turnersville | 8012 | 14 | 9.05 | Residential | No | Behind the Meter | Maier Solar Engineering dba Solar Me | AC Electric | Accepted | 2019-09-24 | 2019-09-25 | 2020-09-25 | Solar Edge | SE7600H-US | Inverters | 7600 |  | 1 |  |  | 0.97 |  | Outdoor | Next to meter
Solar Registration Program | NJSRRE1542525209 | Washington | 8691 | 12 | 9.05 | Residential | No | Behind the Meter | Solar States LLC | PSE&G | Accepted | 2019-10-10 | 2019-10-14 | 2020-10-14 | SolarEdge | SE7600H-US | Solar Panels |  | 0.335 | 27 | 204 | 28 |  | Fixed | Roof
Solar Registration Program | NJSRRE1542525209 | Washington | 8691 | 12 | 9.05 | Residential | No | Behind the Meter | Solar States LLC | PSE&G | Accepted | 2019-10-10 | 2019-10-14 | 2020-10-14 | SolarEdge | SE7600H-US | Inverters | 7600 |  | 1 |  |  | 0.98 |  | Outside | GARAGE
Solar Registration Program | NJSRRE1542553306 | TOTOWA | 7512 | 6 | 9.05 | Residential | No | Behind the Meter | Infinity Solar Systems | PSE&G | Accepted | 2019-10-17 | 2019-10-21 | 2020-10-21 | LG | LG-335N1K-V5_BB | Solar Panels |  | 0.335 | 16 | 165 | 20 |  | Fixed | Roof
Solar Registration Program | NJSRRE1542553306 | TOTOWA | 7512 | 6 | 9.05 | Residential | No | Behind the Meter | Infinity Solar Systems | PSE&G | Accepted | 2019-10-17 | 2019-10-21 | 2020-10-21 | LG | LG-335N1K-V5_BB | Solar Panels |  | 0.335 | 9 | 255 | 20 |  | Fixed | Roof
Solar Registration Program | NJSRRE1542553306 | TOTOWA | 7512 | 6 | 9.05 | Residential | No | Behind the Meter | Infinity Solar Systems | PSE&G | Accepted | 2019-10-17 | 2019-10-21 | 2020-10-21 | LG | LG-335N1K-V5_BB | Solar Panels |  | 0.335 | 2 | 165 | 25 |  | Fixed | Roof
Solar Registration Program | NJSRRE1542553306 | TOTOWA | 7512 | 6 | 9.05 | Residential | No | Behind the Meter | Infinity Solar Systems | PSE&G | Accepted | 2019-10-17 | 2019-10-21 | 2020-10-21 | ENPHASE | IQ7-60-X-US | Inverters | 240 |  | 27 |  |  | 0.97 |  | Other | MICROINVERTERS
Solar Registration Program | NJSRRE1542884171 | Maplewood | 7040 | 9 | 9.05 | Residential | Yes | Behind the Meter | Pro Custom Solar dba Momentum Solar | PSE&G | Accepted | 2019-11-01 | 2019-11-05 | 2020-11-05 | LG ELECTRONICS | LG 335N1C-A5 | Solar Panels |  | 0.335 | 7 | 7 | 45 |  | Fixed | Roof
Solar Registration Program | NJSRRE1542884171 | Maplewood | 7040 | 9 | 9.05 | Residential | Yes | Behind the Meter | Pro Custom Solar dba Momentum Solar | PSE&G | Accepted | 2019-11-01 | 2019-11-05 | 2020-11-05 | LG ELECTRONICS | LG 335N1C-A5 | Solar Panels |  | 0.335 | 20 | 225 | 24 |  | Fixed | Roof
Solar Registration Program | NJSRRE1542884171 | Maplewood | 7040 | 9 | 9.05 | Residential | Yes | Behind the Meter | Pro Custom Solar dba Momentum Solar | PSE&G | Accepted | 2019-11-01 | 2019-11-05 | 2020-11-05 | Enphase Energy | IQ7-60-2-US | Inverters | 250 |  | 27 |  |  | 0.97 |  | Outdoor | Roof
Solar Registration Program | NJSRRE1540292439 | South Brunswick TWP | 8852 | 11 | 9.1 | Residential | No | Behind the Meter | Tesla Energy Operations Inc | PSE&G | Accepted | 2019-01-28 | 2019-01-30 | 2020-01-30 | SC | SC325 | Solar Panels |  | 0.325 | 7 | 100 | 35 |  | Fixed | Roof
Solar Registration Program | NJSRRE1540292439 | South Brunswick TWP | 8852 | 11 | 9.1 | Residential | No | Behind the Meter | Tesla Energy Operations Inc | PSE&G | Accepted | 2019-01-28 | 2019-01-30 | 2020-01-30 | SC | SC325 | Solar Panels |  | 0.325 | 9 | 100 | 35 |  | Fixed | Roof
Solar Registration Program | NJSRRE1540292439 | South Brunswick TWP | 8852 | 11 | 9.1 | Residential | No | Behind the Meter | Tesla Energy Operations Inc | PSE&G | Accepted | 2019-01-28 | 2019-01-30 | 2020-01-30 | SC | SC325 | Solar Panels |  | 0.325 | 12 | 190 | 35 |  | Fixed | Roof
Solar Registration Program | NJSRRE1540292439 | South Brunswick TWP | 8852 | 11 | 9.1 | Residential | No | Behind the Meter | Tesla Energy Operations Inc | PSE&G | Accepted | 2019-01-28 | 2019-01-30 | 2020-01-30 | Delta | Solivia 5.2 TL | Inverters | 5200 |  | 2 |  |  | 0.975 |  | Outdoor | outdoor
Solar Registration Program | NJSRRE1540295689 | Glen Ridge Boro | 7028 | 9 | 9.1 | Residential | No | Behind the Meter | Tesla Energy Operations Inc | PSE&G | Accepted | 2019-01-29 | 2019-01-30 | 2020-01-30 | SC | SC325 | Solar Panels |  | 0.325 | 12 | 209 | 23 |  | Fixed | Roof
Solar Registration Program | NJSRRE1540295689 | Glen Ridge Boro | 7028 | 9 | 9.1 | Residential | No | Behind the Meter | Tesla Energy Operations Inc | PSE&G | Accepted | 2019-01-29 | 2019-01-30 | 2020-01-30 | SC | SC325 | Solar Panels |  | 0.325 | 2 | 213 | 26 |  | Fixed | Roof
Solar Registration Program | NJSRRE1540295689 | Glen Ridge Boro | 7028 | 9 | 9.1 | Residential | No | Behind the Meter | Tesla Energy Operations Inc | PSE&G | Accepted | 2019-01-29 | 2019-01-30 | 2020-01-30 | SC | SC325 | Solar Panels |  | 0.325 | 14 | 303 | 25 |  | Fixed | Roof
Solar Registration Program | NJSRRE1540295689 | Glen Ridge Boro | 7028 | 9 | 9.1 | Residential | No | Behind the Meter | Tesla Energy Operations Inc | PSE&G | Accepted | 2019-01-29 | 2019-01-30 | 2020-01-30 | SOLAREDGE | SE3800H-US000SNC2 | Inverters | 3800 |  | 1 |  |  | 0.99 |  | Indoor | indoor
Solar Registration Program | NJSRRE1540295689 | Glen Ridge Boro | 7028 | 9 | 9.1 | Residential | No | Behind the Meter | Tesla Energy Operations Inc | PSE&G | Accepted | 2019-01-29 | 2019-01-30 | 2020-01-30 | SOLAREDGE | SE5000H-US000SNC2 | Inverters | 5000 |  | 1 |  |  | 0.99 |  | Indoor | indoor
Solar Registration Program | NJSRRE1540295689 | Glen Ridge Boro | 7028 | 9 | 9.1 | Residential | No | Behind the Meter | Tesla Energy Operations Inc | PSE&G | Accepted | 2019-01-29 | 2019-01-30 | 2020-01-30 | Tesla | AC Powerwall 2.0 | Electric Storage Battery |  |  | 2 |  |  |  | Lithium Ion |  | inside
Solar Registration Program | NJSRRE1540318454 | Wood-Ridge | 7075 | 7 | 9.1 | Residential | Yes | Behind the Meter | Whitman Construction LLC | PSE&G | Accepted | 2019-02-04 | 2019-02-05 | 2020-02-05 | SunPower | SPR-X21-350-BLK-D-AC | Solar Panels |  | 0.35 | 14 | 318 | 18 |  | Fixed | Roof
Solar Registration Program | NJSRRE1540318454 | Wood-Ridge | 7075 | 7 | 9.1 | Residential | Yes | Behind the Meter | Whitman Construction LLC | PSE&G | Accepted | 2019-02-04 | 2019-02-05 | 2020-02-05 | SunPower | SPR-X21-350-BLK-D-AC | Solar Panels |  | 0.35 | 12 | 228 | 22 |  | Fixed | Roof
Solar Registration Program | NJSRRE1540318454 | Wood-Ridge | 7075 | 7 | 9.1 | Residential | Yes | Behind the Meter | Whitman Construction LLC | PSE&G | Accepted | 2019-02-04 | 2019-02-05 | 2020-02-05 | SunPower | SPR-X21-350-BLK-D-AC | Inverters | 320 |  | 18 |  |  | 0.96 |  | Other | Under each panel
Solar Registration Program | NJSRRE1541614600 | Montgomery | 8540 | 12 | 9.1 | Residential | No | Behind the Meter | Accord Power Inc | PSE&G | Final As-Built Received | 2019-07-10 | 2019-07-10 | 2020-07-10 | Q Peak Duo | G5 325W | Solar Panels |  | 0.325 | 28 | 160 | 40 |  | Fixed | Roof
Solar Registration Program | NJSRRE1541614600 | Montgomery | 8540 | 12 | 9.1 | Residential | No | Behind the Meter | Accord Power Inc | PSE&G | Final As-Built Received | 2019-07-10 | 2019-07-10 | 2020-07-10 | AP System | YC600 | Inverters | 548 |  | 14 |  |  | 0.967 |  | Outdoor | roof
Solar Registration Program | NJSRRE1541703127 | South Brunswick | 8852 | 11 | 9.1 | Residential | No | Behind the Meter | Green Power Energy | PSE&G | Accepted | 2019-07-25 | 2019-07-30 | 2020-07-30 | Panasonic | VBHN325KA03 | Solar Panels |  | 0.325 | 17 | 144 | 30 |  | Fixed | Roof
Solar Registration Program | NJSRRE1541703127 | South Brunswick | 8852 | 11 | 9.1 | Residential | No | Behind the Meter | Green Power Energy | PSE&G | Accepted | 2019-07-25 | 2019-07-30 | 2020-07-30 | Panasonic | VBHN325KA03 | Solar Panels |  | 0.325 | 11 | 236 | 30 |  | Fixed | Roof
Solar Registration Program | NJSRRE1541703127 | South Brunswick | 8852 | 11 | 9.1 | Residential | No | Behind the Meter | Green Power Energy | PSE&G | Accepted | 2019-07-25 | 2019-07-30 | 2020-07-30 | Solar Edge | SE7600H-US | Inverters | 7600 |  | 1 |  |  | 0.97 |  | Outside | next to meter
Solar Registration Program | NJSRRE1541815062 | East Brunswick | 8816 | 11 | 9.1 | Residential | No | Behind the Meter | Green Power Energy | PSE&G | Accepted | 2019-08-12 | 2019-08-23 | 2020-08-23 | Panasonic | VBHN325KA03 | Solar Panels |  | 0.325 | 28 | 260 | 18 |  | Fixed | Roof
Solar Registration Program | NJSRRE1541815062 | East Brunswick | 8816 | 11 | 9.1 | Residential | No | Behind the Meter | Green Power Energy | PSE&G | Accepted | 2019-08-12 | 2019-08-23 | 2020-08-23 | Solar Edge | SE7600H-US | Inverters | 7600 |  | 1 |  |  | 0.97 |  | Outside | next to meter
Solar Registration Program | NJSRRE1542231892 | South Brunswick Township | 8810 | 11 | 9.1 | Residential | No | Behind the Meter | Green Power Energy | PSE&G | Accepted | 2019-09-05 | 2019-09-09 | 2020-09-09 | Panasonic | VBHN325KA03 | Solar Panels |  | 0.325 | 28 | 210 | 38 |  | Fixed | Roof
Solar Registration Program | NJSRRE1542231892 | South Brunswick Township | 8810 | 11 | 9.1 | Residential | No | Behind the Meter | Green Power Energy | PSE&G | Accepted | 2019-09-05 | 2019-09-09 | 2020-09-09 | Solar Edge | SE7600H-US | Inverters | 7600 |  | 1 |  |  | 0.97 |  | Outside | next to meter
Solar Registration Program | NJSRRE1542393421 | East Windsor | 8520 | 12 | 9.1 | Residential | No | Behind the Meter | Green Power Energy | JCP&L | Accepted | 2019-09-12 | 2019-09-16 | 2020-09-16 | Panasonic | VBHN325KA03 | Solar Panels |  | 0.325 | 8 | 152 | 27 |  | Fixed | Roof
Solar Registration Program | NJSRRE1542393421 | East Windsor | 8520 | 12 | 9.1 | Residential | No | Behind the Meter | Green Power Energy | JCP&L | Accepted | 2019-09-12 | 2019-09-16 | 2020-09-16 | Panasonic | VBHN325KA03 | Solar Panels |  | 0.325 | 20 | 153 | 27 |  | Fixed | Roof
Solar Registration Program | NJSRRE1542393421 | East Windsor | 8520 | 12 | 9.1 | Residential | No | Behind the Meter | Green Power Energy | JCP&L | Accepted | 2019-09-12 | 2019-09-16 | 2020-09-16 | Solar Edge | SE7600H-US | Inverters | 7600 |  | 1 |  |  | 0.97 |  | Outside | next to meter
Solar Registration Program | NJSRRE1542397411 | Franklin Park | 8823 | 5 | 9.1 | Residential | No | Behind the Meter | NJ Solar Power, LLC | PSE&G | Accepted | 2019-09-13 | 2019-09-17 | 2020-09-17 | Hanwha | QPeak Duo G-5, 325 | Solar Panels |  | 0.325 | 28 | 129 | 30 |  | Fixed | Roof
Solar Registration Program | NJSRRE1542397411 | Franklin Park | 8823 | 5 | 9.1 | Residential | No | Behind the Meter | NJ Solar Power, LLC | PSE&G | Accepted | 2019-09-13 | 2019-09-17 | 2020-09-17 | Solaredge | Se7600H-US | Inverters | 7600 |  | 1 |  |  | 0.99 |  | Indoor | garage
Solar Registration Program | NJSRRE1542434026 | Waterford | 8089 | 14 | 9.1 | Residential | No | Behind the Meter | Green Power Energy | AC Electric | Accepted | 2019-09-25 | 2019-09-27 | 2020-09-27 | Silfab | SLG350M | Solar Panels |  | 0.35 | 26 | 150 | 25 |  | Fixed | Roof
Solar Registration Program | NJSRRE1542434026 | Waterford | 8089 | 14 | 9.1 | Residential | No | Behind the Meter | Green Power Energy | AC Electric | Accepted | 2019-09-25 | 2019-09-27 | 2020-09-27 | Solar Edge | SE7600H-US | Inverters | 7600 |  | 1 |  |  | 0.97 |  | Outside | next to meter
Solar Registration Program | NJSRRE1542511196 | Cherry Hill | 8034 | 14 | 9.1 | Residential | No | Behind the Meter | Geoscape Solar | PSE&G | Final As-Built Received | 2019-10-07 | 2019-10-09 | 2020-10-09 | LG Electronics | LG350N1C-V5 | Solar Panels |  | 0.35 | 19 | 140 | 21 |  | Fixed | Roof
Solar Registration Program | NJSRRE1542511196 | Cherry Hill | 8034 | 14 | 9.1 | Residential | No | Behind the Meter | Geoscape Solar | PSE&G | Final As-Built Received | 2019-10-07 | 2019-10-09 | 2020-10-09 | LG Electronics | LG350N1C-V5 | Solar Panels |  | 0.35 | 7 | 230 | 21 |  | Fixed | Roof
Solar Registration Program | NJSRRE1542511196 | Cherry Hill | 8034 | 14 | 9.1 | Residential | No | Behind the Meter | Geoscape Solar | PSE&G | Final As-Built Received | 2019-10-07 | 2019-10-09 | 2020-10-09 | SolarEdge | SE7600H-US | Inverters | 7600 |  | 1 |  |  | 0.98 |  | Outside | adj. to utility meter
Solar Registration Program | NJSRRE1542514929 | Watchung Boro | 7069 | 5 | 9.1 | Residential | No | Behind the Meter | Maier Solar Engineering dba Solar Me | PSE&G | Accepted | 2019-10-08 | 2019-10-10 | 2020-10-10 | Canadian | CS1H-325W | Solar Panels |  | 0.325 | 28 | 169 | 20 |  | Fixed | Roof
Solar Registration Program | NJSRRE1542514929 | Watchung Boro | 7069 | 5 | 9.1 | Residential | No | Behind the Meter | Maier Solar Engineering dba Solar Me | PSE&G | Accepted | 2019-10-08 | 2019-10-10 | 2020-10-10 | Solar Edge | SE7600H-US | Inverters | 7600 |  | 1 |  |  | 0.97 |  | Outdoor | Next to meter
Solar Registration Program | NJSRRE1542561956 | Egg Harbor Township | 8234 | 19 | 9.1 | Residential | No | Behind the Meter | Green Power Energy | AC Electric | Accepted | 2019-10-21 | 2019-10-23 | 2020-10-23 | Panasonic | VBHN325KA03 | Solar Panels |  | 0.325 | 9 | 108 | 18 |  | Fixed | Roof
Solar Registration Program | NJSRRE1542561956 | Egg Harbor Township | 8234 | 19 | 9.1 | Residential | No | Behind the Meter | Green Power Energy | AC Electric | Accepted | 2019-10-21 | 2019-10-23 | 2020-10-23 | Panasonic | VBHN325KA03 | Solar Panels |  | 0.325 | 19 | 200 | 23 |  | Fixed | Roof
Solar Registration Program | NJSRRE1542561956 | Egg Harbor Township | 8234 | 19 | 9.1 | Residential | No | Behind the Meter | Green Power Energy | AC Electric | Accepted | 2019-10-21 | 2019-10-23 | 2020-10-23 | Solar Edge | SE7600H-US | Inverters | 7600 |  | 1 |  |  | 0.97 |  | Outside | next to meter
Solar Registration Program | NJSRRE1542832879 | Mansfield | 8022 | 13 | 9.1 | Residential | No | Behind the Meter | Green Power energy | PSE&G | Accepted | 2019-10-30 | 2019-11-01 | 2020-11-01 | Panasonic | VBHN325KA03 | Solar Panels |  | 0.325 | 28 | 155 | 27 |  | Fixed | Roof
Solar Registration Program | NJSRRE1542832879 | Mansfield | 8022 | 13 | 9.1 | Residential | No | Behind the Meter | Green Power energy | PSE&G | Accepted | 2019-10-30 | 2019-11-01 | 2020-11-01 | SolarEdge | SE7600H-US | Inverters | 7600 |  | 1 |  |  | 0.97 |  | Outside | Next to Meter
Solar Registration Program | NJSRRE1542956314 | union beach | 7735 | 17 | 9.1 | Residential | No | Behind the Meter | Sunny Corp | JCP&L | Accepted | 2019-11-05 | 2019-11-07 | 2020-11-07 | PANASONIC | VBH325KA03 | Solar Panels |  | 0.325 | 28 | 223 | 20 |  | Fixed | Roof
Solar Registration Program | NJSRRE1542956314 | union beach | 7735 | 17 | 9.1 | Residential | No | Behind the Meter | Sunny Corp | JCP&L | Accepted | 2019-11-05 | 2019-11-07 | 2020-11-07 | SOLAREDGE | SE10000H-US | Inverters | 10000 |  | 1 |  |  | 0.992 |  | Outdoor | GARAGE
Solar Registration Program | NJSRRE1543318119 | East Brunswick Twp | 8816 | 11 | 9.1 | Residential | No | Behind the Meter | SunnyMac LLC | PSE&G | Accepted | 2019-11-15 | 2019-11-19 | 2020-11-19 | SunPower | SPR-X21-350 | Solar Panels |  | 0.35 | 6 | 72 | 23 |  | Fixed | Roof
Solar Registration Program | NJSRRE1543318119 | East Brunswick Twp | 8816 | 11 | 9.1 | Residential | No | Behind the Meter | SunnyMac LLC | PSE&G | Accepted | 2019-11-15 | 2019-11-19 | 2020-11-19 | SunPower | SPR-X21-350 | Solar Panels |  | 0.35 | 4 | 252 | 23 |  | Fixed | Roof
Solar Registration Program | NJSRRE1543318119 | East Brunswick Twp | 8816 | 11 | 9.1 | Residential | No | Behind the Meter | SunnyMac LLC | PSE&G | Accepted | 2019-11-15 | 2019-11-19 | 2020-11-19 | SunPower | SPR-X21-350 | Solar Panels |  | 0.35 | 8 | 252 | 23 |  | Fixed | Roof
Solar Registration Program | NJSRRE1543318119 | East Brunswick Twp | 8816 | 11 | 9.1 | Residential | No | Behind the Meter | SunnyMac LLC | PSE&G | Accepted | 2019-11-15 | 2019-11-19 | 2020-11-19 | SunPower | SPR-X21-350 | Solar Panels |  | 0.35 | 8 | 162 | 18 |  | Fixed | Roof
Solar Registration Program | NJSRRE1543318119 | East Brunswick Twp | 8816 | 11 | 9.1 | Residential | No | Behind the Meter | SunnyMac LLC | PSE&G | Accepted | 2019-11-15 | 2019-11-19 | 2020-11-19 | Enphase | IQ7XS-96-ACM-US | Inverters | 0.315 |  | 26 |  |  | 0.99 |  | Outdoor | roof
Solar Registration Program | NJSRRE1543416879 | Lakewood | 8701 | 18 | 9.1 | Residential | No | Behind the Meter | Grid Revoluton Solar | JCP&L | Accepted | 2019-11-17 | 2019-11-20 | 2020-11-20 | LG | LG350Q1C-A5 | Solar Panels |  | 0.35 | 21 | 141 | 25 |  | Fixed | Roof
Solar Registration Program | NJSRRE1543416879 | Lakewood | 8701 | 18 | 9.1 | Residential | No | Behind the Meter | Grid Revoluton Solar | JCP&L | Accepted | 2019-11-17 | 2019-11-20 | 2020-11-20 | LG | LG350Q1C-A5 | Solar Panels |  | 0.35 | 5 | 141 | 25 |  | Fixed | Roof
Solar Registration Program | NJSRRE1543416879 | Lakewood | 8701 | 18 | 9.1 | Residential | No | Behind the Meter | Grid Revoluton Solar | JCP&L | Accepted | 2019-11-17 | 2019-11-20 | 2020-11-20 | Solaredge | SE7600H-US | Inverters | 7600 |  | 1 |  |  | 0.99 |  | Outdoor | next to the utility meter
Solar Registration Program | NJSRRE1543426147 | Lumberton | 8048 | 13 | 9.1 | Residential | No | Behind the Meter | Impact Solar LLC | PSE&G | Accepted | 2019-11-20 | 2019-11-25 | 2020-11-25 | panasonic | VBHN325SA17 | Solar Panels |  | 0.325 | 24 | 211 | 27 |  | Fixed | Roof
Solar Registration Program | NJSRRE1543426147 | Lumberton | 8048 | 13 | 9.1 | Residential | No | Behind the Meter | Impact Solar LLC | PSE&G | Accepted | 2019-11-20 | 2019-11-25 | 2020-11-25 | panasonic | VBHN325SA17 | Solar Panels |  | 0.325 | 4 | 211 | 27 |  | Fixed | Roof
Solar Registration Program | NJSRRE1543426147 | Lumberton | 8048 | 13 | 9.1 | Residential | No | Behind the Meter | Impact Solar LLC | PSE&G | Accepted | 2019-11-20 | 2019-11-25 | 2020-11-25 | SolarEdge | SE10000H-US | Inverters | 10000 |  | 1 |  |  | 0.96 |  | Indoor | garage
Solar Registration Program | NJSRRE1543426147 | Lumberton | 8048 | 13 | 9.1 | Residential | No | Behind the Meter | Impact Solar LLC | PSE&G | Accepted | 2019-11-20 | 2019-11-25 | 2020-11-25 | solaredge | solaredge direct | Meters |  |  | 1 |  |  |  | Yes | Indoor
Solar Registration Program | NJSRRE1543501912 | EAST WINDSOR | 8520 | 12 | 9.1 | Residential | No | Behind the Meter | SEA BRIGHT SOLAR, LLC | JCP&L | Accepted | 2019-12-09 | 2019-12-11 | 2020-12-11 | SUNPOWER | SPR-X21-350-BLK-AC | Solar Panels |  | 0.35 | 8 | 199 | 34 |  | Fixed | Roof | SW
Solar Registration Program | NJSRRE1543501912 | EAST WINDSOR | 8520 | 12 | 9.1 | Residential | No | Behind the Meter | SEA BRIGHT SOLAR, LLC | JCP&L | Accepted | 2019-12-09 | 2019-12-11 | 2020-12-11 | SUNPOWER | SPR-X21-350-BLK-AC | Solar Panels |  | 0.35 | 18 | 199 | 34 |  | Fixed | Roof | SW
Solar Registration Program | NJSRRE1543501912 | EAST WINDSOR | 8520 | 12 | 9.1 | Residential | No | Behind the Meter | SEA BRIGHT SOLAR, LLC | JCP&L | Accepted | 2019-12-09 | 2019-12-11 | 2020-12-11 | SUNPOWER | SPR-X21-350-BLK-AC | Inverters | 320 |  | 26 |  |  | 0.96 |  | Other | BENEATH ARRAY
Solar Registration Program | NJSRRE1543657002 | East Windsor | 8512 | 11 | 9.1 | Residential | No | Behind the Meter | Accord Power Inc | JCP&L | Accepted | 2019-12-23 | 2019-12-27 | 2020-12-27 | Hanwah | Q.Cell 325 | Solar Panels |  | 0.325 | 28 | 89 | 21 |  | Fixed | Roof
Solar Registration Program | NJSRRE1543657002 | East Windsor | 8512 | 11 | 9.1 | Residential | No | Behind the Meter | Accord Power Inc | JCP&L | Accepted | 2019-12-23 | 2019-12-27 | 2020-12-27 | AP System | YC600 | Inverters | 600 |  | 14 |  |  | 0.967 |  | Outdoor | roof
Solar Registration Program | NJSRRE1540712568 | Sicklerville | 8081 | 14 | 9.12 | Residential | Yes | Behind the Meter | Skyline Solar, LLC | AC Electric | Accepted | 2019-03-23 | 2019-03-26 | 2020-03-26 | Solar World | Sunmodule Plus SW 285 Mono | Solar Panels |  | 0.285 | 32 | 87 | 20 |  | Fixed | Roof
Solar Registration Program | NJSRRE1540712568 | Sicklerville | 8081 | 14 | 9.12 | Residential | Yes | Behind the Meter | Skyline Solar, LLC | AC Electric | Accepted | 2019-03-23 | 2019-03-26 | 2020-03-26 | Solar Edge | SE7600H-US000NNC2 | Inverters | 7600 |  | 1 |  |  | 0.99 |  | Outside | within five feet of meter
Solar Registration Program | NJSRRE1540973155 | Deptford | 8096 | 15 | 9.12 | Residential | Yes | Behind the Meter | Skyline Solar, LLC | PSE&G | Accepted | 2019-05-09 | 2019-05-14 | 2020-05-14 | SolarWorld | SunModule Plus SW 285 Mono | Solar Panels |  | 0.285 | 32 | 239 | 27 |  | Fixed | Roof
Solar Registration Program | NJSRRE1540973155 | Deptford | 8096 | 15 | 9.12 | Residential | Yes | Behind the Meter | Skyline Solar, LLC | PSE&G | Accepted | 2019-05-09 | 2019-05-14 | 2020-05-14 | SolarEdge | SE7000H-US000NNC2 | Inverters | 7000 |  | 1 |  |  | 0.99 |  | Outside | within five feet of meter
Solar Registration Program | NJSRRE1540983547 | Bogota | 7603 | 7 | 9.12 | Residential | Yes | Behind the Meter | Pro Custom Solar dba Momentum Solar | PSE&G | Accepted | 2019-05-13 | 2019-05-16 | 2020-05-16 | LONGI | LR6-60 285M | Solar Panels |  | 0.285 | 32 | 107 | 28 |  | Fixed | Roof
Solar Registration Program | NJSRRE1540983547 | Bogota | 7603 | 7 | 9.12 | Residential | Yes | Behind the Meter | Pro Custom Solar dba Momentum Solar | PSE&G | Accepted | 2019-05-13 | 2019-05-16 | 2020-05-16 | ENPHASE | IQ6-60-2-US | Inverters | 240 |  | 32 |  |  | 0.97 |  | Outdoor | ROOF
Solar Registration Program | NJSRRE1541118102 | Willingboro | 8046 | 13 | 9.12 | Residential | Yes | Behind the Meter | Skyline Solar, LLC | PSE&G | Accepted | 2019-06-05 | 2019-06-10 | 2020-06-10 | Solar World | Sunmodule Plus SW 285 Mono | Solar Panels |  | 0.285 | 32 | 152 | 25 |  | Fixed | Roof
Solar Registration Program | NJSRRE1541118102 | Willingboro | 8046 | 13 | 9.12 | Residential | Yes | Behind the Meter | Skyline Solar, LLC | PSE&G | Accepted | 2019-06-05 | 2019-06-10 | 2020-06-10 | SolarEdge | SE7000H-US000NNC2 | Inverters | 7000 |  | 1 |  |  | 0.99 |  | Outside | within ten feet of meter
Solar Registration Program | NJSRRE1541910416 | Laurel Springs | 8021 | 14 | 9.12 | Residential | Yes | Behind the Meter | Skyline Solar, LLC | AC Electric | Accepted | 2019-08-29 | 2019-09-03 | 2020-09-03 | SolarWorld | SunModule Plus SW 285 Mono | Solar Panels |  | 0.285 | 32 | 103283 | 19 |  | Fixed | Roof
Solar Registration Program | NJSRRE1541910416 | Laurel Springs | 8021 | 14 | 9.12 | Residential | Yes | Behind the Meter | Skyline Solar, LLC | AC Electric | Accepted | 2019-08-29 | 2019-09-03 | 2020-09-03 | SolarEdge | SE7600H-US | Inverters | 7600 |  | 1 |  |  | 0.99 |  | Outside | within ten feet of meter
Solar Registration Program | NJSRRE1541790222 | Glen Ridge | 7028 | 9 | 9.13 | Residential | No | Behind the Meter | Geoscape Solar | PSE&G | Accepted | 2019-08-06 | 2019-08-08 | 2020-08-08 | Lg Electronics | LG365Q1C-A5 | Solar Panels |  | 0.365 | 25 | 290 | 5 |  | Fixed | Roof
Solar Registration Program | NJSRRE1541790222 | Glen Ridge | 7028 | 9 | 9.13 | Residential | No | Behind the Meter | Geoscape Solar | PSE&G | Accepted | 2019-08-06 | 2019-08-08 | 2020-08-08 | Solar Edge | SE7600H-US | Inverters | 7600 |  | 1 |  |  | 0.97 |  | Outside | adj to utility meter
Solar Registration Program | NJSRRE1542441506 | Westfield Town | 7090 | 10 | 9.13 | Residential | Yes | Behind the Meter | Sunrun Installation Services, Inc. | PSE&G | Accepted | 2019-09-25 | 2019-09-27 | 2020-09-27 | LG Electronics | LG365Q1C-V5 | Solar Panels |  | 0.365 | 14 | 38 | 30 |  | Fixed | Roof
Solar Registration Program | NJSRRE1542441506 | Westfield Town | 7090 | 10 | 9.13 | Residential | Yes | Behind the Meter | Sunrun Installation Services, Inc. | PSE&G | Accepted | 2019-09-25 | 2019-09-27 | 2020-09-27 | LG Electronics | LG365Q1C-V5 | Solar Panels |  | 0.365 | 11 | 218 | 30 |  | Fixed | Roof
Solar Registration Program | NJSRRE1542441506 | Westfield Town | 7090 | 10 | 9.13 | Residential | Yes | Behind the Meter | Sunrun Installation Services, Inc. | PSE&G | Accepted | 2019-09-25 | 2019-09-27 | 2020-09-27 | Ningbo Ginlong Technologies | Solis-1P7.6K-4G-US | Inverters | 7600 |  | 1 |  |  | 0.96 |  | Outdoor | Next To Meter
Solar Registration Program | NJSRRE1540177488 | Mount Pleasant | 7424 | 6 | 9.14 | Residential | Yes | Behind the Meter | Trinity Solar | PSE&G | Accepted | 2019-01-02 | 2019-01-07 | 2020-01-07 | Hanwha | Q.PEAK DUO BLK-G5 315 | Solar Panels |  | 0.315 | 19 | 122 | 25 |  | Fixed | Roof
Solar Registration Program | NJSRRE1540177488 | Mount Pleasant | 7424 | 6 | 9.14 | Residential | Yes | Behind the Meter | Trinity Solar | PSE&G | Accepted | 2019-01-02 | 2019-01-07 | 2020-01-07 | Hanwha | Q.PEAK DUO BLK-G5 315 | Solar Panels |  | 0.315 | 10 | 32 | 25 |  | Fixed | Roof
Solar Registration Program | NJSRRE1540177488 | Mount Pleasant | 7424 | 6 | 9.14 | Residential | Yes | Behind the Meter | Trinity Solar | PSE&G | Accepted | 2019-01-02 | 2019-01-07 | 2020-01-07 | Solar Edge | SE7600 | Inverters | 7600 |  | 1 |  |  | 0.97 |  | Outside | side of home
Solar Registration Program | NJSRRE1540215845 | Brick | 8724 | 18 | 9.14 | Residential | Yes | Behind the Meter | Suntuity Solar LLC | JCP&L | Accepted | 2019-01-08 | 2019-01-10 | 2020-01-10 | Hanwha Solar | Q-Cells 315 Mono | Solar Panels |  | 0.315 | 29 | 88 | 39 |  | Fixed | Roof
Solar Registration Program | NJSRRE1540215845 | Brick | 8724 | 18 | 9.14 | Residential | Yes | Behind the Meter | Suntuity Solar LLC | JCP&L | Accepted | 2019-01-08 | 2019-01-10 | 2020-01-10 | SolarEdge | SE7600H-US | Inverters | 7600 |  | 1 |  |  | 0.99 |  | Outdoor | Besides the meter
Solar Registration Program | NJSRRE1540239610 | Hopatcong | 7843 | 1 | 9.14 | Residential | Yes | Behind the Meter | Pro Custom Solar dba Momentum Solar | JCP&L | Accepted | 2019-01-14 | 2019-01-16 | 2020-01-16 | HANWHA | Q.PEAK DUO BLK-G5 315 | Solar Panels |  | 0.315 | 8 | 197 | 30 |  | Fixed | Roof
Solar Registration Program | NJSRRE1540239610 | Hopatcong | 7843 | 1 | 9.14 | Residential | Yes | Behind the Meter | Pro Custom Solar dba Momentum Solar | JCP&L | Accepted | 2019-01-14 | 2019-01-16 | 2020-01-16 | HANWHA | Q.PEAK DUO BLK-G5 315 | Solar Panels |  | 0.315 | 11 | 107 | 30 |  | Fixed | Roof
Solar Registration Program | NJSRRE1540239610 | Hopatcong | 7843 | 1 | 9.14 | Residential | Yes | Behind the Meter | Pro Custom Solar dba Momentum Solar | JCP&L | Accepted | 2019-01-14 | 2019-01-16 | 2020-01-16 | HANWHA | Q.PEAK DUO BLK-G5 315 | Solar Panels |  | 0.315 | 10 | 287 | 30 |  | Fixed | Roof
Solar Registration Program | NJSRRE1540239610 | Hopatcong | 7843 | 1 | 9.14 | Residential | Yes | Behind the Meter | Pro Custom Solar dba Momentum Solar | JCP&L | Accepted | 2019-01-14 | 2019-01-16 | 2020-01-16 | ENPHASE | IQ7-60-2-US | Inverters | 250 |  | 29 |  |  | 0.97 |  | Outdoor | ROOF
Solar Registration Program | NJSRRE1540265843 | Jackson | 8527 | 18 | 9.14 | Residential | Yes | Behind the Meter | Trinity Solar | JCP&L | Accepted | 2019-01-22 | 2019-01-25 | 2020-01-25 | HANWHA | Q.PEAK DUO BLK-G5 315 | Solar Panels |  | 0.315 | 21 | 189 | 30 |  | Fixed | Roof
Solar Registration Program | NJSRRE1540265843 | Jackson | 8527 | 18 | 9.14 | Residential | Yes | Behind the Meter | Trinity Solar | JCP&L | Accepted | 2019-01-22 | 2019-01-25 | 2020-01-25 | HANWHA | Q.PEAK DUO BLK-G5 315 | Solar Panels |  | 0.315 | 8 | 189 | 18 |  | Fixed | Roof
Solar Registration Program | NJSRRE1540265843 | Jackson | 8527 | 18 | 9.14 | Residential | Yes | Behind the Meter | Trinity Solar | JCP&L | Accepted | 2019-01-22 | 2019-01-25 | 2020-01-25 | Solar Edge | SE7600 | Inverters | 7600 |  | 1 |  |  | 0.97 |  | Outside | Side of home
Solar Registration Program | NJSRRE1540303309 | Long Branch | 7740 | 17 | 9.14 | Residential | No | Behind the Meter | Vivint Solar Developer, LLC | JCP&L | Accepted | 2019-02-01 | 2019-02-04 | 2020-02-04 | Hanwha Solar | Q.Peak BLK-G5 315 | Solar Panels |  | 0.315 | 9 | 260 | 32 |  | Fixed | Roof
Solar Registration Program | NJSRRE1540303309 | Long Branch | 7740 | 17 | 9.14 | Residential | No | Behind the Meter | Vivint Solar Developer, LLC | JCP&L | Accepted | 2019-02-01 | 2019-02-04 | 2020-02-04 | Hanwha Solar | Q.Peak BLK-G5 315 | Solar Panels |  | 0.315 | 12 | 80 | 32 |  | Fixed | Roof
Solar Registration Program | NJSRRE1540303309 | Long Branch | 7740 | 17 | 9.14 | Residential | No | Behind the Meter | Vivint Solar Developer, LLC | JCP&L | Accepted | 2019-02-01 | 2019-02-04 | 2020-02-04 | Hanwha Solar | Q.Peak BLK-G5 315 | Solar Panels |  | 0.315 | 4 | 260 | 31 |  | Fixed | Roof
Solar Registration Program | NJSRRE1540303309 | Long Branch | 7740 | 17 | 9.14 | Residential | No | Behind the Meter | Vivint Solar Developer, LLC | JCP&L | Accepted | 2019-02-01 | 2019-02-04 | 2020-02-04 | Hanwha Solar | Q.Peak BLK-G5 315 | Solar Panels |  | 0.315 | 4 | 80 | 31 |  | Fixed | Roof
Solar Registration Program | NJSRRE1540303309 | Long Branch | 7740 | 17 | 9.14 | Residential | No | Behind the Meter | Vivint Solar Developer, LLC | JCP&L | Accepted | 2019-02-01 | 2019-02-04 | 2020-02-04 | Solar Edge | SE7600H-US | Inverters | 7600 |  | 1 |  |  | 0.992 |  | Outdoor | Near the Utility Meter.
Solar Registration Program | NJSRRE1540303309 | Long Branch | 7740 | 17 | 9.14 | Residential | No | Behind the Meter | Vivint Solar Developer, LLC | JCP&L | Accepted | 2019-02-01 | 2019-02-04 | 2020-02-04 | Solar Edge | SE3800H-US | Inverters | 3800 |  | 1 |  |  | 0.992 |  | Outdoor | Near the Utility Meter.
Solar Registration Program | NJSRRE1540344912 | Clementon | 8021 | 14 | 9.14 | Residential | Yes | Behind the Meter | Suntuity Solar LLC | AC Electric | Accepted | 2019-02-07 | 2019-02-11 | 2020-02-11 | Hanwha Solar | Q-Cells 315 Mono | Solar Panels |  | 0.315 | 12 | 211 | 23 |  | Fixed | Roof
Solar Registration Program | NJSRRE1540344912 | Clementon | 8021 | 14 | 9.14 | Residential | Yes | Behind the Meter | Suntuity Solar LLC | AC Electric | Accepted | 2019-02-07 | 2019-02-11 | 2020-02-11 | Hanwha Solar | Q-Cells 315 Mono | Solar Panels |  | 0.315 | 17 | 211 | 23 |  | Fixed | Roof
Solar Registration Program | NJSRRE1540344912 | Clementon | 8021 | 14 | 9.14 | Residential | Yes | Behind the Meter | Suntuity Solar LLC | AC Electric | Accepted | 2019-02-07 | 2019-02-11 | 2020-02-11 | SolarEdge | SE7600H-US | Inverters | 7600 |  | 1 |  |  | 0.99 |  | Outdoor | Besides the meter
Solar Registration Program | NJSRRE1540345011 | Budd Lake | 7828 | 3 | 9.14 | Residential | Yes | Behind the Meter | Pro Custom Solar dba Momentum Solar | JCP&L | Accepted | 2019-02-07 | 2019-02-11 | 2020-02-11 | HANWHA | Q.PEAK DUO BLK-G5 315 | Solar Panels |  | 0.315 | 15 | 215 | 26 |  | Fixed | Roof
Solar Registration Program | NJSRRE1540345011 | Budd Lake | 7828 | 3 | 9.14 | Residential | Yes | Behind the Meter | Pro Custom Solar dba Momentum Solar | JCP&L | Accepted | 2019-02-07 | 2019-02-11 | 2020-02-11 | HANWHA | Q.PEAK DUO BLK-G5 315 | Solar Panels |  | 0.315 | 8 | 305 | 26 |  | Fixed | Roof
Solar Registration Program | NJSRRE1540345011 | Budd Lake | 7828 | 3 | 9.14 | Residential | Yes | Behind the Meter | Pro Custom Solar dba Momentum Solar | JCP&L | Accepted | 2019-02-07 | 2019-02-11 | 2020-02-11 | HANWHA | Q.PEAK DUO BLK-G5 315 | Solar Panels |  | 0.315 | 6 | 125 | 26 |  | Fixed | Roof
Solar Registration Program | NJSRRE1540345011 | Budd Lake | 7828 | 3 | 9.14 | Residential | Yes | Behind the Meter | Pro Custom Solar dba Momentum Solar | JCP&L | Accepted | 2019-02-07 | 2019-02-11 | 2020-02-11 | ENPHASE | IQ7-60-2-US | Inverters | 250 |  | 29 |  |  | 0.97 |  | Outdoor | ROOF
Solar Registration Program | NJSRRE1540346533 | Fair Lawn | 7410 | 7 | 9.14 | Residential | Yes | Behind the Meter | Pro Custom Solar dba Momentum Solar | PSE&G | Accepted | 2019-02-07 | 2019-02-11 | 2020-02-11 | HANWHA | Q.PEAK DUO BLK-G5 315 | Solar Panels |  | 0.315 | 3 | 160 | 37 |  | Fixed | Roof
Solar Registration Program | NJSRRE1540346533 | Fair Lawn | 7410 | 7 | 9.14 | Residential | Yes | Behind the Meter | Pro Custom Solar dba Momentum Solar | PSE&G | Accepted | 2019-02-07 | 2019-02-11 | 2020-02-11 | HANWHA | Q.PEAK DUO BLK-G5 315 | Solar Panels |  | 0.315 | 4 | 250 | 38 |  | Fixed | Roof
Solar Registration Program | NJSRRE1540346533 | Fair Lawn | 7410 | 7 | 9.14 | Residential | Yes | Behind the Meter | Pro Custom Solar dba Momentum Solar | PSE&G | Accepted | 2019-02-07 | 2019-02-11 | 2020-02-11 | HANWHA | Q.PEAK DUO BLK-G5 315 | Solar Panels |  | 0.315 | 22 | 70 | 38 |  | Fixed | Roof
Solar Registration Program | NJSRRE1540346533 | Fair Lawn | 7410 | 7 | 9.14 | Residential | Yes | Behind the Meter | Pro Custom Solar dba Momentum Solar | PSE&G | Accepted | 2019-02-07 | 2019-02-11 | 2020-02-11 | ENPHASE | IQ7-60-2-US | Inverters | 250 |  | 29 |  |  | 0.97 |  | Outdoor | ROOF
Solar Registration Program | NJSRRE1540369007 | Little Egg Harbor Township | 8087 | 18 | 9.14 | Residential | Yes | Behind the Meter | Suntuity Solar LLC | AC Electric | Accepted | 2019-02-15 | 2019-02-19 | 2020-02-19 | Hanwha Solar | Q-Cells 315 Mono | Solar Panels |  | 0.315 | 12 | 299 | 30 |  | Fixed | Roof
Solar Registration Program | NJSRRE1540369007 | Little Egg Harbor Township | 8087 | 18 | 9.14 | Residential | Yes | Behind the Meter | Suntuity Solar LLC | AC Electric | Accepted | 2019-02-15 | 2019-02-19 | 2020-02-19 | Hanwha Solar | Q-Cells 315 Mono | Solar Panels |  | 0.315 | 11 | 119 | 30 |  | Fixed | Roof
Solar Registration Program | NJSRRE1540369007 | Little Egg Harbor Township | 8087 | 18 | 9.14 | Residential | Yes | Behind the Meter | Suntuity Solar LLC | AC Electric | Accepted | 2019-02-15 | 2019-02-19 | 2020-02-19 | Hanwha Solar | Q-Cells 315 Mono | Solar Panels |  | 0.315 | 6 | 119 | 30 |  | Fixed | Roof
Solar Registration Program | NJSRRE1540369007 | Little Egg Harbor Township | 8087 | 18 | 9.14 | Residential | Yes | Behind the Meter | Suntuity Solar LLC | AC Electric | Accepted | 2019-02-15 | 2019-02-19 | 2020-02-19 | SolarEdge | SE7600H-US | Inverters | 7600 |  | 1 |  |  | 0.99 |  | Outdoor | Besides the meter
Solar Registration Program | NJSRRE1540378621 | BELLMAWR | 8031 | 14 | 9.14 | Residential | Yes | Behind the Meter | Vivint Solar Developer, LLC | PSE&G | Accepted | 2019-02-20 | 2019-02-21 | 2020-02-21 | Hanwha Solar | Q.PEAK BLK-G5 315 | Solar Panels |  | 0.315 | 16 | 68 | 22 |  | Fixed | Roof
Solar Registration Program | NJSRRE1540378621 | BELLMAWR | 8031 | 14 | 9.14 | Residential | Yes | Behind the Meter | Vivint Solar Developer, LLC | PSE&G | Accepted | 2019-02-20 | 2019-02-21 | 2020-02-21 | Hanwha Solar | Q.PEAK BLK-G5 315 | Solar Panels |  | 0.315 | 13 | 248 | 22 |  | Fixed | Roof
Solar Registration Program | NJSRRE1540378621 | BELLMAWR | 8031 | 14 | 9.14 | Residential | Yes | Behind the Meter | Vivint Solar Developer, LLC | PSE&G | Accepted | 2019-02-20 | 2019-02-21 | 2020-02-21 | Solar Edge | SE7600H-US | Inverters | 7600 |  | 1 |  |  | 0.992 |  | Outdoor | Near the Utility Meter
Solar Registration Program | NJSRRE1540384345 | Kendall Park | 8824 | 11 | 9.14 | Residential | Yes | Behind the Meter | Vivint Solar Developer, LLC | PSE&G | Accepted | 2019-02-25 | 2019-02-25 | 2020-02-25 | Hanwha Solar | Q.PEAK BLK-G5 315 | Solar Panels |  | 0.315 | 17 | 247 | 17 |  | Fixed | Roof
Solar Registration Program | NJSRRE1540384345 | Kendall Park | 8824 | 11 | 9.14 | Residential | Yes | Behind the Meter | Vivint Solar Developer, LLC | PSE&G | Accepted | 2019-02-25 | 2019-02-25 | 2020-02-25 | Hanwha Solar | Q.PEAK BLK-G5 315 | Solar Panels |  | 0.315 | 12 | 247 | 16 |  | Fixed | Roof
Solar Registration Program | NJSRRE1540384345 | Kendall Park | 8824 | 11 | 9.14 | Residential | Yes | Behind the Meter | Vivint Solar Developer, LLC | PSE&G | Accepted | 2019-02-25 | 2019-02-25 | 2020-02-25 | Solar Edge | SE7600H-US | Inverters | 7600 |  | 1 |  |  | 0.992 |  | Outdoor | Near the Utility Meter
Solar Registration Program | NJSRRE1540412069 | Paramus | 7652 | 7 | 9.14 | Residential | No | Behind the Meter | Suntuity Solar LLC | PSE&G | Accepted | 2019-03-01 | 2019-03-04 | 2020-03-04 | Hanwha Solar | Q-Cells 315 Mono | Solar Panels |  | 0.315 | 2 | 262 | 30 |  | Fixed | Roof
Solar Registration Program | NJSRRE1540412069 | Paramus | 7652 | 7 | 9.14 | Residential | No | Behind the Meter | Suntuity Solar LLC | PSE&G | Accepted | 2019-03-01 | 2019-03-04 | 2020-03-04 | Hanwha Solar | Q-Cells 315 Mono | Solar Panels |  | 0.315 | 3 | 82 | 27 |  | Fixed | Roof
Solar Registration Program | NJSRRE1540412069 | Paramus | 7652 | 7 | 9.14 | Residential | No | Behind the Meter | Suntuity Solar LLC | PSE&G | Accepted | 2019-03-01 | 2019-03-04 | 2020-03-04 | Hanwha Solar | Q-Cells 315 Mono | Solar Panels |  | 0.315 | 11 | 172 | 25 |  | Fixed | Roof
Solar Registration Program | NJSRRE1540412069 | Paramus | 7652 | 7 | 9.14 | Residential | No | Behind the Meter | Suntuity Solar LLC | PSE&G | Accepted | 2019-03-01 | 2019-03-04 | 2020-03-04 | Hanwha Solar | Q-Cells 315 Mono | Solar Panels |  | 0.315 | 13 | 172 | 27 |  | Fixed | Roof
Solar Registration Program | NJSRRE1540412069 | Paramus | 7652 | 7 | 9.14 | Residential | No | Behind the Meter | Suntuity Solar LLC | PSE&G | Accepted | 2019-03-01 | 2019-03-04 | 2020-03-04 | SolarEdge | SE7600H-US | Inverters | 7600 |  | 1 |  |  | 0.99 |  | Outdoor | Besides the meter
Solar Registration Program | NJSRRE1540452658 | Millville | 8332 | 20 | 9.14 | Residential | Yes | Behind the Meter | Suntuity Solar LLC | AC Electric | Accepted | 2019-03-05 | 2019-03-05 | 2020-03-05 | Hanwha Solar | Q-Cells 315 Mono | Solar Panels |  | 0.315 | 9 | 202 | 41 |  | Fixed | Roof
Solar Registration Program | NJSRRE1540452658 | Millville | 8332 | 20 | 9.14 | Residential | Yes | Behind the Meter | Suntuity Solar LLC | AC Electric | Accepted | 2019-03-05 | 2019-03-05 | 2020-03-05 | Hanwha Solar | Q-Cells 315 Mono | Solar Panels |  | 0.315 | 12 | 112 | 41 |  | Fixed | Roof
Solar Registration Program | NJSRRE1540452658 | Millville | 8332 | 20 | 9.14 | Residential | Yes | Behind the Meter | Suntuity Solar LLC | AC Electric | Accepted | 2019-03-05 | 2019-03-05 | 2020-03-05 | Hanwha Solar | Q-Cells 315 Mono | Solar Panels |  | 0.315 | 8 | 292 | 41 |  | Fixed | Roof
Solar Registration Program | NJSRRE1540452658 | Millville | 8332 | 20 | 9.14 | Residential | Yes | Behind the Meter | Suntuity Solar LLC | AC Electric | Accepted | 2019-03-05 | 2019-03-05 | 2020-03-05 | SolarEdge | SE7600H-US | Inverters | 7600 |  | 1 |  |  | 0.99 |  | Outdoor | Besides the meter
Solar Registration Program | NJSRRE1540461536 | Beachwood | 8722 | 18 | 9.14 | Residential | Yes | Behind the Meter | Trinity Solar | JCP&L | Accepted | 2019-03-08 | 2019-03-11 | 2020-03-11 | HANWHA | Q.PEAK DUO BLK-G5 315 | Solar Panels |  | 0.315 | 4 | 125 | 30 |  | Fixed | Roof
Solar Registration Program | NJSRRE1540461536 | Beachwood | 8722 | 18 | 9.14 | Residential | Yes | Behind the Meter | Trinity Solar | JCP&L | Accepted | 2019-03-08 | 2019-03-11 | 2020-03-11 | HANWHA | Q.PEAK DUO BLK-G5 315 | Solar Panels |  | 0.315 | 4 | 305 | 30 |  | Fixed | Roof
Solar Registration Program | NJSRRE1540461536 | Beachwood | 8722 | 18 | 9.14 | Residential | Yes | Behind the Meter | Trinity Solar | JCP&L | Accepted | 2019-03-08 | 2019-03-11 | 2020-03-11 | HANWHA | Q.PEAK DUO BLK-G5 315 | Solar Panels |  | 0.315 | 5 | 125 | 27 |  | Fixed | Roof
Solar Registration Program | NJSRRE1540461536 | Beachwood | 8722 | 18 | 9.14 | Residential | Yes | Behind the Meter | Trinity Solar | JCP&L | Accepted | 2019-03-08 | 2019-03-11 | 2020-03-11 | HANWHA | Q.PEAK DUO BLK-G5 315 | Solar Panels |  | 0.315 | 16 | 305 | 27 |  | Fixed | Roof
Solar Registration Program | NJSRRE1540461536 | Beachwood | 8722 | 18 | 9.14 | Residential | Yes | Behind the Meter | Trinity Solar | JCP&L | Accepted | 2019-03-08 | 2019-03-11 | 2020-03-11 | Solar Edge | SE7600H-US000NNC2 | Inverters | 7600 |  | 1 |  |  | 0.97 |  | Outdoor | side of home
Solar Registration Program | NJSRRE1540501905 | Clayton | 8312 | 15 | 9.14 | Residential | No | Behind the Meter | Suntuity Solar LLC | AC Electric | Accepted | 2019-03-20 | 2019-05-01 | 2020-05-01 | Hanwha Solar | Q-Cells 315 Mono | Solar Panels |  | 0.315 | 21 | 348 | 22 |  | Fixed | Roof
Solar Registration Program | NJSRRE1540501905 | Clayton | 8312 | 15 | 9.14 | Residential | No | Behind the Meter | Suntuity Solar LLC | AC Electric | Accepted | 2019-03-20 | 2019-05-01 | 2020-05-01 | Hanwha Solar | Q-Cells 315 Mono | Solar Panels |  | 0.315 | 4 | 78 | 22 |  | Fixed | Roof
Solar Registration Program | NJSRRE1540501905 | Clayton | 8312 | 15 | 9.14 | Residential | No | Behind the Meter | Suntuity Solar LLC | AC Electric | Accepted | 2019-03-20 | 2019-05-01 | 2020-05-01 | Hanwha Solar | Q-Cells 315 Mono | Solar Panels |  | 0.315 | 4 | 258 | 22 |  | Fixed | Roof
Solar Registration Program | NJSRRE1540501905 | Clayton | 8312 | 15 | 9.14 | Residential | No | Behind the Meter | Suntuity Solar LLC | AC Electric | Accepted | 2019-03-20 | 2019-05-01 | 2020-05-01 | Enphase Energy | IQ7-60-2-US | Inverters | 240 |  | 29 |  |  | 0.97 |  | Outdoor | Behind the PV modules
Solar Registration Program | NJSRRE1540755934 | North Wildwood | 8260 | 21 | 9.14 | Residential | Yes | Behind the Meter | Trinity Solar | AC Electric | Accepted | 2019-03-29 | 2019-04-01 | 2020-04-01 | Hanwha | Q.PEAK DUO BLK-G5 315 | Solar Panels |  | 0.315 | 16 | 313 | 34 |  | Fixed | Roof
Solar Registration Program | NJSRRE1540755934 | North Wildwood | 8260 | 21 | 9.14 | Residential | Yes | Behind the Meter | Trinity Solar | AC Electric | Accepted | 2019-03-29 | 2019-04-01 | 2020-04-01 | Hanwha | Q.PEAK DUO BLK-G5 315 | Solar Panels |  | 0.315 | 13 | 133 | 34 |  | Fixed | Roof
Solar Registration Program | NJSRRE1540755934 | North Wildwood | 8260 | 21 | 9.14 | Residential | Yes | Behind the Meter | Trinity Solar | AC Electric | Accepted | 2019-03-29 | 2019-04-01 | 2020-04-01 | Solar Edge | SE7600 | Inverters | 7600 |  | 1 |  |  | 0.97 |  | Outside | side of home
Solar Registration Program | NJSRRE1540815950 | Lake Hopatcong | 7849 | 3 | 9.14 | Residential | No | Behind the Meter | Trinity Solar | PSE&G | Accepted | 2019-04-03 | 2019-04-04 | 2020-04-04 | HANWHA | Q.PEAK DUO BLK-G5 315 | Solar Panels |  | 0.315 | 12 | 247 | 27 |  | Fixed | Roof
Solar Registration Program | NJSRRE1540815950 | Lake Hopatcong | 7849 | 3 | 9.14 | Residential | No | Behind the Meter | Trinity Solar | PSE&G | Accepted | 2019-04-03 | 2019-04-04 | 2020-04-04 | HANWHA | Q.PEAK DUO BLK-G5 315 | Solar Panels |  | 0.315 | 17 | 247 | 27 |  | Fixed | Roof
Solar Registration Program | NJSRRE1540815950 | Lake Hopatcong | 7849 | 3 | 9.14 | Residential | No | Behind the Meter | Trinity Solar | PSE&G | Accepted | 2019-04-03 | 2019-04-04 | 2020-04-04 | Solar Edge | SE7600 | Inverters | 7600 |  | 1 |  |  | 0.97 |  | Outside | Side of home
Solar Registration Program | NJSRRE1540821329 | River Edge | 7761 |  | 9.14 | Residential | No | Behind the Meter | Vivint Solar Developer, LLC | PSE&G | Accepted | 2019-04-05 | 2019-04-05 | 2020-04-05 | Hanwha Solar | Q.Peak BLK-G5 315 | Solar Panels |  | 0.315 | 3 | 19 | 33 |  | Fixed | Roof
Solar Registration Program | NJSRRE1540821329 | River Edge | 7761 |  | 9.14 | Residential | No | Behind the Meter | Vivint Solar Developer, LLC | PSE&G | Accepted | 2019-04-05 | 2019-04-05 | 2020-04-05 | Hanwha Solar | Q.Peak BLK-G5 315 | Solar Panels |  | 0.315 | 4 | 289 | 31 |  | Fixed | Roof
Solar Registration Program | NJSRRE1540821329 | River Edge | 7761 |  | 9.14 | Residential | No | Behind the Meter | Vivint Solar Developer, LLC | PSE&G | Accepted | 2019-04-05 | 2019-04-05 | 2020-04-05 | Hanwha Solar | Q.Peak BLK-G5 315 | Solar Panels |  | 0.315 | 5 | 109 | 31 |  | Fixed | Roof
Solar Registration Program | NJSRRE1540821329 | River Edge | 7761 |  | 9.14 | Residential | No | Behind the Meter | Vivint Solar Developer, LLC | PSE&G | Accepted | 2019-04-05 | 2019-04-05 | 2020-04-05 | Hanwha Solar | Q.PEAK BLK-G5 315 | Solar Panels |  | 0.315 | 2 | 19 | 33 |  | Fixed | Roof
Solar Registration Program | NJSRRE1540821329 | River Edge | 7761 |  | 9.14 | Residential | No | Behind the Meter | Vivint Solar Developer, LLC | PSE&G | Accepted | 2019-04-05 | 2019-04-05 | 2020-04-05 | Hanwha Solar | Q.Peak BLK-G5 315 | Solar Panels |  | 0.315 | 13 | 199 | 33 |  | Fixed | Roof
Solar Registration Program | NJSRRE1540821329 | River Edge | 7761 |  | 9.14 | Residential | No | Behind the Meter | Vivint Solar Developer, LLC | PSE&G | Accepted | 2019-04-05 | 2019-04-05 | 2020-04-05 | Hanwha Solar | Q.Peak BLK-G5 315 | Solar Panels |  | 0.315 | 2 | 199 | 33 |  | Fixed | Roof
Solar Registration Program | NJSRRE1540821329 | River Edge | 7761 |  | 9.14 | Residential | No | Behind the Meter | Vivint Solar Developer, LLC | PSE&G | Accepted | 2019-04-05 | 2019-04-05 | 2020-04-05 | Solar Edge | SE7600H-US | Inverters | 7600 |  | 1 |  |  | 0.992 |  | Outdoor | Near the Utility Meter.
Solar Registration Program | NJSRRE1540892562 | Perth Amboy | 8861 | 11 | 9.14 | Residential | Yes | Behind the Meter | Pro Custom Solar dba Momentum Solar | PSE&G | Accepted | 2019-04-24 | 2019-04-26 | 2020-04-26 | HANWHA | Q.PEAK DUO BLK-G5 315 | Solar Panels |  | 0.315 | 29 | 205 | 3 |  | Fixed | Roof
Solar Registration Program | NJSRRE1540892562 | Perth Amboy | 8861 | 11 | 9.14 | Residential | Yes | Behind the Meter | Pro Custom Solar dba Momentum Solar | PSE&G | Accepted | 2019-04-24 | 2019-04-26 | 2020-04-26 | ENPHASE | IQ6-60-2-US | Inverters | 240 |  | 29 |  |  | 0.97 |  | Outdoor | ROOF
Solar Registration Program | NJSRRE1540894486 | Somers Point | 8244 | 19 | 9.14 | Residential | No | Behind the Meter | Castle Energy, LLC | AC Electric | Accepted | 2019-04-25 | 2019-04-26 | 2020-04-26 | Hanwha QCells | Q.PEAK DUO-G5 315 | Solar Panels |  | 0.315 | 12 | 115 | 12 |  | Fixed | Roof
Solar Registration Program | NJSRRE1540894486 | Somers Point | 8244 | 19 | 9.14 | Residential | No | Behind the Meter | Castle Energy, LLC | AC Electric | Accepted | 2019-04-25 | 2019-04-26 | 2020-04-26 | Hanwha QCells | Q.PEAK DUO-G5 315 | Solar Panels |  | 0.315 | 5 | 115 | 25 |  | Fixed | Roof
Solar Registration Program | NJSRRE1540894486 | Somers Point | 8244 | 19 | 9.14 | Residential | No | Behind the Meter | Castle Energy, LLC | AC Electric | Accepted | 2019-04-25 | 2019-04-26 | 2020-04-26 | Hanwha QCells | Q.PEAK DUO-G5 315 | Solar Panels |  | 0.315 | 12 | 205 | 26 |  | Fixed | Roof
Solar Registration Program | NJSRRE1540894486 | Somers Point | 8244 | 19 | 9.14 | Residential | No | Behind the Meter | Castle Energy, LLC | AC Electric | Accepted | 2019-04-25 | 2019-04-26 | 2020-04-26 | Enphase Energy | IQ7-60-2-US | Inverters | 240 |  | 29 |  |  | 0.976 |  | Outdoor | On rooftop underneath each solar module
Solar Registration Program | NJSRRE1540904960 | Merchantville | 8109 | 14 | 9.14 | Residential | Yes | Behind the Meter | Vivint Solar Developer, LLC | PSE&G | Accepted | 2019-04-30 | 2019-05-01 | 2020-05-01 | Hanwha Solar | Q.PEAK BLK-G5 315 | Solar Panels |  | 0.315 | 25 | 295 | 41 |  | Fixed | Roof
Solar Registration Program | NJSRRE1540904960 | Merchantville | 8109 | 14 | 9.14 | Residential | Yes | Behind the Meter | Vivint Solar Developer, LLC | PSE&G | Accepted | 2019-04-30 | 2019-05-01 | 2020-05-01 | Hanwha Solar | Q.PEAK BLK-G5 315 | Solar Panels |  | 0.315 | 4 | 115 | 41 |  | Fixed | Roof
Solar Registration Program | NJSRRE1540904960 | Merchantville | 8109 | 14 | 9.14 | Residential | Yes | Behind the Meter | Vivint Solar Developer, LLC | PSE&G | Accepted | 2019-04-30 | 2019-05-01 | 2020-05-01 | Solar Edge | SE7600H-US | Inverters | 7600 |  | 1 |  |  | 0.992 |  | Outdoor | Near the Utility Meter
Solar Registration Program | NJSRRE1540987356 | Garfield | 7026 | 7 | 9.14 | Residential | Yes | Behind the Meter | Pro Custom Solar dba Momentum Solar | PSE&G | Accepted | 2019-05-14 | 2019-05-16 | 2020-05-16 | HANWHA | Q.PEAK DUO BLK-G5 315 | Solar Panels |  | 0.315 | 21 | 285 | 4 |  | Fixed | Roof
Solar Registration Program | NJSRRE1540987356 | Garfield | 7026 | 7 | 9.14 | Residential | Yes | Behind the Meter | Pro Custom Solar dba Momentum Solar | PSE&G | Accepted | 2019-05-14 | 2019-05-16 | 2020-05-16 | HANWHA | Q.PEAK DUO BLK-G5 315 | Solar Panels |  | 0.315 | 8 | 106 | 2 |  | Fixed | Roof
Solar Registration Program | NJSRRE1540987356 | Garfield | 7026 | 7 | 9.14 | Residential | Yes | Behind the Meter | Pro Custom Solar dba Momentum Solar | PSE&G | Accepted | 2019-05-14 | 2019-05-16 | 2020-05-16 | ENPHASE | IQ7-60-2-US | Inverters | 250 |  | 29 |  |  | 0.97 |  | Outdoor | ROOF
Solar Registration Program | NJSRRE1541440729 | Dumont | 7628 | 7 | 9.14 | Residential | Yes | Behind the Meter | Vivint Solar Developer, LLC | PSE&G | Accepted | 2019-06-24 | 2019-06-25 | 2020-06-25 | HANWHA SOLAR | Q.PEAK BLK-G5 315 | Solar Panels |  | 0.315 | 8 | 0 | 25 |  | Fixed | Roof
Solar Registration Program | NJSRRE1541440729 | Dumont | 7628 | 7 | 9.14 | Residential | Yes | Behind the Meter | Vivint Solar Developer, LLC | PSE&G | Accepted | 2019-06-24 | 2019-06-25 | 2020-06-25 | HANWHA SOLAR | Q.PEAK BLK-G5 315 | Solar Panels |  | 0.315 | 6 | 90 | 41 |  | Fixed | Roof
Solar Registration Program | NJSRRE1541440729 | Dumont | 7628 | 7 | 9.14 | Residential | Yes | Behind the Meter | Vivint Solar Developer, LLC | PSE&G | Accepted | 2019-06-24 | 2019-06-25 | 2020-06-25 | HANWHA SOLAR | Q.PEAK BLK-G5 315 | Solar Panels |  | 0.315 | 6 | 270 | 41 |  | Fixed | Roof
Solar Registration Program | NJSRRE1541440729 | Dumont | 7628 | 7 | 9.14 | Residential | Yes | Behind the Meter | Vivint Solar Developer, LLC | PSE&G | Accepted | 2019-06-24 | 2019-06-25 | 2020-06-25 | HANWHA SOLAR | Q.PEAK BLK-G5 315 | Solar Panels |  | 0.315 | 9 | 180 | 25 |  | Fixed | Roof
Solar Registration Program | NJSRRE1541440729 | Dumont | 7628 | 7 | 9.14 | Residential | Yes | Behind the Meter | Vivint Solar Developer, LLC | PSE&G | Accepted | 2019-06-24 | 2019-06-25 | 2020-06-25 | SOLAREDGE | SE3800H-US | Inverters | 3800 |  | 1 |  |  | 0.992 |  | Outdoor | Near The Utility Meter
Solar Registration Program | NJSRRE1541440729 | Dumont | 7628 | 7 | 9.14 | Residential | Yes | Behind the Meter | Vivint Solar Developer, LLC | PSE&G | Accepted | 2019-06-24 | 2019-06-25 | 2020-06-25 | SOLAREDGE | SE3800H-US | Inverters | 3800 |  | 1 |  |  | 0.992 |  | Outdoor | Near the Utility Meter
Solar Registration Program | NJSRRE1541440908 | PISCATAWAY | 8854 | 11 | 9.14 | Residential | Yes | Behind the Meter | Vivint Solar Developer, LLC | PSE&G | Accepted | 2019-06-25 | 2019-06-26 | 2020-06-26 | Hanwha Solar | Q.PEAK BLK-G5 31 | Solar Panels |  | 0.315 | 14 | 229 | 41 |  | Fixed | Roof
Solar Registration Program | NJSRRE1541440908 | PISCATAWAY | 8854 | 11 | 9.14 | Residential | Yes | Behind the Meter | Vivint Solar Developer, LLC | PSE&G | Accepted | 2019-06-25 | 2019-06-26 | 2020-06-26 | Hanwha Solar | Q.PEAK BLK-G5 31 | Solar Panels |  | 0.315 | 12 | 49 | 41 |  | Fixed | Roof
Solar Registration Program | NJSRRE1541440908 | PISCATAWAY | 8854 | 11 | 9.14 | Residential | Yes | Behind the Meter | Vivint Solar Developer, LLC | PSE&G | Accepted | 2019-06-25 | 2019-06-26 | 2020-06-26 | Hanwha Solar | Q.PEAK BLK-G5 31 | Solar Panels |  | 0.315 | 3 | 139 | 13 |  | Fixed | Roof
Solar Registration Program | NJSRRE1541440908 | PISCATAWAY | 8854 | 11 | 9.14 | Residential | Yes | Behind the Meter | Vivint Solar Developer, LLC | PSE&G | Accepted | 2019-06-25 | 2019-06-26 | 2020-06-26 | Solar Edge | SE7600H-US | Inverters | 7600 |  | 1 |  |  | 0.992 |  | Outdoor | Near the Utility Meter
Solar Registration Program | NJSRRE1541480500 | KEYPORT | 7735 | 17 | 9.14 | Residential | Yes | Behind the Meter | Vivint Solar Developer, LLC | JCP&L | Accepted | 2019-06-25 | 2019-06-27 | 2020-06-27 | HANWHA SOLAR | Q.PEAK BLK-G5 315 | Solar Panels |  | 0.315 | 12 | 273 | 12 |  | Fixed | Roof
Solar Registration Program | NJSRRE1541480500 | KEYPORT | 7735 | 17 | 9.14 | Residential | Yes | Behind the Meter | Vivint Solar Developer, LLC | JCP&L | Accepted | 2019-06-25 | 2019-06-27 | 2020-06-27 | HANWHA SOLAR | Q.PEAK BLK-G5 315 | Solar Panels |  | 0.315 | 17 | 93 | 39 |  | Fixed | Roof
Solar Registration Program | NJSRRE1541480500 | KEYPORT | 7735 | 17 | 9.14 | Residential | Yes | Behind the Meter | Vivint Solar Developer, LLC | JCP&L | Accepted | 2019-06-25 | 2019-06-27 | 2020-06-27 | SOLAREDGE | SE7600H-US | Inverters | 7600 |  | 1 |  |  | 0.992 |  | Outdoor | Near The Utility Meter
Solar Registration Program | NJSRRE1541623282 | Totowa | 7512 | 6 | 9.14 | Residential | Yes | Behind the Meter | Vivint Solar Developer, LLC | PSE&G | Accepted | 2019-07-09 | 2019-07-11 | 2020-07-11 | Hanwha Solar | Q.PEAK BLK-G5 315 | Solar Panels |  | 0.315 | 12 | 138 | 23 |  | Fixed | Roof
Solar Registration Program | NJSRRE1541623282 | Totowa | 7512 | 6 | 9.14 | Residential | Yes | Behind the Meter | Vivint Solar Developer, LLC | PSE&G | Accepted | 2019-07-09 | 2019-07-11 | 2020-07-11 | Hanwha Solar | Q.PEAK BLK-G5 315 | Solar Panels |  | 0.315 | 5 | 138 | 42 |  | Fixed | Roof
Solar Registration Program | NJSRRE1541623282 | Totowa | 7512 | 6 | 9.14 | Residential | Yes | Behind the Meter | Vivint Solar Developer, LLC | PSE&G | Accepted | 2019-07-09 | 2019-07-11 | 2020-07-11 | Hanwha Solar | Q.PEAK BLK-G5 315 | Solar Panels |  | 0.315 | 12 | 318 | 13 |  | Fixed | Roof
Solar Registration Program | NJSRRE1541623282 | Totowa | 7512 | 6 | 9.14 | Residential | Yes | Behind the Meter | Vivint Solar Developer, LLC | PSE&G | Accepted | 2019-07-09 | 2019-07-11 | 2020-07-11 | SolarEdge | SE7600H-US | Inverters | 7600 |  | 1 |  |  | 0.992 |  | Outdoor | Near The Utility Meter
Solar Registration Program | NJSRRE1541673446 | Hillsborough Twp | 8844 | 5 | 9.14 | Residential | No | Behind the Meter | Antonio L. Dimichino LLC | PSE&G | Accepted | 2019-07-17 | 2019-07-22 | 2020-07-22 | Hanwha Solar One | 0.315 | Solar Panels |  | 0.315 | 29 | 198 | 20 |  | Fixed | Roof
Solar Registration Program | NJSRRE1541673446 | Hillsborough Twp | 8844 | 5 | 9.14 | Residential | No | Behind the Meter | Antonio L. Dimichino LLC | PSE&G | Accepted | 2019-07-17 | 2019-07-22 | 2020-07-22 | Solar Edge | 10000 | Inverters | 10000 |  | 1 |  |  | 0.97 |  | Outside | Next to Meter
Solar Registration Program | NJSRRE1541689192 | Irvington | 7111 | 9 | 9.14 | Residential | Yes | Behind the Meter | Pro Custom Solar dba Momentum Solar | PSE&G | Accepted | 2019-07-19 | 2019-07-23 | 2020-07-23 | HANWHA | Q.PEAK DUO BLK-G5 315 | Solar Panels |  | 0.315 | 20 | 107 | 19 |  | Fixed | Roof
Solar Registration Program | NJSRRE1541689192 | Irvington | 7111 | 9 | 9.14 | Residential | Yes | Behind the Meter | Pro Custom Solar dba Momentum Solar | PSE&G | Accepted | 2019-07-19 | 2019-07-23 | 2020-07-23 | HANWHA | Q.PEAK DUO BLK-G5 315 | Solar Panels |  | 0.315 | 9 | 287 | 19 |  | Fixed | Roof
Solar Registration Program | NJSRRE1541689192 | Irvington | 7111 | 9 | 9.14 | Residential | Yes | Behind the Meter | Pro Custom Solar dba Momentum Solar | PSE&G | Accepted | 2019-07-19 | 2019-07-23 | 2020-07-23 | ENPHASE | IQ7-60-2-US | Inverters | 250 |  | 29 |  |  | 0.97 |  | Outdoor | Roof
Solar Registration Program | NJSRRE1541692890 | PENNSAUKEN | 8110 | 14 | 9.14 | Residential | Yes | Behind the Meter | Vivint Solar Developer, LLC | PSE&G | Accepted | 2019-08-02 | 2019-08-05 | 2020-08-05 | Hanwha Solar | Q.PEAK BLK G5 315 | Solar Panels |  | 0.315 | 10 | 57 | 34 |  | Fixed | Roof
Solar Registration Program | NJSRRE1541692890 | PENNSAUKEN | 8110 | 14 | 9.14 | Residential | Yes | Behind the Meter | Vivint Solar Developer, LLC | PSE&G | Accepted | 2019-08-02 | 2019-08-05 | 2020-08-05 | Hanwha Solar | Q.PEAK BLK G5 315 | Solar Panels |  | 0.315 | 19 | 237 | 34 |  | Fixed | Roof
Solar Registration Program | NJSRRE1541692890 | PENNSAUKEN | 8110 | 14 | 9.14 | Residential | Yes | Behind the Meter | Vivint Solar Developer, LLC | PSE&G | Accepted | 2019-08-02 | 2019-08-05 | 2020-08-05 | Solar Edge | SE7600H-US | Inverters | 7600 |  | 1 |  |  | 0.992 |  | Outdoor | Near The Utility Meter
Solar Registration Program | NJSRRE1541693473 | Englewood | 7631 | 7 | 9.14 | Residential | Yes | Behind the Meter | Trinity Solar | PSE&G | Accepted | 2019-07-22 | 2019-07-24 | 2020-07-24 | Hanwha | Q.PEAK DUO BLK-G5 315 | Solar Panels |  | 0.315 | 21 | 239 | 34 |  | Fixed | Roof
Solar Registration Program | NJSRRE1541693473 | Englewood | 7631 | 7 | 9.14 | Residential | Yes | Behind the Meter | Trinity Solar | PSE&G | Accepted | 2019-07-22 | 2019-07-24 | 2020-07-24 | Hanwha | Q.PEAK DUO BLK-G5 315 | Solar Panels |  | 0.315 | 8 | 59 | 34 |  | Fixed | Roof
Solar Registration Program | NJSRRE1541693473 | Englewood | 7631 | 7 | 9.14 | Residential | Yes | Behind the Meter | Trinity Solar | PSE&G | Accepted | 2019-07-22 | 2019-07-24 | 2020-07-24 | Solar Edge | SE7600 | Inverters | 7600 |  | 1 |  |  | 0.97 |  | Outside | side of home
Solar Registration Program | NJSRRE1541788350 | Cinnaminson | 8077 | 13 | 9.14 | Residential | No | Behind the Meter | Pro Custom Solar dba Momentum Solar | PSE&G | Accepted | 2019-08-05 | 2019-08-08 | 2020-08-08 | HANWHA | Q.PEAK DUO BLK-G5 315 | Solar Panels |  | 0.315 | 12 | 259 | 21 |  | Fixed | Roof
Solar Registration Program | NJSRRE1541788350 | Cinnaminson | 8077 | 13 | 9.14 | Residential | No | Behind the Meter | Pro Custom Solar dba Momentum Solar | PSE&G | Accepted | 2019-08-05 | 2019-08-08 | 2020-08-08 | HANWHA | Q.PEAK DUO BLK-G5 315 | Solar Panels |  | 0.315 | 17 | 79 | 22 |  | Fixed | Roof
Solar Registration Program | NJSRRE1541788350 | Cinnaminson | 8077 | 13 | 9.14 | Residential | No | Behind the Meter | Pro Custom Solar dba Momentum Solar | PSE&G | Accepted | 2019-08-05 | 2019-08-08 | 2020-08-08 | Enphase Energy | IQ7-60-2-US | Inverters | 250 |  | 29 |  |  | 0.97 |  | Outdoor | Roof
Solar Registration Program | NJSRRE1541800141 | Gloucester City | 8030 | 14 | 9.14 | Residential | Yes | Behind the Meter | Trinity Solar | PSE&G | Accepted | 2019-08-07 | 2019-08-12 | 2020-08-12 | Hanwha 315 | Q.PEAK DUO BLK-G5 315 | Solar Panels |  | 0.315 | 10 | 213 | 9 |  | Fixed | Roof
Solar Registration Program | NJSRRE1541800141 | Gloucester City | 8030 | 14 | 9.14 | Residential | Yes | Behind the Meter | Trinity Solar | PSE&G | Accepted | 2019-08-07 | 2019-08-12 | 2020-08-12 | Hanwha 315 | Q.PEAK DUO BLK-G5 315 | Solar Panels |  | 0.315 | 10 | 33 | 9 |  | Fixed | Roof
Solar Registration Program | NJSRRE1541800141 | Gloucester City | 8030 | 14 | 9.14 | Residential | Yes | Behind the Meter | Trinity Solar | PSE&G | Accepted | 2019-08-07 | 2019-08-12 | 2020-08-12 | Hanwha 315 | Q.PEAK DUO BLK-G5 315 | Solar Panels |  | 0.315 | 9 | 33 | 5 |  | Fixed | Roof
Solar Registration Program | NJSRRE1541800141 | Gloucester City | 8030 | 14 | 9.14 | Residential | Yes | Behind the Meter | Trinity Solar | PSE&G | Accepted | 2019-08-07 | 2019-08-12 | 2020-08-12 | Solar Edge | SE7600H-US000BNC4 | Inverters | 7600 |  | 1 |  |  | 0.97 |  | Outside | side of home
Solar Registration Program | NJSRRE1541845084 | Sewell | 8080 | 15 | 9.14 | Residential | Yes | Behind the Meter | Vivint Solar Developer, LLC | AC Electric | Accepted | 2019-09-12 | 2019-09-12 | 2020-09-12 | HANWHA SOLAR | Q.PEAK BLK-G5 315 | Solar Panels |  | 0.315 | 2 | 155 | 29 |  | Fixed | Roof
Solar Registration Program | NJSRRE1541845084 | Sewell | 8080 | 15 | 9.14 | Residential | Yes | Behind the Meter | Vivint Solar Developer, LLC | AC Electric | Accepted | 2019-09-12 | 2019-09-12 | 2020-09-12 | HANWHA SOLAR | Q.PEAK BLK-G5 315 | Solar Panels |  | 0.315 | 3 | 155 | 29 |  | Fixed | Roof
Solar Registration Program | NJSRRE1541845084 | Sewell | 8080 | 15 | 9.14 | Residential | Yes | Behind the Meter | Vivint Solar Developer, LLC | AC Electric | Accepted | 2019-09-12 | 2019-09-12 | 2020-09-12 | HANWHA SOLAR | Q.PEAK BLK-G5 315 | Solar Panels |  | 0.315 | 24 | 155 | 30 |  | Fixed | Roof
Solar Registration Program | NJSRRE1541845084 | Sewell | 8080 | 15 | 9.14 | Residential | Yes | Behind the Meter | Vivint Solar Developer, LLC | AC Electric | Accepted | 2019-09-12 | 2019-09-12 | 2020-09-12 | SOLAREDGE | SE7600H-US | Inverters | 7600 |  | 1 |  |  | 0.992 |  | Outdoor | Near The Utility meter
Solar Registration Program | NJSRRE1541858607 | Totowa | 7512 | 6 | 9.14 | Residential | Yes | Behind the Meter | Vivint Solar Developer, LLC | PSE&G | Accepted | 2019-08-20 | 2019-08-23 | 2020-08-23 | Hanwha Solar | Q.PEAK BLK-G5 315 | Solar Panels |  | 0.315 | 18 | 222 | 24 |  | Fixed | Roof
Solar Registration Program | NJSRRE1541858607 | Totowa | 7512 | 6 | 9.14 | Residential | Yes | Behind the Meter | Vivint Solar Developer, LLC | PSE&G | Accepted | 2019-08-20 | 2019-08-23 | 2020-08-23 | Hanwha Solar | Q.PEAK BLK-G5 315 | Solar Panels |  | 0.315 | 11 | 42 | 24 |  | Fixed | Roof
Solar Registration Program | NJSRRE1541858607 | Totowa | 7512 | 6 | 9.14 | Residential | Yes | Behind the Meter | Vivint Solar Developer, LLC | PSE&G | Accepted | 2019-08-20 | 2019-08-23 | 2020-08-23 | SolarEdge | SE7600H-US | Inverters | 7600 |  | 1 |  |  | 0.992 |  | Outdoor | Near The Utility Meter
Solar Registration Program | NJSRRE1541858931 | Parsippany | 7054 | 3 | 9.14 | Residential | No | Behind the Meter | Trinity Solar | JCP&L | Accepted | 2019-08-19 | 2019-08-23 | 2020-08-23 | Hanwha | Q.PEAK DUO BLK-G5 315 | Solar Panels |  | 0.315 | 29 | 110 | 21 |  | Fixed | Roof
Solar Registration Program | NJSRRE1541858931 | Parsippany | 7054 | 3 | 9.14 | Residential | No | Behind the Meter | Trinity Solar | JCP&L | Accepted | 2019-08-19 | 2019-08-23 | 2020-08-23 | Solar Edge | SE7600 | Inverters | 7600 |  | 1 |  |  | 0.97 |  | Outside | side of home
Solar Registration Program | NJSRRE1541862986 | BRICK | 8723 | 18 | 9.14 | Residential | Yes | Behind the Meter | Vivint Solar Developer, LLC | JCP&L | Accepted | 2019-08-22 | 2019-08-26 | 2020-08-26 | HANWHA SOLAR | Q.PEAK BLK-G5 315 | Solar Panels |  | 0.315 | 15 | 273 | 19 |  | Fixed | Roof
Solar Registration Program | NJSRRE1541862986 | BRICK | 8723 | 18 | 9.14 | Residential | Yes | Behind the Meter | Vivint Solar Developer, LLC | JCP&L | Accepted | 2019-08-22 | 2019-08-26 | 2020-08-26 | HANWHA SOLAR | Q.PEAK BLK-G5 315 | Solar Panels |  | 0.315 | 14 | 93 | 19 |  | Fixed | Roof
Solar Registration Program | NJSRRE1541862986 | BRICK | 8723 | 18 | 9.14 | Residential | Yes | Behind the Meter | Vivint Solar Developer, LLC | JCP&L | Accepted | 2019-08-22 | 2019-08-26 | 2020-08-26 | SOLAR EDGE | SE7600H-US | Inverters | 7600 |  | 1 |  |  | 0.992 |  | Outdoor | Near the Utility Meter
Solar Registration Program | NJSRRE1541907801 | UNION | 7083 | 10 | 9.14 | Residential | Yes | Behind the Meter | Vivint Solar Developer, LLC | PSE&G | Accepted | 2019-09-04 | 2019-09-05 | 2020-09-05 | Hanwha Solar | Q.PEAK BLK-G5 315 | Solar Panels |  | 0.315 | 2 | 229 | 16 |  | Fixed | Roof
Solar Registration Program | NJSRRE1541907801 | UNION | 7083 | 10 | 9.14 | Residential | Yes | Behind the Meter | Vivint Solar Developer, LLC | PSE&G | Accepted | 2019-09-04 | 2019-09-05 | 2020-09-05 | Hanwha Solar | Q.PEAK BLK-G5 315 | Solar Panels |  | 0.315 | 8 | 229 | 18 |  | Fixed | Roof
Solar Registration Program | NJSRRE1541907801 | UNION | 7083 | 10 | 9.14 | Residential | Yes | Behind the Meter | Vivint Solar Developer, LLC | PSE&G | Accepted | 2019-09-04 | 2019-09-05 | 2020-09-05 | Hanwha Solar | Q.PEAK BLK-G5 315 | Solar Panels |  | 0.315 | 8 | 139 | 16 |  | Fixed | Roof
Solar Registration Program | NJSRRE1541907801 | UNION | 7083 | 10 | 9.14 | Residential | Yes | Behind the Meter | Vivint Solar Developer, LLC | PSE&G | Accepted | 2019-09-04 | 2019-09-05 | 2020-09-05 | HAnwha Solar | Q.PEAK BLK-G5 315 | Solar Panels |  | 0.315 | 8 | 49 | 18 |  | Fixed | Roof
Solar Registration Program | NJSRRE1541907801 | UNION | 7083 | 10 | 9.14 | Residential | Yes | Behind the Meter | Vivint Solar Developer, LLC | PSE&G | Accepted | 2019-09-04 | 2019-09-05 | 2020-09-05 | Hanwha Solar | Q.PEAK BLK-G5 315 | Solar Panels |  | 0.315 | 3 | 319 | 16 |  | Fixed | Roof
Solar Registration Program | NJSRRE1541907801 | UNION | 7083 | 10 | 9.14 | Residential | Yes | Behind the Meter | Vivint Solar Developer, LLC | PSE&G | Accepted | 2019-09-04 | 2019-09-05 | 2020-09-05 | SolarEdge | SE7600H-US | Inverters | 7600 |  | 1 |  |  | 0.992 |  | Outdoor | Near The Utility Meter
Solar Registration Program | NJSRRE1542192600 | SICKLERVILLE | 8081 | 14 | 9.14 | Residential | Yes | Behind the Meter | Pro Custom Solar dba Momentum Solar | AC Electric | Accepted | 2019-09-04 | 2019-09-06 | 2020-09-06 | HANWHA | Q.PEAK DUO BLK-G5 315 | Solar Panels |  | 0.315 | 8 | 357 | 26 |  | Fixed | Roof
Solar Registration Program | NJSRRE1542192600 | SICKLERVILLE | 8081 | 14 | 9.14 | Residential | Yes | Behind the Meter | Pro Custom Solar dba Momentum Solar | AC Electric | Accepted | 2019-09-04 | 2019-09-06 | 2020-09-06 | HANWHA | Q.PEAK DUO BLK-G5 315 | Solar Panels |  | 0.315 | 6 | 177 | 22 |  | Fixed | Roof
Solar Registration Program | NJSRRE1542192600 | SICKLERVILLE | 8081 | 14 | 9.14 | Residential | Yes | Behind the Meter | Pro Custom Solar dba Momentum Solar | AC Electric | Accepted | 2019-09-04 | 2019-09-06 | 2020-09-06 | HANWHA | Q.PEAK DUO BLK-G5 315 | Solar Panels |  | 0.315 | 15 | 177 | 22 |  | Fixed | Roof
Solar Registration Program | NJSRRE1542192600 | SICKLERVILLE | 8081 | 14 | 9.14 | Residential | Yes | Behind the Meter | Pro Custom Solar dba Momentum Solar | AC Electric | Accepted | 2019-09-04 | 2019-09-06 | 2020-09-06 | Enphase Energy | IQ6-60-2-US | Inverters | 240 |  | 29 |  |  | 0.97 |  | Outdoor | Roof
Solar Registration Program | NJSRRE1542248362 | SICKLERVILLE | 8081 | 14 | 9.14 | Residential | Yes | Behind the Meter | Vivint Solar Developer, LLC | AC Electric | Accepted | 2019-09-05 | 2019-09-09 | 2020-09-09 | Hanwha Solar | Q.PEAK BLK-G5 315 | Solar Panels |  | 0.315 | 7 | 309 | 28 |  | Fixed | Roof
Solar Registration Program | NJSRRE1542248362 | SICKLERVILLE | 8081 | 14 | 9.14 | Residential | Yes | Behind the Meter | Vivint Solar Developer, LLC | AC Electric | Accepted | 2019-09-05 | 2019-09-09 | 2020-09-09 | Hanwha Solar | Q.PEAK BLK-G5 315 | Solar Panels |  | 0.315 | 12 | 39 | 28 |  | Fixed | Roof
Solar Registration Program | NJSRRE1542248362 | SICKLERVILLE | 8081 | 14 | 9.14 | Residential | Yes | Behind the Meter | Vivint Solar Developer, LLC | AC Electric | Accepted | 2019-09-05 | 2019-09-09 | 2020-09-09 | Hanwha Solar | Q.PEAK BLK-G5 315 | Solar Panels |  | 0.315 | 10 | 219 | 28 |  | Fixed | Roof
Solar Registration Program | NJSRRE1542248362 | SICKLERVILLE | 8081 | 14 | 9.14 | Residential | Yes | Behind the Meter | Vivint Solar Developer, LLC | AC Electric | Accepted | 2019-09-05 | 2019-09-09 | 2020-09-09 | Solar Edge | SE7600H-US000BNC4 | Inverters | 7600 |  | 1 |  |  | 0.992 |  | Outdoor | near the Utility meter
Solar Registration Program | NJSRRE1542346140 | Perth Amboy | 8861 | 11 | 9.14 | Residential | Yes | Behind the Meter | Pro Custom Solar dba Momentum Solar | PSE&G | Accepted | 2019-09-06 | 2019-09-11 | 2020-09-11 | hanwha | Q. PEAK DUO BLK-G5 315 | Solar Panels |  | 0.315 | 29 | 108 | 2 |  | Fixed | Roof
Solar Registration Program | NJSRRE1542346140 | Perth Amboy | 8861 | 11 | 9.14 | Residential | Yes | Behind the Meter | Pro Custom Solar dba Momentum Solar | PSE&G | Accepted | 2019-09-06 | 2019-09-11 | 2020-09-11 | ENPHASE | IQ7-60-2-US | Inverters | 250 |  | 29 |  |  | 0.97 |  | Outdoor | ROOF
Solar Registration Program | NJSRRE1542389925 | Freehold | 7728 | 17 | 9.14 | Residential | Yes | Behind the Meter | Vivint Solar Developer, LLC | JCP&L | Accepted | 2019-09-11 | 2019-09-13 | 2020-09-13 | HANWHA SOLAR | Q.PEAK BLK-G5 315 | Solar Panels |  | 0.315 | 29 | 197 | 20 |  | Fixed | Roof
Solar Registration Program | NJSRRE1542389925 | Freehold | 7728 | 17 | 9.14 | Residential | Yes | Behind the Meter | Vivint Solar Developer, LLC | JCP&L | Accepted | 2019-09-11 | 2019-09-13 | 2020-09-13 | SOLAREDGE TECHNOLOGIES | SE7600H-US000BNC4 | Inverters | 7600 |  | 1 |  |  | 0.992 |  | Outdoor | Near The Utility Meter
Solar Registration Program | NJSRRE1542408755 | Sewell | 8080 | 15 | 9.14 | Residential | Yes | Behind the Meter | Trinity Solar | AC Electric | Accepted | 2019-09-16 | 2019-09-18 | 2020-09-18 | Hanwha | Q.PEAK DUO BLK-G5 315 | Solar Panels |  | 0.315 | 15 | 40 | 18 |  | Fixed | Roof
Solar Registration Program | NJSRRE1542408755 | Sewell | 8080 | 15 | 9.14 | Residential | Yes | Behind the Meter | Trinity Solar | AC Electric | Accepted | 2019-09-16 | 2019-09-18 | 2020-09-18 | Hanwha | Q.PEAK DUO BLK-G5 315 | Solar Panels |  | 0.315 | 14 | 220 | 18 |  | Fixed | Roof
Solar Registration Program | NJSRRE1542408755 | Sewell | 8080 | 15 | 9.14 | Residential | Yes | Behind the Meter | Trinity Solar | AC Electric | Accepted | 2019-09-16 | 2019-09-18 | 2020-09-18 | Solar Edge | SE10000 | Inverters | 10000 |  | 1 |  |  | 0.97 |  | Outside | side of home
Solar Registration Program | NJSRRE1542413108 | Bound Brook | 8805 | 5 | 9.14 | Residential | Yes | Behind the Meter | Vivint Solar Developer, LLC | PSE&G | Accepted | 2019-09-17 | 2019-09-20 | 2020-09-20 | Hanwha Solar | Q.PEAK BLK-G5 315 | Solar Panels |  | 0.315 | 24 | 179 | 23 |  | Fixed | Roof
Solar Registration Program | NJSRRE1542413108 | Bound Brook | 8805 | 5 | 9.14 | Residential | Yes | Behind the Meter | Vivint Solar Developer, LLC | PSE&G | Accepted | 2019-09-17 | 2019-09-20 | 2020-09-20 | Hanwha Solar | Q.PEAK BLK-G5 315 | Solar Panels |  | 0.315 | 5 | 359 | 23 |  | Fixed | Roof
Solar Registration Program | NJSRRE1542413108 | Bound Brook | 8805 | 5 | 9.14 | Residential | Yes | Behind the Meter | Vivint Solar Developer, LLC | PSE&G | Accepted | 2019-09-17 | 2019-09-20 | 2020-09-20 | Solar Edge | SE7600H-US000BNC4 | Inverters | 7600 |  | 1 |  |  | 0.992 |  | Outdoor | near the utility meter
Solar Registration Program | NJSRRE1542419834 | Keyport | 7735 | 17 | 9.14 | Residential | Yes | Behind the Meter | Vivint Solar Developer, LLC | JCP&L | Accepted | 2019-09-18 | 2019-09-20 | 2020-09-20 | Hanwha | Q.PEAK BLK-G5 315 | Solar Panels |  | 0.315 | 17 | 166 | 22 |  | Fixed | Roof
Solar Registration Program | NJSRRE1542419834 | Keyport | 7735 | 17 | 9.14 | Residential | Yes | Behind the Meter | Vivint Solar Developer, LLC | JCP&L | Accepted | 2019-09-18 | 2019-09-20 | 2020-09-20 | Hanwha | Q.PEAK BLK-G5 315 | Solar Panels |  | 0.315 | 12 | 346 | 22 |  | Fixed | Roof
Solar Registration Program | NJSRRE1542419834 | Keyport | 7735 | 17 | 9.14 | Residential | Yes | Behind the Meter | Vivint Solar Developer, LLC | JCP&L | Accepted | 2019-09-18 | 2019-09-20 | 2020-09-20 | SolarEdge | SE7600H-US | Inverters | 7600 |  | 1 |  |  | 0.992 |  | Outdoor | Near the Utility Meter
Solar Registration Program | NJSRRE1542421689 | Paterson | 7501 | 6 | 9.14 | Residential | No | Behind the Meter | Pro Custom Solar dba Momentum Solar | PSE&G | Accepted | 2019-09-19 | 2019-09-23 | 2020-09-23 | HANWHA | Q.PEAK DUO BLK-G5 315 | Solar Panels |  | 0.315 | 14 | 3 | 27 |  | Fixed | Roof
Solar Registration Program | NJSRRE1542421689 | Paterson | 7501 | 6 | 9.14 | Residential | No | Behind the Meter | Pro Custom Solar dba Momentum Solar | PSE&G | Accepted | 2019-09-19 | 2019-09-23 | 2020-09-23 | HANWHA | Q.PEAK DUO BLK-G5 315 | Solar Panels |  | 0.315 | 15 | 183 | 25 |  | Fixed | Roof
Solar Registration Program | NJSRRE1542421689 | Paterson | 7501 | 6 | 9.14 | Residential | No | Behind the Meter | Pro Custom Solar dba Momentum Solar | PSE&G | Accepted | 2019-09-19 | 2019-09-23 | 2020-09-23 | Enphase Energy | IQ6-60-2-US | Inverters | 240 |  | 29 |  |  | 0.97 |  | Outdoor | Roof
Solar Registration Program | NJSRRE1542422645 | Millville | 8332 | 20 | 9.14 | Residential | Yes | Behind the Meter | Trinity Solar | AC Electric | Accepted | 2019-09-19 | 2019-09-23 | 2020-09-23 | HANWHA | Q.PEAK DUO BLK-G5 315 | Solar Panels |  | 0.315 | 8 | 301 | 18 |  | Fixed | Roof
Solar Registration Program | NJSRRE1542422645 | Millville | 8332 | 20 | 9.14 | Residential | Yes | Behind the Meter | Trinity Solar | AC Electric | Accepted | 2019-09-19 | 2019-09-23 | 2020-09-23 | HANWHA | Q.PEAK DUO BLK-G5 315 | Solar Panels |  | 0.315 | 21 | 121 | 18 |  | Fixed | Roof
Solar Registration Program | NJSRRE1542422645 | Millville | 8332 | 20 | 9.14 | Residential | Yes | Behind the Meter | Trinity Solar | AC Electric | Accepted | 2019-09-19 | 2019-09-23 | 2020-09-23 | Solar Edge | SE7600H-US | Inverters | 7600 |  | 1 |  |  | 0.97 |  | Outdoor | side of home
Solar Registration Program | NJSRRE1542430764 | Egg Harbor Township | 8234 | 19 | 9.14 | Residential | No | Behind the Meter | Trinity Solar | AC Electric | Accepted | 2019-09-24 | 2019-09-25 | 2020-09-25 | HANWHA | Q.PEAK DUO BLK-G5 315 | Solar Panels |  | 0.315 | 17 | 307 | 23 |  | Fixed | Roof
Solar Registration Program | NJSRRE1542430764 | Egg Harbor Township | 8234 | 19 | 9.14 | Residential | No | Behind the Meter | Trinity Solar | AC Electric | Accepted | 2019-09-24 | 2019-09-25 | 2020-09-25 | HANWHA | Q.PEAK DUO BLK-G5 315 | Solar Panels |  | 0.315 | 12 | 307 | 23 |  | Fixed | Roof
Solar Registration Program | NJSRRE1542430764 | Egg Harbor Township | 8234 | 19 | 9.14 | Residential | No | Behind the Meter | Trinity Solar | AC Electric | Accepted | 2019-09-24 | 2019-09-25 | 2020-09-25 | Solar Edge | SE7600H-US | Inverters | 7600 |  | 1 |  |  | 0.97 |  | Outdoor | side of home
Solar Registration Program | NJSRRE1542430911 | Sicklerville | 8081 | 14 | 9.14 | Residential | Yes | Behind the Meter | Trinity Solar | AC Electric | Accepted | 2019-09-24 | 2019-09-25 | 2020-09-25 | HANWHA | Q.PEAK DUO BLK-G5 315 | Solar Panels |  | 0.315 | 29 | 218 | 23 |  | Fixed | Roof
Solar Registration Program | NJSRRE1542430911 | Sicklerville | 8081 | 14 | 9.14 | Residential | Yes | Behind the Meter | Trinity Solar | AC Electric | Accepted | 2019-09-24 | 2019-09-25 | 2020-09-25 | Solar Edge | SE7600H-US | Inverters | 7600 |  | 1 |  |  | 0.97 |  | Outdoor | side of home
Solar Registration Program | NJSRRE1542431231 | RIVER EDGE | 7661 | 7 | 9.14 | Residential | No | Behind the Meter | Vivint Solar Developer, LLC | PSE&G | Accepted | 2019-09-24 | 2019-09-26 | 2020-09-26 | Hanwha Solar | Q.PEAK BLK-G5 315 | Solar Panels |  | 0.315 | 11 | 109 | 20 |  | Fixed | Roof
Solar Registration Program | NJSRRE1542431231 | RIVER EDGE | 7661 | 7 | 9.14 | Residential | No | Behind the Meter | Vivint Solar Developer, LLC | PSE&G | Accepted | 2019-09-24 | 2019-09-26 | 2020-09-26 | Hanwha Solar | Q.PEAK BLK-G5 315 | Solar Panels |  | 0.315 | 7 | 199 | 34 |  | Fixed | Roof
Solar Registration Program | NJSRRE1542431231 | RIVER EDGE | 7661 | 7 | 9.14 | Residential | No | Behind the Meter | Vivint Solar Developer, LLC | PSE&G | Accepted | 2019-09-24 | 2019-09-26 | 2020-09-26 | HANWHA SOLAR | Q.PEAK BLK-G5 315 | Solar Panels |  | 0.315 | 11 | 289 | 20 |  | Fixed | Roof
Solar Registration Program | NJSRRE1542431231 | RIVER EDGE | 7661 | 7 | 9.14 | Residential | No | Behind the Meter | Vivint Solar Developer, LLC | PSE&G | Accepted | 2019-09-24 | 2019-09-26 | 2020-09-26 | solar edge | SE7600H-US | Inverters | 7600 |  | 1 |  |  | 0.992 |  | Outdoor | near utility meter
Solar Registration Program | NJSRRE1542431425 | PENNSAUKEN | 8110 | 14 | 9.14 | Residential | Yes | Behind the Meter | Vivint Solar Developer, LLC | PSE&G | Accepted | 2019-09-24 | 2019-09-26 | 2020-09-26 | Hanwha Solar | Q.PEAK BLK-G5 315 | Solar Panels |  | 0.315 | 4 | 238 | 45 |  | Fixed | Roof
Solar Registration Program | NJSRRE1542431425 | PENNSAUKEN | 8110 | 14 | 9.14 | Residential | Yes | Behind the Meter | Vivint Solar Developer, LLC | PSE&G | Accepted | 2019-09-24 | 2019-09-26 | 2020-09-26 | Hanwha Solar | Q.PEAK BLK-G5 315 | Solar Panels |  | 0.315 | 9 | 58 | 45 |  | Fixed | Roof
Solar Registration Program | NJSRRE1542431425 | PENNSAUKEN | 8110 | 14 | 9.14 | Residential | Yes | Behind the Meter | Vivint Solar Developer, LLC | PSE&G | Accepted | 2019-09-24 | 2019-09-26 | 2020-09-26 | Hanwha Solar | Q.PEAK BLK-G5 315 | Solar Panels |  | 0.315 | 6 | 148 | 33 |  | Fixed | Roof
Solar Registration Program | NJSRRE1542431425 | PENNSAUKEN | 8110 | 14 | 9.14 | Residential | Yes | Behind the Meter | Vivint Solar Developer, LLC | PSE&G | Accepted | 2019-09-24 | 2019-09-26 | 2020-09-26 | Hanwha Solar | Q.PEAK BLK-G5 315 | Solar Panels |  | 0.315 | 10 | 328 | 33 |  | Fixed | Roof
Solar Registration Program | NJSRRE1542431425 | PENNSAUKEN | 8110 | 14 | 9.14 | Residential | Yes | Behind the Meter | Vivint Solar Developer, LLC | PSE&G | Accepted | 2019-09-24 | 2019-09-26 | 2020-09-26 | SOLAREDGE | SE7600H-US000BNC4 | Inverters | 7600 |  | 1 |  |  | 0.992 |  | Outdoor | Near The Utility Meter
Solar Registration Program | NJSRRE1542431659 | RIVERSIDE | 8075 | 13 | 9.14 | Residential | No | Behind the Meter | Vivint Solar Developer, LLC | PSE&G | Accepted | 2019-09-24 | 2019-09-26 | 2020-09-26 | HANWHA SOLAR | Q.PEAK BLK-G5 315 | Solar Panels |  | 0.315 | 29 | 210 | 42 |  | Fixed | Roof
Solar Registration Program | NJSRRE1542431659 | RIVERSIDE | 8075 | 13 | 9.14 | Residential | No | Behind the Meter | Vivint Solar Developer, LLC | PSE&G | Accepted | 2019-09-24 | 2019-09-26 | 2020-09-26 | Solar Edge | SE7600H-US000BNC4 | Inverters | 7600 |  | 1 |  |  | 0.992 |  | Outdoor | Near the Utility Meter
Solar Registration Program | NJSRRE1542448123 | LONG BRANCH | 7740 | 17 | 9.14 | Residential | Yes | Behind the Meter | Vivint Solar Developer, LLC | JCP&L | Accepted | 2019-09-27 | 2019-10-01 | 2020-10-01 | Hanwha | Q.PEAK DUO BLK-G5 315w | Solar Panels |  | 0.315 | 10 | 56 | 20 |  | Fixed | Roof
Solar Registration Program | NJSRRE1542448123 | LONG BRANCH | 7740 | 17 | 9.14 | Residential | Yes | Behind the Meter | Vivint Solar Developer, LLC | JCP&L | Accepted | 2019-09-27 | 2019-10-01 | 2020-10-01 | Hanwha | Q.PEAK DUO BLK-G5 315w | Solar Panels |  | 0.315 | 9 | 146 | 35 |  | Fixed | Roof
Solar Registration Program | NJSRRE1542448123 | LONG BRANCH | 7740 | 17 | 9.14 | Residential | Yes | Behind the Meter | Vivint Solar Developer, LLC | JCP&L | Accepted | 2019-09-27 | 2019-10-01 | 2020-10-01 | Hanwha | Q.PEAK DUO BLK-G5 315w | Solar Panels |  | 0.315 | 10 | 236 | 20 |  | Fixed | Roof
Solar Registration Program | NJSRRE1542448123 | LONG BRANCH | 7740 | 17 | 9.14 | Residential | Yes | Behind the Meter | Vivint Solar Developer, LLC | JCP&L | Accepted | 2019-09-27 | 2019-10-01 | 2020-10-01 | Solar Edge | SE7600H-US000BNC4 | Inverters | 7600 |  | 1 |  |  | 0.992 |  | Outdoor | Near the Utility Meter
Solar Registration Program | NJSRRE1542467245 | Neptune City | 7753 | 17 | 9.14 | Residential | Yes | Behind the Meter | Trinity Solar | JCP&L | Accepted | 2019-10-01 | 2019-10-02 | 2020-10-02 | HANWHA | Q.PEAK DUO BLK-G5 315 | Solar Panels |  | 0.315 | 29 | 99 | 27 |  | Fixed | Roof
Solar Registration Program | NJSRRE1542467245 | Neptune City | 7753 | 17 | 9.14 | Residential | Yes | Behind the Meter | Trinity Solar | JCP&L | Accepted | 2019-10-01 | 2019-10-02 | 2020-10-02 | SOLAR EDGE | SE7600H-US | Inverters | 7600 |  | 1 |  |  | 0.97 |  | Outdoor | SIDE
Solar Registration Program | NJSRRE1542467267 | Cape May Court House | 8210 | 21 | 9.14 | Residential | Yes | Behind the Meter | Trinity Solar | AC Electric | Accepted | 2019-10-01 | 2019-10-02 | 2020-10-02 | HANWHA | Q.PEAK DUO BLK-G5 315 | Solar Panels |  | 0.315 | 13 | 224 | 23 |  | Fixed | Roof
Solar Registration Program | NJSRRE1542467267 | Cape May Court House | 8210 | 21 | 9.14 | Residential | Yes | Behind the Meter | Trinity Solar | AC Electric | Accepted | 2019-10-01 | 2019-10-02 | 2020-10-02 | HANWHA | Q.PEAK DUO BLK-G5 315 | Solar Panels |  | 0.315 | 10 | 44 | 5 |  | Fixed | Roof
Solar Registration Program | NJSRRE1542467267 | Cape May Court House | 8210 | 21 | 9.14 | Residential | Yes | Behind the Meter | Trinity Solar | AC Electric | Accepted | 2019-10-01 | 2019-10-02 | 2020-10-02 | HANWHA | Q.PEAK DUO BLK-G5 315 | Solar Panels |  | 0.315 | 6 | 134 | 23 |  | Fixed | Roof
Solar Registration Program | NJSRRE1542467267 | Cape May Court House | 8210 | 21 | 9.14 | Residential | Yes | Behind the Meter | Trinity Solar | AC Electric | Accepted | 2019-10-01 | 2019-10-02 | 2020-10-02 | Solar Edge | SE7600H-US000BNC4 | Inverters | 7600 |  | 1 |  |  | 0.97 |  | Outdoor | side of home
Solar Registration Program | NJSRRE1542474801 | HAZLET TOWNSHIP | 7734 | 17 | 9.14 | Residential | Yes | Behind the Meter | Vivint Solar Developer, LLC | JCP&L | Accepted | 2019-10-01 | 2019-10-03 | 2020-10-03 | Hanwha Solar | Q.PEAK BLK-G5 315 | Solar Panels |  | 0.315 | 4 | 181 | 11 |  | Fixed | Roof
Solar Registration Program | NJSRRE1542474801 | HAZLET TOWNSHIP | 7734 | 17 | 9.14 | Residential | Yes | Behind the Meter | Vivint Solar Developer, LLC | JCP&L | Accepted | 2019-10-01 | 2019-10-03 | 2020-10-03 | Hanwha Solar | Q.PEAK BLK-G5 315 | Solar Panels |  | 0.315 | 11 | 91 | 40 |  | Fixed | Roof
Solar Registration Program | NJSRRE1542474801 | HAZLET TOWNSHIP | 7734 | 17 | 9.14 | Residential | Yes | Behind the Meter | Vivint Solar Developer, LLC | JCP&L | Accepted | 2019-10-01 | 2019-10-03 | 2020-10-03 | Hanwha Solar | Q.PEAK BLK-G5 315 | Solar Panels |  | 0.315 | 14 | 271 | 40 |  | Fixed | Roof
Solar Registration Program | NJSRRE1542474801 | HAZLET TOWNSHIP | 7734 | 17 | 9.14 | Residential | Yes | Behind the Meter | Vivint Solar Developer, LLC | JCP&L | Accepted | 2019-10-01 | 2019-10-03 | 2020-10-03 | Solar Edge | SE7600H-US | Inverters | 7600 |  | 1 |  |  | 0.992 |  | Outdoor | Near the Utility Meter
Solar Registration Program | NJSRRE1542518846 | Manahawkin | 8050 | 18 | 9.14 | Residential | Yes | Behind the Meter | Suntuity Solar LLC | AC Electric | Accepted | 2019-10-09 | 2019-10-11 | 2020-10-11 | Yingli Green Energy | YL315D-30b | Solar Panels |  | 0.315 | 23 | 211 | 32 |  | Fixed | Roof
Solar Registration Program | NJSRRE1542518846 | Manahawkin | 8050 | 18 | 9.14 | Residential | Yes | Behind the Meter | Suntuity Solar LLC | AC Electric | Accepted | 2019-10-09 | 2019-10-11 | 2020-10-11 | Yingli Green Energy | YL315D-30b | Solar Panels |  | 0.315 | 6 | 211 | 32 |  | Fixed | Roof
Solar Registration Program | NJSRRE1542518846 | Manahawkin | 8050 | 18 | 9.14 | Residential | Yes | Behind the Meter | Suntuity Solar LLC | AC Electric | Accepted | 2019-10-09 | 2019-10-11 | 2020-10-11 | Enphase Energy | IQ7-60-2-US | Inverters | 240 |  | 29 |  |  | 0.97 |  | Outdoor | Behind the PV Modules
Solar Registration Program | NJSRRE1542524845 | NORTH MIDDLETOWN | 7748 | 17 | 9.14 | Residential | Yes | Behind the Meter | Vivint Solar Developer, LLC | JCP&L | Accepted | 2019-10-10 | 2019-10-14 | 2020-10-14 | Hanwha Solar | Q.PEAK BLK-G5 315 | Solar Panels |  | 0.315 | 14 | 152 | 30 |  | Fixed | Roof
Solar Registration Program | NJSRRE1542524845 | NORTH MIDDLETOWN | 7748 | 17 | 9.14 | Residential | Yes | Behind the Meter | Vivint Solar Developer, LLC | JCP&L | Accepted | 2019-10-10 | 2019-10-14 | 2020-10-14 | Hanwha Solar | Q.PEAK BLK-G5 315 | Solar Panels |  | 0.315 | 15 | 332 | 30 |  | Fixed | Roof
Solar Registration Program | NJSRRE1542524845 | NORTH MIDDLETOWN | 7748 | 17 | 9.14 | Residential | Yes | Behind the Meter | Vivint Solar Developer, LLC | JCP&L | Accepted | 2019-10-10 | 2019-10-14 | 2020-10-14 | Solar Edge | SE7600H-US | Inverters | 7600 |  | 1 |  |  | 0.992 |  | Outdoor | Near the Utility Meter
Solar Registration Program | NJSRRE1542525299 | KEYPORT, | 7735 | 17 | 9.14 | Residential | Yes | Behind the Meter | Vivint Solar Developer, LLC | JCP&L | Accepted | 2019-10-10 | 2019-10-14 | 2020-10-14 | Hanwha | Q.PEAK BLK-G5 315w | Solar Panels |  | 0.315 | 8 | 299 | 38 |  | Fixed | Roof
Solar Registration Program | NJSRRE1542525299 | KEYPORT, | 7735 | 17 | 9.14 | Residential | Yes | Behind the Meter | Vivint Solar Developer, LLC | JCP&L | Accepted | 2019-10-10 | 2019-10-14 | 2020-10-14 | Hanwha | Q.PEAK BLK-G5 315w | Solar Panels |  | 0.315 | 17 | 119 | 38 |  | Fixed | Roof
Solar Registration Program | NJSRRE1542525299 | KEYPORT, | 7735 | 17 | 9.14 | Residential | Yes | Behind the Meter | Vivint Solar Developer, LLC | JCP&L | Accepted | 2019-10-10 | 2019-10-14 | 2020-10-14 | Hanwha | Q.PEAK BLK-G5 315w | Solar Panels |  | 0.315 | 4 | 119 | 23 |  | Fixed | Roof
Solar Registration Program | NJSRRE1542525299 | KEYPORT, | 7735 | 17 | 9.14 | Residential | Yes | Behind the Meter | Vivint Solar Developer, LLC | JCP&L | Accepted | 2019-10-10 | 2019-10-14 | 2020-10-14 | Solar Edge | SE7600H-US000BNC4 | Inverters | 7600 |  | 1 |  |  | 0.992 |  | Outdoor | Near the Utility Meter
Solar Registration Program | NJSRRE1542544481 | Willingboro | 8046 | 13 | 9.14 | Residential | No | Behind the Meter | Vivint Solar Developer, LLC | PSE&G | Accepted | 2019-10-15 | 2019-10-18 | 2020-10-18 | HANWHA SOLAR | Q.PEAK BLK-G5 315 | Solar Panels |  | 0.315 | 11 | 264 | 26 |  | Fixed | Roof
Solar Registration Program | NJSRRE1542544481 | Willingboro | 8046 | 13 | 9.14 | Residential | No | Behind the Meter | Vivint Solar Developer, LLC | PSE&G | Accepted | 2019-10-15 | 2019-10-18 | 2020-10-18 | HANWHA SOLAR | Q.PEAK BLK-G5 315 | Solar Panels |  | 0.315 | 18 | 84 | 26 |  | Fixed | Roof
Solar Registration Program | NJSRRE1542544481 | Willingboro | 8046 | 13 | 9.14 | Residential | No | Behind the Meter | Vivint Solar Developer, LLC | PSE&G | Accepted | 2019-10-15 | 2019-10-18 | 2020-10-18 | solar edge | SE7600H-US | Inverters | 7600 |  | 1 |  |  | 0.992 |  | Outdoor | near utility meter
Solar Registration Program | NJSRRE1542553750 | Bellmawr | 8031 | 14 | 9.14 | Residential | Yes | Behind the Meter | Trinity Solar | PSE&G | Accepted | 2019-10-17 | 2019-10-21 | 2020-10-21 | HANWHA | Q.PEAK DUO BLK-G5 315 | Solar Panels |  | 0.315 | 12 | 280 | 46 |  | Fixed | Roof
Solar Registration Program | NJSRRE1542553750 | Bellmawr | 8031 | 14 | 9.14 | Residential | Yes | Behind the Meter | Trinity Solar | PSE&G | Accepted | 2019-10-17 | 2019-10-21 | 2020-10-21 | HANWHA | Q.PEAK DUO BLK-G5 315 | Solar Panels |  | 0.315 | 12 | 100 | 15 |  | Fixed | Roof
Solar Registration Program | NJSRRE1542553750 | Bellmawr | 8031 | 14 | 9.14 | Residential | Yes | Behind the Meter | Trinity Solar | PSE&G | Accepted | 2019-10-17 | 2019-10-21 | 2020-10-21 | HANWHA | Q.PEAK DUO BLK-G5 315 | Solar Panels |  | 0.315 | 5 | 100 | 9 |  | Fixed | Roof
Solar Registration Program | NJSRRE1542553750 | Bellmawr | 8031 | 14 | 9.14 | Residential | Yes | Behind the Meter | Trinity Solar | PSE&G | Accepted | 2019-10-17 | 2019-10-21 | 2020-10-21 | Solar Edge | SE7600H-US000BNC4 | Inverters | 7600 |  | 1 |  |  | 0.97 |  | Outdoor | side of home
Solar Registration Program | NJSRRE1542559434 | Cherry Hill | 8003 | 14 | 9.14 | Residential | Yes | Behind the Meter | Vivint Solar Developer, LLC | PSE&G | Accepted | 2019-10-18 | 2019-10-22 | 2020-10-22 | HANWHA SOLAR | Q.PEAK BLK-G5 315 | Solar Panels |  | 0.315 | 16 | 169 | 21 |  | Fixed | Roof
Solar Registration Program | NJSRRE1542559434 | Cherry Hill | 8003 | 14 | 9.14 | Residential | Yes | Behind the Meter | Vivint Solar Developer, LLC | PSE&G | Accepted | 2019-10-18 | 2019-10-22 | 2020-10-22 | HANWHA SOLAR | Q.PEAK BLK-G5 315 | Solar Panels |  | 0.315 | 13 | 259 | 26 |  | Fixed | Roof
Solar Registration Program | NJSRRE1542559434 | Cherry Hill | 8003 | 14 | 9.14 | Residential | Yes | Behind the Meter | Vivint Solar Developer, LLC | PSE&G | Accepted | 2019-10-18 | 2019-10-22 | 2020-10-22 | solar edge | SE7600H-US | Inverters | 7600 |  | 1 |  |  | 0.992 |  | Outdoor | near utility meter
Solar Registration Program | NJSRRE1542559497 | PLEASANTVILLE | 8232 | 19 | 9.14 | Residential | Yes | Behind the Meter | Vivint Solar Developer, LLC | AC Electric | Accepted | 2019-10-18 | 2019-10-22 | 2020-10-22 | Hanwha Solar | Q.PEAK BLK-G5 315 | Solar Panels |  | 0.315 | 8 | 29 | 16 |  | Fixed | Roof
Solar Registration Program | NJSRRE1542559497 | PLEASANTVILLE | 8232 | 19 | 9.14 | Residential | Yes | Behind the Meter | Vivint Solar Developer, LLC | AC Electric | Accepted | 2019-10-18 | 2019-10-22 | 2020-10-22 | Hanwha Solar | Q.PEAK BLK-G5 315 | Solar Panels |  | 0.315 | 21 | 209 | 16 |  | Fixed | Roof
Solar Registration Program | NJSRRE1542559497 | PLEASANTVILLE | 8232 | 19 | 9.14 | Residential | Yes | Behind the Meter | Vivint Solar Developer, LLC | AC Electric | Accepted | 2019-10-18 | 2019-10-22 | 2020-10-22 | Solar Edge | SE7600H-US000BNC4 | Inverters | 7600 |  | 1 |  |  | 0.992 |  | Outdoor | near the utility meter
Solar Registration Program | NJSRRE1542559505 | Union | 7083 | 10 | 9.14 | Residential | Yes | Behind the Meter | Vivint Solar Developer, LLC | PSE&G | Accepted | 2019-10-18 | 2019-10-22 | 2020-10-22 | HANWHA SOLAR | Q.PEAK BLK-G5 315 | Solar Panels |  | 0.315 | 29 | 126 | 23 |  | Fixed | Roof
Solar Registration Program | NJSRRE1542559505 | Union | 7083 | 10 | 9.14 | Residential | Yes | Behind the Meter | Vivint Solar Developer, LLC | PSE&G | Accepted | 2019-10-18 | 2019-10-22 | 2020-10-22 | SOLAR EDGE | SE7600H-US | Inverters | 7600 |  | 1 |  |  | 0.992 |  | Outdoor | NEAR THE UTILITY METER
Solar Registration Program | NJSRRE1542561858 | Trenton | 8629 | 12 | 9.14 | Residential | Yes | Behind the Meter | Trinity Solar | PSE&G | Accepted | 2019-10-21 | 2019-10-22 | 2020-10-22 | Hanwha | Q.PEAK DUO BLK-G5 315 | Solar Panels |  | 0.315 | 13 | 53 | 30 |  | Fixed | Roof
Solar Registration Program | NJSRRE1542561858 | Trenton | 8629 | 12 | 9.14 | Residential | Yes | Behind the Meter | Trinity Solar | PSE&G | Accepted | 2019-10-21 | 2019-10-22 | 2020-10-22 | Hanwha | Q.PEAK DUO BLK-G5 315 | Solar Panels |  | 0.315 | 12 | 233 | 30 |  | Fixed | Roof
Solar Registration Program | NJSRRE1542561858 | Trenton | 8629 | 12 | 9.14 | Residential | Yes | Behind the Meter | Trinity Solar | PSE&G | Accepted | 2019-10-21 | 2019-10-22 | 2020-10-22 | Hanhwa | Q.PEAK DUO BLK-G5 315 | Solar Panels |  | 0.315 | 4 | 233 | 30 |  | Fixed | Roof
Solar Registration Program | NJSRRE1542561858 | Trenton | 8629 | 12 | 9.14 | Residential | Yes | Behind the Meter | Trinity Solar | PSE&G | Accepted | 2019-10-21 | 2019-10-22 | 2020-10-22 | Solar Edge | SE7600 | Inverters | 7600 |  | 1 |  |  | 0.97 |  | Outside | side of home
Solar Registration Program | NJSRRE1542561897 | Pleasantville | 8232 | 19 | 9.14 | Residential | Yes | Behind the Meter | Castle Energy, LLC | AC Electric | Accepted | 2019-10-21 | 2019-10-22 | 2020-10-22 | Hanwha Q-Cells | Q.Peak DUO-G5 315 | Solar Panels |  | 0.315 | 23 | 115 | 25 |  | Fixed | Roof
Solar Registration Program | NJSRRE1542561897 | Pleasantville | 8232 | 19 | 9.14 | Residential | Yes | Behind the Meter | Castle Energy, LLC | AC Electric | Accepted | 2019-10-21 | 2019-10-22 | 2020-10-22 | Hanwha Q-Cells | Q.Peak DUO-G5 315 | Solar Panels |  | 0.315 | 6 | 295 | 25 |  | Fixed | Roof
Solar Registration Program | NJSRRE1542561897 | Pleasantville | 8232 | 19 | 9.14 | Residential | Yes | Behind the Meter | Castle Energy, LLC | AC Electric | Accepted | 2019-10-21 | 2019-10-22 | 2020-10-22 | Enphase Energy | IQ7-60-2-US | Inverters | 240 |  | 29 |  |  | 0.967 |  | Outside | on the rooftop under each solar panel
Solar Registration Program | NJSRRE1542574940 | Jersey City | 7306 | 8 | 9.14 | Residential | Yes | Behind the Meter | Trinity Solar | PSE&G | Accepted | 2019-10-22 | 2019-10-24 | 2020-10-24 | HANWHA | Q.PEAK DUO BLK-G5 315 | Solar Panels |  | 0.315 | 17 | 99 | 45 |  | Fixed | Roof
Solar Registration Program | NJSRRE1542574940 | Jersey City | 7306 | 8 | 9.14 | Residential | Yes | Behind the Meter | Trinity Solar | PSE&G | Accepted | 2019-10-22 | 2019-10-24 | 2020-10-24 | HANWHA | Q.PEAK DUO BLK-G5 315 | Solar Panels |  | 0.315 | 12 | 279 | 45 |  | Fixed | Roof
Solar Registration Program | NJSRRE1542574940 | Jersey City | 7306 | 8 | 9.14 | Residential | Yes | Behind the Meter | Trinity Solar | PSE&G | Accepted | 2019-10-22 | 2019-10-24 | 2020-10-24 | Solar Edge | SE7600H-US000BNC4 | Inverters | 7600 |  | 1 |  |  | 0.97 |  | Outdoor | side of home
Solar Registration Program | NJSRRE1542579847 | PISCATAWAY | 8854 | 11 | 9.14 | Residential | Yes | Behind the Meter | Vivint Solar Developer, LLC | PSE&G | Accepted | 2019-10-23 | 2019-10-28 | 2020-10-28 | Hanwha | Q.PEAK BLK-G5 315 | Solar Panels |  | 0.315 | 29 | 158 | 28 |  | Fixed | Roof
Solar Registration Program | NJSRRE1542579847 | PISCATAWAY | 8854 | 11 | 9.14 | Residential | Yes | Behind the Meter | Vivint Solar Developer, LLC | PSE&G | Accepted | 2019-10-23 | 2019-10-28 | 2020-10-28 | Solar Edge | SE7600H-US | Inverters | 7600 |  | 1 |  |  | 0.992 |  | Outdoor | Near the Utility Meter
Solar Registration Program | NJSRRE1542580016 | ENGLEWOOD | 7631 | 7 | 9.14 | Residential | Yes | Behind the Meter | Vivint Solar Developer, LLC | PSE&G | Accepted | 2019-10-23 | 2019-10-28 | 2020-10-28 | Hanwha | Q.PEAK BLK-G5 315 | Solar Panels |  | 0.315 | 4 | 308 | 34 |  | Fixed | Roof
Solar Registration Program | NJSRRE1542580016 | ENGLEWOOD | 7631 | 7 | 9.14 | Residential | Yes | Behind the Meter | Vivint Solar Developer, LLC | PSE&G | Accepted | 2019-10-23 | 2019-10-28 | 2020-10-28 | Hanwha | Q.PEAK BLK-G5 315 | Solar Panels |  | 0.315 | 8 | 128 | 34 |  | Fixed | Roof
Solar Registration Program | NJSRRE1542580016 | ENGLEWOOD | 7631 | 7 | 9.14 | Residential | Yes | Behind the Meter | Vivint Solar Developer, LLC | PSE&G | Accepted | 2019-10-23 | 2019-10-28 | 2020-10-28 | Hanwha | Q.PEAK BLK-G5 315 | Solar Panels |  | 0.315 | 7 | 308 | 43 |  | Fixed | Roof
Solar Registration Program | NJSRRE1542580016 | ENGLEWOOD | 7631 | 7 | 9.14 | Residential | Yes | Behind the Meter | Vivint Solar Developer, LLC | PSE&G | Accepted | 2019-10-23 | 2019-10-28 | 2020-10-28 | Hanwha | Q.PEAK BLK-G5 315 | Solar Panels |  | 0.315 | 10 | 128 | 43 |  | Fixed | Roof
Solar Registration Program | NJSRRE1542580016 | ENGLEWOOD | 7631 | 7 | 9.14 | Residential | Yes | Behind the Meter | Vivint Solar Developer, LLC | PSE&G | Accepted | 2019-10-23 | 2019-10-28 | 2020-10-28 | Solar Edge | SE7600H-US | Inverters | 7600 |  | 1 |  |  | 0.992 |  | Outdoor | Near the Utility Meter
Solar Registration Program | NJSRRE1542625305 | Wall Township | 7719 | 17 | 9.14 | Residential | No | Behind the Meter | Trinity Solar | JCP&L | Accepted | 2019-10-25 | 2019-10-29 | 2020-10-29 | HANWHA | Q.PEAK DUO BLK-G5 315 | Solar Panels |  | 0.315 | 7 | 303 | 34 |  | Fixed | Roof
Solar Registration Program | NJSRRE1542625305 | Wall Township | 7719 | 17 | 9.14 | Residential | No | Behind the Meter | Trinity Solar | JCP&L | Accepted | 2019-10-25 | 2019-10-29 | 2020-10-29 | HANWHA | Q.PEAK DUO BLK-G5 315 | Solar Panels |  | 0.315 | 8 | 213 | 34 |  | Fixed | Roof
Solar Registration Program | NJSRRE1542625305 | Wall Township | 7719 | 17 | 9.14 | Residential | No | Behind the Meter | Trinity Solar | JCP&L | Accepted | 2019-10-25 | 2019-10-29 | 2020-10-29 | HANWHA | Q.PEAK DUO BLK-G5 315 | Solar Panels |  | 0.315 | 10 | 123 | 34 |  | Fixed | Roof
Solar Registration Program | NJSRRE1542625305 | Wall Township | 7719 | 17 | 9.14 | Residential | No | Behind the Meter | Trinity Solar | JCP&L | Accepted | 2019-10-25 | 2019-10-29 | 2020-10-29 | HANWHA | Q.PEAK DUO BLK-G5 315 | Solar Panels |  | 0.315 | 4 | 123 | 34 |  | Fixed | Roof
Solar Registration Program | NJSRRE1542625305 | Wall Township | 7719 | 17 | 9.14 | Residential | No | Behind the Meter | Trinity Solar | JCP&L | Accepted | 2019-10-25 | 2019-10-29 | 2020-10-29 | Solar Edge | SE7600H-US000BNC4 | Inverters | 7600 |  | 1 |  |  | 0.97 |  | Outdoor | side of home
Solar Registration Program | NJSRRE1542642888 | PARSIPPANY | 7054 | 3 | 9.14 | Residential | Yes | Behind the Meter | Vivint Solar Developer, LLC | JCP&L | Accepted | 2019-10-25 | 2019-10-29 | 2020-10-29 | Hanwha | Q.PEAK BLK-G5 315 | Solar Panels |  | 0.315 | 10 | 120 | 24 |  | Fixed | Roof
Solar Registration Program | NJSRRE1542642888 | PARSIPPANY | 7054 | 3 | 9.14 | Residential | Yes | Behind the Meter | Vivint Solar Developer, LLC | JCP&L | Accepted | 2019-10-25 | 2019-10-29 | 2020-10-29 | Hanwha | Q.PEAK BLK-G5 315 | Solar Panels |  | 0.315 | 9 | 30 | 24 |  | Fixed | Roof
Solar Registration Program | NJSRRE1542642888 | PARSIPPANY | 7054 | 3 | 9.14 | Residential | Yes | Behind the Meter | Vivint Solar Developer, LLC | JCP&L | Accepted | 2019-10-25 | 2019-10-29 | 2020-10-29 | Hanwha | Q.PEAK BLK-G5 315 | Solar Panels |  | 0.315 | 5 | 300 | 24 |  | Fixed | Roof
Solar Registration Program | NJSRRE1542642888 | PARSIPPANY | 7054 | 3 | 9.14 | Residential | Yes | Behind the Meter | Vivint Solar Developer, LLC | JCP&L | Accepted | 2019-10-25 | 2019-10-29 | 2020-10-29 | Hanwha | Q.PEAK BLK-G5 315 | Solar Panels |  | 0.315 | 5 | 30 | 21 |  | Fixed | Roof
Solar Registration Program | NJSRRE1542642888 | PARSIPPANY | 7054 | 3 | 9.14 | Residential | Yes | Behind the Meter | Vivint Solar Developer, LLC | JCP&L | Accepted | 2019-10-25 | 2019-10-29 | 2020-10-29 | Solar Edge | SE7600H-US | Inverters | 7600 |  | 1 |  |  | 0.992 |  | Outdoor | Near the utility meter
Solar Registration Program | NJSRRE1542687407 | Merchantville | 8109 | 14 | 9.14 | Residential | Yes | Behind the Meter | Vivint Solar Developer, LLC | PSE&G | Accepted | 2019-10-29 | 2019-10-31 | 2020-10-31 | HANWHA SOLAR | Q.PEAK BLK-G5 315 | Solar Panels |  | 0.315 | 14 | 261 | 23 |  | Fixed | Roof
Solar Registration Program | NJSRRE1542687407 | Merchantville | 8109 | 14 | 9.14 | Residential | Yes | Behind the Meter | Vivint Solar Developer, LLC | PSE&G | Accepted | 2019-10-29 | 2019-10-31 | 2020-10-31 | HANWHA SOLAR | Q.PEAK BLK-G5 315 | Solar Panels |  | 0.315 | 6 | 261 | 18 |  | Fixed | Roof
Solar Registration Program | NJSRRE1542687407 | Merchantville | 8109 | 14 | 9.14 | Residential | Yes | Behind the Meter | Vivint Solar Developer, LLC | PSE&G | Accepted | 2019-10-29 | 2019-10-31 | 2020-10-31 | HANWHA SOLAR | Q.PEAK BLK-G5 315 | Solar Panels |  | 0.315 | 9 | 81 | 23 |  | Fixed | Roof
Solar Registration Program | NJSRRE1542687407 | Merchantville | 8109 | 14 | 9.14 | Residential | Yes | Behind the Meter | Vivint Solar Developer, LLC | PSE&G | Accepted | 2019-10-29 | 2019-10-31 | 2020-10-31 | SOLAREDGE | SE7600H-US000BNC4 | Inverters | 7600 |  | 1 |  |  | 0.992 |  | Outdoor | Near The Utility Meter
Solar Registration Program | NJSRRE1542687523 | Somerset | 8873 | 5 | 9.14 | Residential | Yes | Behind the Meter | Pro Custom Solar dba Momentum Solar | PSE&G | Accepted | 2019-10-29 | 2019-10-31 | 2020-10-31 | Hanwha | Q.Peak DUO BLK-G5 315 | Solar Panels |  | 0.315 | 29 | 210 | 19 |  | Fixed | Roof
Solar Registration Program | NJSRRE1542687523 | Somerset | 8873 | 5 | 9.14 | Residential | Yes | Behind the Meter | Pro Custom Solar dba Momentum Solar | PSE&G | Accepted | 2019-10-29 | 2019-10-31 | 2020-10-31 | Enphase Energy | IQ6-60-2-US | Inverters | 240 |  | 29 |  |  | 0.97 |  | Outdoor | Roof
Solar Registration Program | NJSRRE1542779167 | Manalapan | 7726 | 17 | 9.14 | Residential | Yes | Behind the Meter | Pro Custom Solar dba Momentum Solar | JCP&L | Accepted | 2019-10-30 | 2019-11-01 | 2020-11-01 | Hanwha | Q.Peak DUO BLK-G5 315 | Solar Panels |  | 0.315 | 29 | 222 | 20 |  | Fixed | Roof
Solar Registration Program | NJSRRE1542779167 | Manalapan | 7726 | 17 | 9.14 | Residential | Yes | Behind the Meter | Pro Custom Solar dba Momentum Solar | JCP&L | Accepted | 2019-10-30 | 2019-11-01 | 2020-11-01 | Enphase Energy | IQ7-60-2-US | Inverters | 250 |  | 29 |  |  | 0.97 |  | Outdoor | Roof
Solar Registration Program | NJSRRE1542956643 | Southampton | 8088 | 13 | 9.14 | Residential | Yes | Behind the Meter | Pro Custom Solar dba Momentum Solar | PSE&G | Accepted | 2019-11-05 | 2019-11-06 | 2020-11-06 | Hanwha | Q.Peak DUO BLK-G5 315 | Solar Panels |  | 0.315 | 23 | 182 | 25 |  | Fixed | Roof
Solar Registration Program | NJSRRE1542956643 | Southampton | 8088 | 13 | 9.14 | Residential | Yes | Behind the Meter | Pro Custom Solar dba Momentum Solar | PSE&G | Accepted | 2019-11-05 | 2019-11-06 | 2020-11-06 | Hanwha | Q.Peak DUO BLK-G5 315 | Solar Panels |  | 0.315 | 6 | 92 | 25 |  | Fixed | Roof
Solar Registration Program | NJSRRE1542956643 | Southampton | 8088 | 13 | 9.14 | Residential | Yes | Behind the Meter | Pro Custom Solar dba Momentum Solar | PSE&G | Accepted | 2019-11-05 | 2019-11-06 | 2020-11-06 | Enphase Energy | IQ6-60-2-US | Inverters | 240 |  | 29 |  |  | 0.97 |  | Outdoor | Roof
Solar Registration Program | NJSRRE1543040693 | Gloucester | 8029 | 14 | 9.14 | Residential | Yes | Behind the Meter | Suntuity Solar LLC | PSE&G | Accepted | 2019-11-06 | 2019-11-11 | 2020-11-11 | Yingli Green Energy | YL315D-30b | Solar Panels |  | 0.315 | 5 | 69 | 23 |  | Fixed | Roof
Solar Registration Program | NJSRRE1543040693 | Gloucester | 8029 | 14 | 9.14 | Residential | Yes | Behind the Meter | Suntuity Solar LLC | PSE&G | Accepted | 2019-11-06 | 2019-11-11 | 2020-11-11 | Yingli Green Energy | YL315D-30b | Solar Panels |  | 0.315 | 5 | 249 | 23 |  | Fixed | Roof
Solar Registration Program | NJSRRE1543040693 | Gloucester | 8029 | 14 | 9.14 | Residential | Yes | Behind the Meter | Suntuity Solar LLC | PSE&G | Accepted | 2019-11-06 | 2019-11-11 | 2020-11-11 | Yingli Green Energy | YL315D-30b | Solar Panels |  | 0.315 | 19 | 159 | 23 |  | Fixed | Roof
Solar Registration Program | NJSRRE1543040693 | Gloucester | 8029 | 14 | 9.14 | Residential | Yes | Behind the Meter | Suntuity Solar LLC | PSE&G | Accepted | 2019-11-06 | 2019-11-11 | 2020-11-11 | Enphase Energy | IQ7-60-2-US | Inverters | 240 |  | 29 |  |  | 0.97 |  | Outdoor | Behind the PV Modules
Solar Registration Program | NJSRRE1543041009 | Highland Park | 8904 | 11 | 9.14 | Residential | Yes | Behind the Meter | Pro Custom Solar dba Momentum Solar | PSE&G | Accepted | 2019-11-06 | 2019-11-08 | 2020-11-08 | Hanwha | Q.Peak DUO BLK-G5 315 | Solar Panels |  | 0.315 | 19 | 80 | 36 |  | Fixed | Roof
Solar Registration Program | NJSRRE1543041009 | Highland Park | 8904 | 11 | 9.14 | Residential | Yes | Behind the Meter | Pro Custom Solar dba Momentum Solar | PSE&G | Accepted | 2019-11-06 | 2019-11-08 | 2020-11-08 | Hanwha | Q.Peak DUO BLK-G5 315 | Solar Panels |  | 0.315 | 10 | 170 | 32 |  | Fixed | Roof
Solar Registration Program | NJSRRE1543041009 | Highland Park | 8904 | 11 | 9.14 | Residential | Yes | Behind the Meter | Pro Custom Solar dba Momentum Solar | PSE&G | Accepted | 2019-11-06 | 2019-11-08 | 2020-11-08 | Enphase Energy | IQ6-60-2-US | Inverters | 240 |  | 29 |  |  | 0.97 |  | Outdoor | Roof
Solar Registration Program | NJSRRE1543041171 | Trenton | 8619 | 12 | 9.14 | Residential | Yes | Behind the Meter | Vivint Solar Developer, LLC | PSE&G | Accepted | 2019-11-06 | 2019-11-11 | 2020-11-11 | Hanwha | Q.PEAK BLK-G5 315 | Solar Panels |  | 0.315 | 12 | 313 | 28 |  | Fixed | Roof
Solar Registration Program | NJSRRE1543041171 | Trenton | 8619 | 12 | 9.14 | Residential | Yes | Behind the Meter | Vivint Solar Developer, LLC | PSE&G | Accepted | 2019-11-06 | 2019-11-11 | 2020-11-11 | Hanwha | Q.PEAK BLK-G5 315 | Solar Panels |  | 0.315 | 12 | 133 | 28 |  | Fixed | Roof
Solar Registration Program | NJSRRE1543041171 | Trenton | 8619 | 12 | 9.14 | Residential | Yes | Behind the Meter | Vivint Solar Developer, LLC | PSE&G | Accepted | 2019-11-06 | 2019-11-11 | 2020-11-11 | Hanwha | Q.PEAK BLK-G5 315 | Solar Panels |  | 0.315 | 5 | 223 | 23 |  | Fixed | Roof
Solar Registration Program | NJSRRE1543041171 | Trenton | 8619 | 12 | 9.14 | Residential | Yes | Behind the Meter | Vivint Solar Developer, LLC | PSE&G | Accepted | 2019-11-06 | 2019-11-11 | 2020-11-11 | Solar Edge | SE7600H-US000BNC4 | Inverters | 7600 |  | 1 |  |  | 0.992 |  | Outdoor | Near the utility meter
Solar Registration Program | NJSRRE1543041596 | PENNSAUKEN | 8110 | 14 | 9.14 | Residential | Yes | Behind the Meter | Vivint Solar Developer, LLC | PSE&G | Accepted | 2019-11-06 | 2019-11-11 | 2020-11-11 | HANWHA SOLAR | Q.PEAK BLK-G5 315w | Solar Panels |  | 0.315 | 11 | 61 | 21 |  | Fixed | Roof
Solar Registration Program | NJSRRE1543041596 | PENNSAUKEN | 8110 | 14 | 9.14 | Residential | Yes | Behind the Meter | Vivint Solar Developer, LLC | PSE&G | Accepted | 2019-11-06 | 2019-11-11 | 2020-11-11 | HANWHA SOLAR | Q.PEAK BLK-G5 315w | Solar Panels |  | 0.315 | 9 | 151 | 21 |  | Fixed | Roof
Solar Registration Program | NJSRRE1543041596 | PENNSAUKEN | 8110 | 14 | 9.14 | Residential | Yes | Behind the Meter | Vivint Solar Developer, LLC | PSE&G | Accepted | 2019-11-06 | 2019-11-11 | 2020-11-11 | HANWHA SOLAR | Q.PEAK BLK-G5 315w | Solar Panels |  | 0.315 | 5 | 241 | 21 |  | Fixed | Roof
Solar Registration Program | NJSRRE1543041596 | PENNSAUKEN | 8110 | 14 | 9.14 | Residential | Yes | Behind the Meter | Vivint Solar Developer, LLC | PSE&G | Accepted | 2019-11-06 | 2019-11-11 | 2020-11-11 | HANWHA SOLAR | Q.PEAK BLK-G5 315w | Solar Panels |  | 0.315 | 4 | 61 | 21 |  | Fixed | Roof
Solar Registration Program | NJSRRE1543041596 | PENNSAUKEN | 8110 | 14 | 9.14 | Residential | Yes | Behind the Meter | Vivint Solar Developer, LLC | PSE&G | Accepted | 2019-11-06 | 2019-11-11 | 2020-11-11 | solar edge | SE7600H-US | Inverters | 7600 |  | 1 |  |  | 0.992 |  | Outdoor | near utility meter
Solar Registration Program | NJSRRE1543041785 | North Arlington | 7031 | 7 | 9.14 | Residential | Yes | Behind the Meter | Trinity Solar | PSE&G | Accepted | 2019-11-06 | 2019-11-11 | 2020-11-11 | Hanwha | Q.PEAK DUO BLK-G5 315 | Solar Panels |  | 0.315 | 17 | 124 | 18 |  | Fixed | Roof
Solar Registration Program | NJSRRE1543041785 | North Arlington | 7031 | 7 | 9.14 | Residential | Yes | Behind the Meter | Trinity Solar | PSE&G | Accepted | 2019-11-06 | 2019-11-11 | 2020-11-11 | Hanwha | Q.PEAK DUO BLK-G5 315 | Solar Panels |  | 0.315 | 5 | 304 | 18 |  | Fixed | Roof
Solar Registration Program | NJSRRE1543041785 | North Arlington | 7031 | 7 | 9.14 | Residential | Yes | Behind the Meter | Trinity Solar | PSE&G | Accepted | 2019-11-06 | 2019-11-11 | 2020-11-11 | Hanwha | Q.PEAK DUO BLK-G5 315 | Solar Panels |  | 0.315 | 7 | 124 | 18 |  | Fixed | Roof
Solar Registration Program | NJSRRE1543041785 | North Arlington | 7031 | 7 | 9.14 | Residential | Yes | Behind the Meter | Trinity Solar | PSE&G | Accepted | 2019-11-06 | 2019-11-11 | 2020-11-11 | Solar Edge | SE7600 | Inverters | 7600 |  | 1 |  |  | 0.97 |  | Outside | side of home
Solar Registration Program | NJSRRE1543046385 | Toms River | 8753 | 18 | 9.14 | Residential | Yes | Behind the Meter | Vivint Solar Developer, LLC | JCP&L | Accepted | 2019-11-07 | 2019-11-11 | 2020-11-11 | Hanwha | Q.PEAK BLK-G5 315 | Solar Panels |  | 0.315 | 23 | 178 | 16 |  | Fixed | Roof
Solar Registration Program | NJSRRE1543046385 | Toms River | 8753 | 18 | 9.14 | Residential | Yes | Behind the Meter | Vivint Solar Developer, LLC | JCP&L | Accepted | 2019-11-07 | 2019-11-11 | 2020-11-11 | Hanwha | Q.PEAK BLK-G5 315 | Solar Panels |  | 0.315 | 6 | 178 | 12 |  | Fixed | Roof
Solar Registration Program | NJSRRE1543046385 | Toms River | 8753 | 18 | 9.14 | Residential | Yes | Behind the Meter | Vivint Solar Developer, LLC | JCP&L | Accepted | 2019-11-07 | 2019-11-11 | 2020-11-11 | Solar Edge | SE7600H-US000BNC4 | Inverters | 7600 |  | 1 |  |  | 0.992 |  | Outdoor | Near the utility meter
Solar Registration Program | NJSRRE1543053190 | Clementon | 8021 | 14 | 9.14 | Residential | Yes | Behind the Meter | Pro Custom Solar dba Momentum Solar | AC Electric | Accepted | 2019-11-07 | 2019-11-12 | 2020-11-12 | Hanwha | Q.Peak DUO BLK-G5 315 | Solar Panels |  | 0.315 | 24 | 121 | 23 |  | Fixed | Roof
Solar Registration Program | NJSRRE1543053190 | Clementon | 8021 | 14 | 9.14 | Residential | Yes | Behind the Meter | Pro Custom Solar dba Momentum Solar | AC Electric | Accepted | 2019-11-07 | 2019-11-12 | 2020-11-12 | Hanwha | Q.Peak DUO BLK-G5 315 | Solar Panels |  | 0.315 | 5 | 211 | 18 |  | Fixed | Roof
Solar Registration Program | NJSRRE1543053190 | Clementon | 8021 | 14 | 9.14 | Residential | Yes | Behind the Meter | Pro Custom Solar dba Momentum Solar | AC Electric | Accepted | 2019-11-07 | 2019-11-12 | 2020-11-12 | Enphase Energy | IQ6-60-2-US | Inverters | 240 |  | 29 |  |  | 0.97 |  | Outdoor | Roof
Solar Registration Program | NJSRRE1543057943 | Pitman | 8071 | 15 | 9.14 | Residential | No | Behind the Meter | Trinity Solar | AC Electric | Accepted | 2019-11-08 | 2019-11-12 | 2020-11-12 | HANWHA | Q.PEAK DUO BLK-G5 315 | Solar Panels |  | 0.315 | 12 | 225 | 23 |  | Fixed | Roof
Solar Registration Program | NJSRRE1543057943 | Pitman | 8071 | 15 | 9.14 | Residential | No | Behind the Meter | Trinity Solar | AC Electric | Accepted | 2019-11-08 | 2019-11-12 | 2020-11-12 | HANWHA | Q.PEAK DUO BLK-G5 315 | Solar Panels |  | 0.315 | 17 | 225 | 23 |  | Fixed | Roof
Solar Registration Program | NJSRRE1543057943 | Pitman | 8071 | 15 | 9.14 | Residential | No | Behind the Meter | Trinity Solar | AC Electric | Accepted | 2019-11-08 | 2019-11-12 | 2020-11-12 | SOLAR EDGE | SE7600H-US | Inverters | 7600 |  | 1 |  |  | 0.97 |  | Other | SIDE OF HOME
Solar Registration Program | NJSRRE1543065487 | Williamstown | 8094 | 15 | 9.14 | Residential | No | Behind the Meter | Trinity Solar | AC Electric | Accepted | 2019-11-11 | 2019-11-13 | 2020-11-13 | HANWHA | Q.PEAK DUO BLK-G5 315 | Solar Panels |  | 0.315 | 6 | 110 | 18 |  | Fixed | Roof
Solar Registration Program | NJSRRE1543065487 | Williamstown | 8094 | 15 | 9.14 | Residential | No | Behind the Meter | Trinity Solar | AC Electric | Accepted | 2019-11-11 | 2019-11-13 | 2020-11-13 | HANWHA | Q.PEAK DUO BLK-G5 315 | Solar Panels |  | 0.315 | 23 | 290 | 18 |  | Fixed | Roof
Solar Registration Program | NJSRRE1543065487 | Williamstown | 8094 | 15 | 9.14 | Residential | No | Behind the Meter | Trinity Solar | AC Electric | Accepted | 2019-11-11 | 2019-11-13 | 2020-11-13 | Solar Edge | SE7600H-US000BNC4 | Inverters | 7600 |  | 1 |  |  | 0.97 |  | Outdoor | side of home
Solar Registration Program | NJSRRE1543065509 | PENNSAUKEN | 8110 | 14 | 9.14 | Residential | Yes | Behind the Meter | Vivint Solar Developer, LLC | PSE&G | Accepted | 2019-11-11 | 2019-11-13 | 2020-11-13 | Hanwha | Q.PEAK BLK-G5 315 | Solar Panels |  | 0.315 | 6 | 36 | 33 |  | Fixed | Roof
Solar Registration Program | NJSRRE1543065509 | PENNSAUKEN | 8110 | 14 | 9.14 | Residential | Yes | Behind the Meter | Vivint Solar Developer, LLC | PSE&G | Accepted | 2019-11-11 | 2019-11-13 | 2020-11-13 | Hanwha | Q.PEAK BLK-G5 315 | Solar Panels |  | 0.315 | 6 | 216 | 33 |  | Fixed | Roof
Solar Registration Program | NJSRRE1543065509 | PENNSAUKEN | 8110 | 14 | 9.14 | Residential | Yes | Behind the Meter | Vivint Solar Developer, LLC | PSE&G | Accepted | 2019-11-11 | 2019-11-13 | 2020-11-13 | Hanwha | Q.PEAK BLK-G5 315 | Solar Panels |  | 0.315 | 17 | 216 | 36 |  | Fixed | Roof
Solar Registration Program | NJSRRE1543065509 | PENNSAUKEN | 8110 | 14 | 9.14 | Residential | Yes | Behind the Meter | Vivint Solar Developer, LLC | PSE&G | Accepted | 2019-11-11 | 2019-11-13 | 2020-11-13 | Solar Edge | SE7600H-US000BNC4 | Inverters | 7600 |  | 1 |  |  | 0.992 |  | Outdoor | Near the utility meter
Solar Registration Program | NJSRRE1543066024 | Piscataway | 8854 | 11 | 9.14 | Residential | No | Behind the Meter | Pro Custom Solar dba Momentum Solar | PSE&G | Accepted | 2019-11-11 | 2019-11-13 | 2020-11-13 | Hanwha | Q.Peak DUO BLK-G5 315 | Solar Panels |  | 0.315 | 9 | 87 | 35 |  | Fixed | Roof
Solar Registration Program | NJSRRE1543066024 | Piscataway | 8854 | 11 | 9.14 | Residential | No | Behind the Meter | Pro Custom Solar dba Momentum Solar | PSE&G | Accepted | 2019-11-11 | 2019-11-13 | 2020-11-13 | Hanwha | Q.Peak DUO BLK-G5 315 | Solar Panels |  | 0.315 | 6 | 266 | 15 |  | Fixed | Roof
Solar Registration Program | NJSRRE1543066024 | Piscataway | 8854 | 11 | 9.14 | Residential | No | Behind the Meter | Pro Custom Solar dba Momentum Solar | PSE&G | Accepted | 2019-11-11 | 2019-11-13 | 2020-11-13 | Hanwha | Q.Peak DUO BLK-G5 315 | Solar Panels |  | 0.315 | 4 | 86 | 16 |  | Fixed | Roof
Solar Registration Program | NJSRRE1543066024 | Piscataway | 8854 | 11 | 9.14 | Residential | No | Behind the Meter | Pro Custom Solar dba Momentum Solar | PSE&G | Accepted | 2019-11-11 | 2019-11-13 | 2020-11-13 | Hanwha | Q.Peak DUO BLK-G5 315 | Solar Panels |  | 0.315 | 10 | 267 | 38 |  | Fixed | Roof
Solar Registration Program | NJSRRE1543066024 | Piscataway | 8854 | 11 | 9.14 | Residential | No | Behind the Meter | Pro Custom Solar dba Momentum Solar | PSE&G | Accepted | 2019-11-11 | 2019-11-13 | 2020-11-13 | Enphase Energy | IQ6-60-2-US | Inverters | 240 |  | 29 |  |  | 0.97 |  | Outdoor | Roof
Solar Registration Program | NJSRRE1543067381 | Wildwood Crest | 8260 | 21 | 9.14 | Residential | Yes | Behind the Meter | Trinity Solar | AC Electric | Accepted | 2019-11-12 | 2019-11-14 | 2020-11-14 | Hanwha | Q.PEAK DUO BLK-G5 315 | Solar Panels |  | 0.315 | 29 | 227 | 30 |  | Fixed | Roof
Solar Registration Program | NJSRRE1543067381 | Wildwood Crest | 8260 | 21 | 9.14 | Residential | Yes | Behind the Meter | Trinity Solar | AC Electric | Accepted | 2019-11-12 | 2019-11-14 | 2020-11-14 | Solar Edge | SE7600 | Inverters | 7600 |  | 1 |  |  | 0.97 |  | Outside | side of home
Solar Registration Program | NJSRRE1543067470 | SICKLERVILLE | 8081 | 14 | 9.14 | Residential | Yes | Behind the Meter | Vivint Solar Developer, LLC | AC Electric | Accepted | 2019-11-12 | 2019-11-14 | 2020-11-14 | Hanwha | Q.PEAK BLK-G5 315 | Solar Panels |  | 0.315 | 16 | 131 | 20 |  | Fixed | Roof
Solar Registration Program | NJSRRE1543067470 | SICKLERVILLE | 8081 | 14 | 9.14 | Residential | Yes | Behind the Meter | Vivint Solar Developer, LLC | AC Electric | Accepted | 2019-11-12 | 2019-11-14 | 2020-11-14 | Hanwha | Q.PEAK BLK-G5 315 | Solar Panels |  | 0.315 | 13 | 131 | 20 |  | Fixed | Roof
Solar Registration Program | NJSRRE1543067470 | SICKLERVILLE | 8081 | 14 | 9.14 | Residential | Yes | Behind the Meter | Vivint Solar Developer, LLC | AC Electric | Accepted | 2019-11-12 | 2019-11-14 | 2020-11-14 | Solar Edge | SE7600H-US000BNC4 | Inverters | 7600 |  | 1 |  |  | 0.992 |  | Outdoor | Near the utility meter
Solar Registration Program | NJSRRE1543156452 | PATERSON | 7501 | 6 | 9.14 | Residential | Yes | Behind the Meter | Vivint Solar Developer, LLC | PSE&G | Accepted | 2019-11-13 | 2019-11-15 | 2020-11-15 | HANWHA SOLAR | Q.PEAK BLK-G5 315 | Solar Panels |  | 0.315 | 6 | 292 | 7 |  | Fixed | Roof
Solar Registration Program | NJSRRE1543156452 | PATERSON | 7501 | 6 | 9.14 | Residential | Yes | Behind the Meter | Vivint Solar Developer, LLC | PSE&G | Accepted | 2019-11-13 | 2019-11-15 | 2020-11-15 | HANWHA SOLAR | Q.PEAK BLK-G5 315 | Solar Panels |  | 0.315 | 13 | 292 | 34 |  | Fixed | Roof
Solar Registration Program | NJSRRE1543156452 | PATERSON | 7501 | 6 | 9.14 | Residential | Yes | Behind the Meter | Vivint Solar Developer, LLC | PSE&G | Accepted | 2019-11-13 | 2019-11-15 | 2020-11-15 | HANWHA SOLAR | Q.PEAK BLK-G5 315 | Solar Panels |  | 0.315 | 5 | 22 | 24 |  | Fixed | Roof
Solar Registration Program | NJSRRE1543156452 | PATERSON | 7501 | 6 | 9.14 | Residential | Yes | Behind the Meter | Vivint Solar Developer, LLC | PSE&G | Accepted | 2019-11-13 | 2019-11-15 | 2020-11-15 | HANWHA SOLAR | Q.PEAK BLK-G5 315 | Solar Panels |  | 0.315 | 5 | 202 | 24 |  | Fixed | Roof
Solar Registration Program | NJSRRE1543156452 | PATERSON | 7501 | 6 | 9.14 | Residential | Yes | Behind the Meter | Vivint Solar Developer, LLC | PSE&G | Accepted | 2019-11-13 | 2019-11-15 | 2020-11-15 | solar edge | SE7600H-US000BNC4 | Inverters | 7600 |  | 1 |  |  | 0.992 |  | Outdoor | near utility meter
Solar Registration Program | NJSRRE1543353852 | Howell Township | 7731 | 17 | 9.14 | Residential | Yes | Behind the Meter | Trinity Solar | JCP&L | Accepted | 2019-11-15 | 2019-11-19 | 2020-11-19 | Hanwha 315 | Q.PEAK DUO BLK-G5 315 | Solar Panels |  | 0.315 | 14 | 173 | 18 |  | Fixed | Roof
Solar Registration Program | NJSRRE1543353852 | Howell Township | 7731 | 17 | 9.14 | Residential | Yes | Behind the Meter | Trinity Solar | JCP&L | Accepted | 2019-11-15 | 2019-11-19 | 2020-11-19 | Hanwha 315 | Q.PEAK DUO BLK-G5 315 | Solar Panels |  | 0.315 | 15 | 173 | 18 |  | Fixed | Roof
Solar Registration Program | NJSRRE1543353852 | Howell Township | 7731 | 17 | 9.14 | Residential | Yes | Behind the Meter | Trinity Solar | JCP&L | Accepted | 2019-11-15 | 2019-11-19 | 2020-11-19 | Solar Edge | SE7600H-US | Inverters | 7600 |  | 1 |  |  | 0.97 |  | Outside | side of home
Solar Registration Program | NJSRRE1543417734 | Paterson | 7524 | 6 | 9.14 | Residential | No | Behind the Meter | Trinity Solar | PSE&G | Accepted | 2019-11-18 | 2019-11-20 | 2020-11-20 | HANWHA | Q.PEAK DUO BLK-G5 315 | Solar Panels |  | 0.315 | 14 | 283 | 34 |  | Fixed | Roof
Solar Registration Program | NJSRRE1543417734 | Paterson | 7524 | 6 | 9.14 | Residential | No | Behind the Meter | Trinity Solar | PSE&G | Accepted | 2019-11-18 | 2019-11-20 | 2020-11-20 | HANWHA | Q.PEAK DUO BLK-G5 315 | Solar Panels |  | 0.315 | 10 | 193 | 45 |  | Fixed | Roof
Solar Registration Program | NJSRRE1543417734 | Paterson | 7524 | 6 | 9.14 | Residential | No | Behind the Meter | Trinity Solar | PSE&G | Accepted | 2019-11-18 | 2019-11-20 | 2020-11-20 | HANWHA | Q.PEAK DUO BLK-G5 315 | Solar Panels |  | 0.315 | 5 | 103 | 34 |  | Fixed | Roof
Solar Registration Program | NJSRRE1543417734 | Paterson | 7524 | 6 | 9.14 | Residential | No | Behind the Meter | Trinity Solar | PSE&G | Accepted | 2019-11-18 | 2019-11-20 | 2020-11-20 | ENPHASE | IQ7-60-2-US | Inverters | 0.24 |  | 29 |  |  | 0.96 |  | Outdoor | under panels
Solar Registration Program | NJSRRE1543422144 | Hewitt | 7421 | 6 | 9.14 | Residential | Yes | Behind the Meter | Pro Custom Solar dba Momentum Solar | Orange Rockland Electric | Accepted | 2019-11-19 | 2019-11-22 | 2020-11-22 | Hanwha | Q.Peak DUO BLK-G5 315 | Solar Panels |  | 0.315 | 15 | 271 | 28 |  | Fixed | Roof
Solar Registration Program | NJSRRE1543422144 | Hewitt | 7421 | 6 | 9.14 | Residential | Yes | Behind the Meter | Pro Custom Solar dba Momentum Solar | Orange Rockland Electric | Accepted | 2019-11-19 | 2019-11-22 | 2020-11-22 | Hanwha | Q.Peak DUO BLK-G5 315 | Solar Panels |  | 0.315 | 9 | 91 | 30 |  | Fixed | Roof
Solar Registration Program | NJSRRE1543422144 | Hewitt | 7421 | 6 | 9.14 | Residential | Yes | Behind the Meter | Pro Custom Solar dba Momentum Solar | Orange Rockland Electric | Accepted | 2019-11-19 | 2019-11-22 | 2020-11-22 | Hanwha | Q.Peak DUO BLK-G5 315 | Solar Panels |  | 0.315 | 5 | 271 | 38 |  | Fixed | Roof
Solar Registration Program | NJSRRE1543422144 | Hewitt | 7421 | 6 | 9.14 | Residential | Yes | Behind the Meter | Pro Custom Solar dba Momentum Solar | Orange Rockland Electric | Accepted | 2019-11-19 | 2019-11-22 | 2020-11-22 | Enphase Energy | IQ6-60-2-US | Inverters | 240 |  | 29 |  |  | 0.97 |  | Outdoor | Roof
Solar Registration Program | NJSRRE1543436808 | BEVERLY | 8010 | 13 | 9.14 | Residential | Yes | Behind the Meter | Vivint Solar Developer, LLC | PSE&G | Accepted | 2019-11-25 | 2019-11-26 | 2020-11-26 | HANWHA SOLAR | Q.PEAK BLK-G5 315 | Solar Panels |  | 0.315 | 14 | 206 | 16 |  | Fixed | Roof
Solar Registration Program | NJSRRE1543436808 | BEVERLY | 8010 | 13 | 9.14 | Residential | Yes | Behind the Meter | Vivint Solar Developer, LLC | PSE&G | Accepted | 2019-11-25 | 2019-11-26 | 2020-11-26 | HANWHA SOLAR | Q.PEAK BLK-G5 315 | Solar Panels |  | 0.315 | 11 | 116 | 15 |  | Fixed | Roof
Solar Registration Program | NJSRRE1543436808 | BEVERLY | 8010 | 13 | 9.14 | Residential | Yes | Behind the Meter | Vivint Solar Developer, LLC | PSE&G | Accepted | 2019-11-25 | 2019-11-26 | 2020-11-26 | HANWHA SOLAR | Q.PEAK BLK-G5 315 | Solar Panels |  | 0.315 | 4 | 296 | 15 |  | Fixed | Roof
Solar Registration Program | NJSRRE1543436808 | BEVERLY | 8010 | 13 | 9.14 | Residential | Yes | Behind the Meter | Vivint Solar Developer, LLC | PSE&G | Accepted | 2019-11-25 | 2019-11-26 | 2020-11-26 | SOLAREDGE | SE7600H-US | Inverters | 7600 |  | 1 |  |  | 0.992 |  | Outdoor | Near the Utility Meter
Solar Registration Program | NJSRRE1543436856 | National Park | 8063 | 15 | 9.14 | Residential | Yes | Behind the Meter | Trinity Solar | PSE&G | Accepted | 2019-11-22 | 2019-11-26 | 2020-11-26 | Hanwha | Q.PEAK DUO BLK-G5 315 | Solar Panels |  | 0.315 | 29 | 113 | 23 |  | Fixed | Roof
Solar Registration Program | NJSRRE1543436856 | National Park | 8063 | 15 | 9.14 | Residential | Yes | Behind the Meter | Trinity Solar | PSE&G | Accepted | 2019-11-22 | 2019-11-26 | 2020-11-26 | Solar Edge | SE7600 | Inverters | 7600 |  | 1 |  |  | 0.97 |  | Outside | side of home
Solar Registration Program | NJSRRE1543443608 | PENNSAUKEN | 8110 | 14 | 9.14 | Residential | Yes | Behind the Meter | Vivint Solar Developer, LLC | PSE&G | Accepted | 2019-11-26 | 2019-11-27 | 2020-11-27 | Hanwha Solar | Q.PEAK BLK-G5 315 | Solar Panels |  | 0.315 | 11 | 222 | 40 |  | Fixed | Roof
Solar Registration Program | NJSRRE1543443608 | PENNSAUKEN | 8110 | 14 | 9.14 | Residential | Yes | Behind the Meter | Vivint Solar Developer, LLC | PSE&G | Accepted | 2019-11-26 | 2019-11-27 | 2020-11-27 | Hanwha Solar | Q.PEAK BLK-G5 315 | Solar Panels |  | 0.315 | 18 | 42 | 40 |  | Fixed | Roof
Solar Registration Program | NJSRRE1543443608 | PENNSAUKEN | 8110 | 14 | 9.14 | Residential | Yes | Behind the Meter | Vivint Solar Developer, LLC | PSE&G | Accepted | 2019-11-26 | 2019-11-27 | 2020-11-27 | SolarEdge | SE7600H-US | Inverters | 7600 |  | 1 |  |  | 0.992 |  | Outdoor | Near the Utility Meter
Solar Registration Program | NJSRRE1543446890 | Brick | 8724 | 18 | 9.14 | Residential | Yes | Behind the Meter | Trinity Solar | JCP&L | Accepted | 2019-11-26 | 2019-12-02 | 2020-12-02 | Hanwha | Q.PEAK DUO BLK-G5 315 | Solar Panels |  | 0.315 | 23 | 219 | 18 |  | Fixed | Roof
Solar Registration Program | NJSRRE1543446890 | Brick | 8724 | 18 | 9.14 | Residential | Yes | Behind the Meter | Trinity Solar | JCP&L | Accepted | 2019-11-26 | 2019-12-02 | 2020-12-02 | Hanwha | Q.PEAK DUO BLK-G5 315 | Solar Panels |  | 0.315 | 6 | 39 | 18 |  | Fixed | Roof
Solar Registration Program | NJSRRE1543446890 | Brick | 8724 | 18 | 9.14 | Residential | Yes | Behind the Meter | Trinity Solar | JCP&L | Accepted | 2019-11-26 | 2019-12-02 | 2020-12-02 | Solar Edge | SE7600 | Inverters | 7600 |  | 1 |  |  | 0.97 |  | Outdoor | side of home
Solar Registration Program | NJSRRE1543465403 | Brick | 8723 | 18 | 9.14 | Residential | Yes | Behind the Meter | Vivint Solar Developer, LLC | JCP&L | Accepted | 2019-12-02 | 2019-12-05 | 2020-12-05 | HANWHA SOLAR | Q.PEAK BLK-G5 315 | Solar Panels |  | 0.315 | 29 | 245 | 11 |  | Fixed | Roof
Solar Registration Program | NJSRRE1543465403 | Brick | 8723 | 18 | 9.14 | Residential | Yes | Behind the Meter | Vivint Solar Developer, LLC | JCP&L | Accepted | 2019-12-02 | 2019-12-05 | 2020-12-05 | SOLAREDGE | SE7600H-US | Inverters | 7600 |  | 1 |  |  | 0.992 |  | Outdoor | Near the Utility Meter
Solar Registration Program | NJSRRE1543473900 | Clark | 7066 | 10 | 9.14 | Residential | Yes | Behind the Meter | Pro Custom Solar dba Momentum Solar | PSE&G | Accepted | 2019-12-03 | 2019-12-05 | 2020-12-05 | Hanwha | Q.Peak DUO BLK-G5 315 | Solar Panels |  | 0.315 | 20 | 218 | 20 |  | Fixed | Roof
Solar Registration Program | NJSRRE1543473900 | Clark | 7066 | 10 | 9.14 | Residential | Yes | Behind the Meter | Pro Custom Solar dba Momentum Solar | PSE&G | Accepted | 2019-12-03 | 2019-12-05 | 2020-12-05 | Hanwha | Q.Peak DUO BLK-G5 315 | Solar Panels |  | 0.315 | 3 | 128 | 28 |  | Fixed | Roof
Solar Registration Program | NJSRRE1543473900 | Clark | 7066 | 10 | 9.14 | Residential | Yes | Behind the Meter | Pro Custom Solar dba Momentum Solar | PSE&G | Accepted | 2019-12-03 | 2019-12-05 | 2020-12-05 | Hanwha | Q.Peak DUO BLK-G5 315 | Solar Panels |  | 0.315 | 3 | 308 | 28 |  | Fixed | Roof
Solar Registration Program | NJSRRE1543473900 | Clark | 7066 | 10 | 9.14 | Residential | Yes | Behind the Meter | Pro Custom Solar dba Momentum Solar | PSE&G | Accepted | 2019-12-03 | 2019-12-05 | 2020-12-05 | Hanwha | Q.Peak DUO BLK-G5 315 | Solar Panels |  | 0.315 | 3 | 38 | 20 |  | Fixed | Roof
Solar Registration Program | NJSRRE1543473900 | Clark | 7066 | 10 | 9.14 | Residential | Yes | Behind the Meter | Pro Custom Solar dba Momentum Solar | PSE&G | Accepted | 2019-12-03 | 2019-12-05 | 2020-12-05 | Enphase Energy | IQ6-60-2-US | Inverters | 240 |  | 29 |  |  | 0.97 |  | Outdoor | Roof
Solar Registration Program | NJSRRE1543477421 | Denville | 7834 | 3 | 9.14 | Residential | Yes | Behind the Meter | Vivint Solar Developer, LLC | JCP&L | Accepted | 2019-12-04 | 2019-12-06 | 2020-12-06 | Hanwha | Q.PEAK BLK-G5 315 | Solar Panels |  | 0.315 | 16 | 189 | 24 |  | Fixed | Roof
Solar Registration Program | NJSRRE1543477421 | Denville | 7834 | 3 | 9.14 | Residential | Yes | Behind the Meter | Vivint Solar Developer, LLC | JCP&L | Accepted | 2019-12-04 | 2019-12-06 | 2020-12-06 | Hanwha | Q.PEAK BLK-G5 315 | Solar Panels |  | 0.315 | 13 | 189 | 23 |  | Fixed | Roof
Solar Registration Program | NJSRRE1543477421 | Denville | 7834 | 3 | 9.14 | Residential | Yes | Behind the Meter | Vivint Solar Developer, LLC | JCP&L | Accepted | 2019-12-04 | 2019-12-06 | 2020-12-06 | Solar Edge | SE7600H-US | Inverters | 7600 |  | 1 |  |  | 0.992 |  | Outdoor | Near the utility meter
Solar Registration Program | NJSRRE1543478271 | Seaside Heights | 8751 | 18 | 9.14 | Residential | No | Behind the Meter | Trinity Solar | Seaside Heights Electric | Accepted | 2019-12-04 | 2019-12-06 | 2020-12-06 | Hanwha | Q.PEAK DUO BLK-G5 315 | Solar Panels |  | 0.315 | 17 | 187 | 34 |  | Fixed | Roof
Solar Registration Program | NJSRRE1543478271 | Seaside Heights | 8751 | 18 | 9.14 | Residential | No | Behind the Meter | Trinity Solar | Seaside Heights Electric | Accepted | 2019-12-04 | 2019-12-06 | 2020-12-06 | Hanwha | Q.PEAK DUO BLK-G5 315 | Solar Panels |  | 0.315 | 4 | 7 | 9 |  | Fixed | Roof
Solar Registration Program | NJSRRE1543478271 | Seaside Heights | 8751 | 18 | 9.14 | Residential | No | Behind the Meter | Trinity Solar | Seaside Heights Electric | Accepted | 2019-12-04 | 2019-12-06 | 2020-12-06 | Hanwha | Q.PEAK DUO BLK-G5 315 | Solar Panels |  | 0.315 | 8 | 7 | 9 |  | Fixed | Roof
Solar Registration Program | NJSRRE1543478271 | Seaside Heights | 8751 | 18 | 9.14 | Residential | No | Behind the Meter | Trinity Solar | Seaside Heights Electric | Accepted | 2019-12-04 | 2019-12-06 | 2020-12-06 | Solar Edge | SE7600 | Inverters | 7600 |  | 1 |  |  | 0.97 |  | Outside | side of home
Solar Registration Program | NJSRRE1543478532 | NORTH BRUNSWICK | 8902 | 11 | 9.14 | Residential | Yes | Behind the Meter | Vivint Solar Developer, LLC | PSE&G | Accepted | 2019-12-05 | 2019-12-09 | 2020-12-09 | HANWHA SOLAR | Q.PEAK BLK-G5 315 | Solar Panels |  | 0.315 | 6 | 137 | 21 |  | Fixed | Roof
Solar Registration Program | NJSRRE1543478532 | NORTH BRUNSWICK | 8902 | 11 | 9.14 | Residential | Yes | Behind the Meter | Vivint Solar Developer, LLC | PSE&G | Accepted | 2019-12-05 | 2019-12-09 | 2020-12-09 | HANWHA SOLAR | Q.PEAK BLK-G5 315 | Solar Panels |  | 0.315 | 12 | 137 | 23 |  | Fixed | Roof
Solar Registration Program | NJSRRE1543478532 | NORTH BRUNSWICK | 8902 | 11 | 9.14 | Residential | Yes | Behind the Meter | Vivint Solar Developer, LLC | PSE&G | Accepted | 2019-12-05 | 2019-12-09 | 2020-12-09 | HANWHA SOLAR | Q.PEAK BLK-G5 315 | Solar Panels |  | 0.315 | 11 | 137 | 23 |  | Fixed | Roof
Solar Registration Program | NJSRRE1543478532 | NORTH BRUNSWICK | 8902 | 11 | 9.14 | Residential | Yes | Behind the Meter | Vivint Solar Developer, LLC | PSE&G | Accepted | 2019-12-05 | 2019-12-09 | 2020-12-09 | SOLAREDGE | SE7600H-US | Inverters | 7600 |  | 1 |  |  | 0.992 |  | Outdoor | Near the Utility Meter
Solar Registration Program | NJSRRE1543481091 | Wenonah | 8090 | 15 | 9.14 | Residential | No | Behind the Meter | Suntuity Solar LLC | AC Electric | Accepted | 2019-12-05 | 2019-12-09 | 2020-12-09 | Yingli Green Energy | YL315D-30b | Solar Panels |  | 0.315 | 29 | 268 | 33 |  | Fixed | Roof
Solar Registration Program | NJSRRE1543481091 | Wenonah | 8090 | 15 | 9.14 | Residential | No | Behind the Meter | Suntuity Solar LLC | AC Electric | Accepted | 2019-12-05 | 2019-12-09 | 2020-12-09 | Enphase Energy | IQ7-60-2-US | Inverters | 240 |  | 29 |  |  | 0.97 |  | Outdoor | Behind the PV Modules
Solar Registration Program | NJSRRE1543481569 | Piscataway | 8854 | 11 | 9.14 | Residential | Yes | Behind the Meter | Vivint Solar Developer, LLC | PSE&G | Accepted | 2019-12-07 | 2019-12-09 | 2020-12-09 | HANWHA SOLAR | Q.PEAK BLK-G5 315 | Solar Panels |  | 0.315 | 10 | 323 | 11 |  | Fixed | Roof
Solar Registration Program | NJSRRE1543481569 | Piscataway | 8854 | 11 | 9.14 | Residential | Yes | Behind the Meter | Vivint Solar Developer, LLC | PSE&G | Accepted | 2019-12-07 | 2019-12-09 | 2020-12-09 | HANWHA SOLAR | Q.PEAK BLK-G5 315 | Solar Panels |  | 0.315 | 5 | 323 | 5 |  | Fixed | Roof
Solar Registration Program | NJSRRE1543481569 | Piscataway | 8854 | 11 | 9.14 | Residential | Yes | Behind the Meter | Vivint Solar Developer, LLC | PSE&G | Accepted | 2019-12-07 | 2019-12-09 | 2020-12-09 | HANWHA SOLAR | Q.PEAK BLK-G5 315 | Solar Panels |  | 0.315 | 14 | 233 | 26 |  | Fixed | Roof
Solar Registration Program | NJSRRE1543481569 | Piscataway | 8854 | 11 | 9.14 | Residential | Yes | Behind the Meter | Vivint Solar Developer, LLC | PSE&G | Accepted | 2019-12-07 | 2019-12-09 | 2020-12-09 | SOLAREDGE | SE3800H-US | Inverters | 3800 |  | 2 |  |  | 0.992 |  | Outdoor | Near the Utility Meter
Solar Registration Program | NJSRRE1543481573 | Old Bridge | 8857 | 11 | 9.14 | Residential | No | Behind the Meter | Trinity Solar | JCP&L | Accepted | 2019-12-05 | 2019-12-09 | 2020-12-09 | HANWHA | Q.PEAK DUO BLK-G5 315 | Solar Panels |  | 0.315 | 20 | 252 | 40 |  | Fixed | Roof
Solar Registration Program | NJSRRE1543481573 | Old Bridge | 8857 | 11 | 9.14 | Residential | No | Behind the Meter | Trinity Solar | JCP&L | Accepted | 2019-12-05 | 2019-12-09 | 2020-12-09 | HANWHA | Q.PEAK DUO BLK-G5 315 | Solar Panels |  | 0.315 | 9 | 252 | 15 |  | Fixed | Roof
Solar Registration Program | NJSRRE1543481573 | Old Bridge | 8857 | 11 | 9.14 | Residential | No | Behind the Meter | Trinity Solar | JCP&L | Accepted | 2019-12-05 | 2019-12-09 | 2020-12-09 | Solar Edge | SE7600H-US000BNC4 | Inverters | 7600 |  | 1 |  |  | 0.97 |  | Outdoor | side of home
Solar Registration Program | NJSRRE1543495755 | Monroe Township | 8831 | 11 | 9.14 | Residential | Yes | Behind the Meter | Vivint Solar Developer, LLC | JCP&L | Accepted | 2019-12-06 | 2019-12-10 | 2020-12-10 | HANWHA SOLAR | Q.PEAK BLK-G5 315 | Solar Panels |  | 0.315 | 5 | 300 | 16 |  | Fixed | Roof
Solar Registration Program | NJSRRE1543495755 | Monroe Township | 8831 | 11 | 9.14 | Residential | Yes | Behind the Meter | Vivint Solar Developer, LLC | JCP&L | Accepted | 2019-12-06 | 2019-12-10 | 2020-12-10 | HANWHA SOLAR | Q.PEAK BLK-G5 315 | Solar Panels |  | 0.315 | 8 | 210 | 16 |  | Fixed | Roof
Solar Registration Program | NJSRRE1543495755 | Monroe Township | 8831 | 11 | 9.14 | Residential | Yes | Behind the Meter | Vivint Solar Developer, LLC | JCP&L | Accepted | 2019-12-06 | 2019-12-10 | 2020-12-10 | HANWHA SOLAR | Q.PEAK BLK-G5 315 | Solar Panels |  | 0.315 | 8 | 120 | 16 |  | Fixed | Roof
Solar Registration Program | NJSRRE1543495755 | Monroe Township | 8831 | 11 | 9.14 | Residential | Yes | Behind the Meter | Vivint Solar Developer, LLC | JCP&L | Accepted | 2019-12-06 | 2019-12-10 | 2020-12-10 | HANWHA SOLAR | Q.PEAK BLK-G5 315 | Solar Panels |  | 0.315 | 8 | 30 | 16 |  | Fixed | Roof
Solar Registration Program | NJSRRE1543495755 | Monroe Township | 8831 | 11 | 9.14 | Residential | Yes | Behind the Meter | Vivint Solar Developer, LLC | JCP&L | Accepted | 2019-12-06 | 2019-12-10 | 2020-12-10 | SOLAR EDGE | SE7600H-US | Inverters | 7600 |  | 1 |  |  | 0.992 |  | Outdoor | Near the Utility Meter
Solar Registration Program | NJSRRE1543497442 | East Orange | 7017 | 9 | 9.14 | Residential | Yes | Behind the Meter | Trinity Solar | PSE&G | Accepted | 2019-12-06 | 2019-12-10 | 2020-12-10 | Hanwha 315 | Q.PEAK DUO BLK-G5 315 | Solar Panels |  | 0.315 | 20 | 125 | 40 |  | Fixed | Roof
Solar Registration Program | NJSRRE1543497442 | East Orange | 7017 | 9 | 9.14 | Residential | Yes | Behind the Meter | Trinity Solar | PSE&G | Accepted | 2019-12-06 | 2019-12-10 | 2020-12-10 | Hanwha 315 | Q.PEAK DUO BLK-G5 315 | Solar Panels |  | 0.315 | 9 | 305 | 40 |  | Fixed | Roof
Solar Registration Program | NJSRRE1543497442 | East Orange | 7017 | 9 | 9.14 | Residential | Yes | Behind the Meter | Trinity Solar | PSE&G | Accepted | 2019-12-06 | 2019-12-10 | 2020-12-10 | Solar Edge | SE7600H-US | Inverters | 7600 |  | 1 |  |  | 0.97 |  | Outside | side of home
Solar Registration Program | NJSRRE1543500308 | NORTH BRUNSWICK | 8902 | 11 | 9.14 | Residential | Yes | Behind the Meter | Vivint Solar Developer, LLC | PSE&G | Accepted | 2019-12-09 | 2019-12-10 | 2020-12-10 | HANWHA SOLAR | Q.PEAK BLK-G5 315 | Solar Panels |  | 0.315 | 8 | 137 | 19 |  | Fixed | Roof
Solar Registration Program | NJSRRE1543500308 | NORTH BRUNSWICK | 8902 | 11 | 9.14 | Residential | Yes | Behind the Meter | Vivint Solar Developer, LLC | PSE&G | Accepted | 2019-12-09 | 2019-12-10 | 2020-12-10 | HANWHA SOLAR | Q.PEAK BLK-G5 315 | Solar Panels |  | 0.315 | 21 | 317 | 19 |  | Fixed | Roof
Solar Registration Program | NJSRRE1543500308 | NORTH BRUNSWICK | 8902 | 11 | 9.14 | Residential | Yes | Behind the Meter | Vivint Solar Developer, LLC | PSE&G | Accepted | 2019-12-09 | 2019-12-10 | 2020-12-10 | SOLAREDGE | SE7600H-US | Inverters | 7600 |  | 1 |  |  | 0.992 |  | Outdoor | Near the Utility Meter
Solar Registration Program | NJSRRE1543501880 | BELLEVILLE | 7109 | 9 | 9.14 | Residential | Yes | Behind the Meter | Vivint Solar Developer, LLC | PSE&G | Accepted | 2019-12-09 | 2019-12-11 | 2020-12-11 | HANWHA SOLAR | Q.PEAK BLK-G5 315 | Solar Panels |  | 0.315 | 14 | 213 | 26 |  | Fixed | Roof
Solar Registration Program | NJSRRE1543501880 | BELLEVILLE | 7109 | 9 | 9.14 | Residential | Yes | Behind the Meter | Vivint Solar Developer, LLC | PSE&G | Accepted | 2019-12-09 | 2019-12-11 | 2020-12-11 | HANWHA SOLAR | Q.PEAK BLK-G5 315 | Solar Panels |  | 0.315 | 4 | 213 | 18 |  | Fixed | Roof
Solar Registration Program | NJSRRE1543501880 | BELLEVILLE | 7109 | 9 | 9.14 | Residential | Yes | Behind the Meter | Vivint Solar Developer, LLC | PSE&G | Accepted | 2019-12-09 | 2019-12-11 | 2020-12-11 | HANWHA SOLAR | Q.PEAK BLK-G5 315 | Solar Panels |  | 0.315 | 11 | 33 | 26 |  | Fixed | Roof
Solar Registration Program | NJSRRE1543501880 | BELLEVILLE | 7109 | 9 | 9.14 | Residential | Yes | Behind the Meter | Vivint Solar Developer, LLC | PSE&G | Accepted | 2019-12-09 | 2019-12-11 | 2020-12-11 | SOLAREDGE | SE7600H-US | Inverters | 7600 |  | 1 |  |  | 0.992 |  | Outdoor | Near the Utility Meter
Solar Registration Program | NJSRRE1543505562 | Sicklerville | 8081 | 14 | 9.14 | Residential | No | Behind the Meter | Suntuity Solar LLC | AC Electric | Accepted | 2019-12-10 | 2019-12-12 | 2020-12-12 | Yingli Green Energy | YL315D-30b | Solar Panels |  | 0.315 | 29 | 215 | 34 |  | Fixed | Roof
Solar Registration Program | NJSRRE1543505562 | Sicklerville | 8081 | 14 | 9.14 | Residential | No | Behind the Meter | Suntuity Solar LLC | AC Electric | Accepted | 2019-12-10 | 2019-12-12 | 2020-12-12 | Enphase Energy | IQ7-60-2-US | Inverters | 240 |  | 29 |  |  | 0.97 |  | Outdoor | Behind the PV Modules
Solar Registration Program | NJSRRE1543513317 | Villas | 8251 | 21 | 9.14 | Residential | Yes | Behind the Meter | Trinity Solar | AC Electric | Accepted | 2019-12-11 | 2019-12-16 | 2020-12-16 | HANWHA | Q.PEAK DUO BLK-G5 315 | Solar Panels |  | 0.315 | 12 | 125 | 18 |  | Fixed | Roof
Solar Registration Program | NJSRRE1543513317 | Villas | 8251 | 21 | 9.14 | Residential | Yes | Behind the Meter | Trinity Solar | AC Electric | Accepted | 2019-12-11 | 2019-12-16 | 2020-12-16 | HANWHA | Q.PEAK DUO BLK-G5 315 | Solar Panels |  | 0.315 | 17 | 215 | 28 |  | Fixed | Roof
Solar Registration Program | NJSRRE1543513317 | Villas | 8251 | 21 | 9.14 | Residential | Yes | Behind the Meter | Trinity Solar | AC Electric | Accepted | 2019-12-11 | 2019-12-16 | 2020-12-16 | SOLAR EDGE | SE7600H-US | Inverters | 7600 |  | 1 |  |  | 0.97 |  | Outside | SIDE OF HOME
Solar Registration Program | NJSRRE1543533334 | Runnemede | 8078 | 14 | 9.14 | Residential | Yes | Behind the Meter | Vivint Solar Developer, LLC | PSE&G | Accepted | 2019-12-12 | 2019-12-17 | 2020-12-17 | Hanwha | Q.PEAK BLK-G5 315 | Solar Panels |  | 0.315 | 4 | 262 | 12 |  | Fixed | Roof
Solar Registration Program | NJSRRE1543533334 | Runnemede | 8078 | 14 | 9.14 | Residential | Yes | Behind the Meter | Vivint Solar Developer, LLC | PSE&G | Accepted | 2019-12-12 | 2019-12-17 | 2020-12-17 | Hanwha | Q.PEAK BLK-G5 315 | Solar Panels |  | 0.315 | 15 | 262 | 37 |  | Fixed | Roof
Solar Registration Program | NJSRRE1543533334 | Runnemede | 8078 | 14 | 9.14 | Residential | Yes | Behind the Meter | Vivint Solar Developer, LLC | PSE&G | Accepted | 2019-12-12 | 2019-12-17 | 2020-12-17 | Hanwha | Q.PEAK BLK-G5 315 | Solar Panels |  | 0.315 | 10 | 82 | 37 |  | Fixed | Roof
Solar Registration Program | NJSRRE1543533334 | Runnemede | 8078 | 14 | 9.14 | Residential | Yes | Behind the Meter | Vivint Solar Developer, LLC | PSE&G | Accepted | 2019-12-12 | 2019-12-17 | 2020-12-17 | Solar Edge | SE7600H-US | Inverters | 7600 |  | 1 |  |  | 0.992 |  | Outdoor | Near the utility meter
Solar Registration Program | NJSRRE1543547889 | Brick | 8724 | 18 | 9.14 | Residential | Yes | Behind the Meter | Pro Custom Solar dba Momentum Solar | JCP&L | Accepted | 2019-12-13 | 2019-12-18 | 2020-12-18 | HANWHA | Q.PEAK DUO BLK-G5 315 | Solar Panels |  | 0.315 | 29 | 222 | 30 |  | Fixed | Roof
Solar Registration Program | NJSRRE1543547889 | Brick | 8724 | 18 | 9.14 | Residential | Yes | Behind the Meter | Pro Custom Solar dba Momentum Solar | JCP&L | Accepted | 2019-12-13 | 2019-12-18 | 2020-12-18 | Enphase Energy | IQ6-60-2-US | Inverters | 230 |  | 29 |  |  | 0.97 |  | Outdoor | Roof
Solar Registration Program | NJSRRE1543571218 | Pitman | 8071 | 15 | 9.14 | Residential | Yes | Behind the Meter | Orbit Energy & Power, LLC | AC Electric | Accepted | 2019-12-19 | 2019-12-26 | 2020-12-26 | TRINA SOLAR | TSM-DD05A.08(II) 315W | Solar Panels |  | 0.315 | 19 | 143 | 21 |  | Fixed | Roof
Solar Registration Program | NJSRRE1543571218 | Pitman | 8071 | 15 | 9.14 | Residential | Yes | Behind the Meter | Orbit Energy & Power, LLC | AC Electric | Accepted | 2019-12-19 | 2019-12-26 | 2020-12-26 | TRINA SOLAR | TSM-DD05A.08(II) 315W | Solar Panels |  | 0.315 | 10 | 323 | 21 |  | Fixed | Roof
Solar Registration Program | NJSRRE1543571218 | Pitman | 8071 | 15 | 9.14 | Residential | Yes | Behind the Meter | Orbit Energy & Power, LLC | AC Electric | Accepted | 2019-12-19 | 2019-12-26 | 2020-12-26 | ENPHASE | IQ7-60-2-US | Inverters | 0.24 |  | 29 |  |  | 0.99 |  | Outside | ROOF
Solar Registration Program | NJSRRE1543820090 | Bridgeton | 8302 | 20 | 9.14 | Residential | Yes | Behind the Meter | Vision Solar LLC | AC Electric | Accepted | 2019-12-26 | 2019-12-31 | 2020-12-31 | hanwa qcells | q.peak duo-g5 315 | Solar Panels |  | 0.315 | 29 | 96 | 23 |  | Fixed | Roof
Solar Registration Program | NJSRRE1543820090 | Bridgeton | 8302 | 20 | 9.14 | Residential | Yes | Behind the Meter | Vision Solar LLC | AC Electric | Accepted | 2019-12-26 | 2019-12-31 | 2020-12-31 | Enphase | iq7-60-2-us | Inverters | 0.25 |  | 29 |  |  | 0.96 |  | Other | behind panels
Solar Registration Program | NJSRRE1543821804 | Dunellen | 8812 | 11 | 9.14 | Residential | Yes | Behind the Meter | Vivint Solar Developer, LLC | PSE&G | Accepted | 2019-12-26 | 2019-12-31 | 2020-12-31 | Hanwha Solar | Q.PEAK BLK-G5 315 | Solar Panels |  | 0.315 | 5 | 81 | 10 |  | Fixed | Roof
Solar Registration Program | NJSRRE1543821804 | Dunellen | 8812 | 11 | 9.14 | Residential | Yes | Behind the Meter | Vivint Solar Developer, LLC | PSE&G | Accepted | 2019-12-26 | 2019-12-31 | 2020-12-31 | Hanwha Solar | Q.PEAK BLK-G5 315 | Solar Panels |  | 0.315 | 10 | 81 | 29 |  | Fixed | Roof
Solar Registration Program | NJSRRE1543821804 | Dunellen | 8812 | 11 | 9.14 | Residential | Yes | Behind the Meter | Vivint Solar Developer, LLC | PSE&G | Accepted | 2019-12-26 | 2019-12-31 | 2020-12-31 | Hanwha Solar | Q.PEAK BLK-G5 315 | Solar Panels |  | 0.315 | 2 | 261 | 19 |  | Fixed | Roof
Solar Registration Program | NJSRRE1543821804 | Dunellen | 8812 | 11 | 9.14 | Residential | Yes | Behind the Meter | Vivint Solar Developer, LLC | PSE&G | Accepted | 2019-12-26 | 2019-12-31 | 2020-12-31 | Hanwha Solar | Q.PEAK BLK-G5 315 | Solar Panels |  | 0.315 | 12 | 261 | 29 |  | Fixed | Roof
Solar Registration Program | NJSRRE1543821804 | Dunellen | 8812 | 11 | 9.14 | Residential | Yes | Behind the Meter | Vivint Solar Developer, LLC | PSE&G | Accepted | 2019-12-26 | 2019-12-31 | 2020-12-31 | Solar Edge | SE7600H-US | Inverters | 7600 |  | 1 |  |  | 0.992 |  | Outdoor | Near the utility meter
Solar Registration Program | NJSRRE1540402509 | Hillsborough | 8844 | 5 | 9.15 | Residential | Yes | Behind the Meter | Pro Custom Solar dba Momentum Solar | PSE&G | Accepted | 2019-02-27 | 2019-03-01 | 2020-03-01 | HANWHA | Q-CELLS Q.PEAK BLK-G4.1 295 | Solar Panels |  | 0.295 | 28 | 259 | 22 |  | Fixed | Roof
Solar Registration Program | NJSRRE1540402509 | Hillsborough | 8844 | 5 | 9.15 | Residential | Yes | Behind the Meter | Pro Custom Solar dba Momentum Solar | PSE&G | Accepted | 2019-02-27 | 2019-03-01 | 2020-03-01 | HANWHA | Q-CELLS Q.PEAK BLK-G4.1 295 | Solar Panels |  | 0.295 | 3 | 79 | 22 |  | Fixed | Roof
Solar Registration Program | NJSRRE1540402509 | Hillsborough | 8844 | 5 | 9.15 | Residential | Yes | Behind the Meter | Pro Custom Solar dba Momentum Solar | PSE&G | Accepted | 2019-02-27 | 2019-03-01 | 2020-03-01 | ENPHASE | IQ6 | Inverters | 230 |  | 31 |  |  | 0.97 |  | Outside | ROOF
Solar Registration Program | NJSRRE1540854342 | Atlantic City | 8401 | 19 | 9.15 | Residential | No | Behind the Meter | Solar Spectrum LLC | AC Electric | Accepted | 2019-04-15 | 2019-04-22 | 2020-04-22 | Hanwa Q Cells | Q.PEAK-G4.1-305 | Solar Panels |  | 0.305 | 9 | 108 | 39 |  | Fixed | Roof
Solar Registration Program | NJSRRE1540854342 | Atlantic City | 8401 | 19 | 9.15 | Residential | No | Behind the Meter | Solar Spectrum LLC | AC Electric | Accepted | 2019-04-15 | 2019-04-22 | 2020-04-22 | Hanwa Q Cells | Q.PEAK-G4.1-305 | Solar Panels |  | 0.305 | 7 | 108 | 39 |  | Fixed | Roof
Solar Registration Program | NJSRRE1540854342 | Atlantic City | 8401 | 19 | 9.15 | Residential | No | Behind the Meter | Solar Spectrum LLC | AC Electric | Accepted | 2019-04-15 | 2019-04-22 | 2020-04-22 | Hanwa Q Cells | Q.PEAK-G4.1-305 | Solar Panels |  | 0.305 | 9 | 288 | 39 |  | Fixed | Roof
Solar Registration Program | NJSRRE1540854342 | Atlantic City | 8401 | 19 | 9.15 | Residential | No | Behind the Meter | Solar Spectrum LLC | AC Electric | Accepted | 2019-04-15 | 2019-04-22 | 2020-04-22 | Hanwa Q Cells | Q.PEAK-G4.1-305 | Solar Panels |  | 0.305 | 5 | 288 | 39 |  | Fixed | Roof
Solar Registration Program | NJSRRE1540854342 | Atlantic City | 8401 | 19 | 9.15 | Residential | No | Behind the Meter | Solar Spectrum LLC | AC Electric | Accepted | 2019-04-15 | 2019-04-22 | 2020-04-22 | Solar Edge Technologies | SE7600H-US | Inverters | 32 |  | 1 |  |  | 0.99 |  | Outdoor | Near Meter
Solar Registration Program | NJSRRE1540871518 | Vineland | 8360 | 20 | 9.15 | Residential | Yes | Behind the Meter | Bright Planet Solar | Vineland Muni Electric | Accepted | 2019-04-23 | 2019-04-24 | 2020-04-24 | HANWHA Q-CELLS | Q.PEAK BLK-G4.1 | Solar Panels |  | 0.295 | 15 | 13 | 15 |  | Fixed | Roof
Solar Registration Program | NJSRRE1540871518 | Vineland | 8360 | 20 | 9.15 | Residential | Yes | Behind the Meter | Bright Planet Solar | Vineland Muni Electric | Accepted | 2019-04-23 | 2019-04-24 | 2020-04-24 | HANWHA Q-CELLS | Q.PEAK BLK-G4.1 | Solar Panels |  | 0.295 | 16 | 193 | 15 |  | Fixed | Roof
Solar Registration Program | NJSRRE1540871518 | Vineland | 8360 | 20 | 9.15 | Residential | Yes | Behind the Meter | Bright Planet Solar | Vineland Muni Electric | Accepted | 2019-04-23 | 2019-04-24 | 2020-04-24 | SolarEdge | SE7600H-USRGM | Inverters | 7600 |  | 1 |  |  | 0.98 |  | Outside | NEXT TO METER
Solar Registration Program | NJSRRE1540922367 | Morris Plains | 7950 | 3 | 9.15 | Residential | Yes | Behind the Meter | Pro Custom Solar dba Momentum Solar | JCP&L | Accepted | 2019-05-02 | 2019-05-07 | 2020-05-07 | HANWHA Q-CELLS | Q.PEAK BLK-G4.1 295 | Solar Panels |  | 0.295 | 31 | 297 | 27 |  | Fixed | Roof
Solar Registration Program | NJSRRE1540922367 | Morris Plains | 7950 | 3 | 9.15 | Residential | Yes | Behind the Meter | Pro Custom Solar dba Momentum Solar | JCP&L | Accepted | 2019-05-02 | 2019-05-07 | 2020-05-07 | ENPHASE | IQ7-60-2-US | Inverters | 250 |  | 31 |  |  | 0.97 |  | Outdoor | ROOF
Solar Registration Program | NJSRRE1541073633 | Newark | 7112 | 9 | 9.15 | Residential | Yes | Behind the Meter | Whitman Construction, LLC | PSE&G | Accepted | 2019-06-04 | 2019-06-06 | 2020-06-06 | Trina Solar | TSM-305DD05A | Solar Panels |  | 0.305 | 13 | 123 | 25 |  | Fixed | Roof
Solar Registration Program | NJSRRE1541073633 | Newark | 7112 | 9 | 9.15 | Residential | Yes | Behind the Meter | Whitman Construction, LLC | PSE&G | Accepted | 2019-06-04 | 2019-06-06 | 2020-06-06 | Trina Solar | TSM-305DD05A | Solar Panels |  | 0.305 | 2 | 123 | 25 |  | Fixed | Roof
Solar Registration Program | NJSRRE1541073633 | Newark | 7112 | 9 | 9.15 | Residential | Yes | Behind the Meter | Whitman Construction, LLC | PSE&G | Accepted | 2019-06-04 | 2019-06-06 | 2020-06-06 | Trina Solar | TSM-305DD05A | Solar Panels |  | 0.305 | 15 | 303 | 25 |  | Fixed | Roof
Solar Registration Program | NJSRRE1541073633 | Newark | 7112 | 9 | 9.15 | Residential | Yes | Behind the Meter | Whitman Construction, LLC | PSE&G | Accepted | 2019-06-04 | 2019-06-06 | 2020-06-06 | Enphase Energy | IQ7-60-2-US | Inverters | 0.24 |  | 30 |  |  | 0.976 |  | Outside | roof
Solar Registration Program | NJSRRE1541124898 | City of Orange | 7050 | 9 | 9.15 | Residential | No | Behind the Meter | Whitman Construction, LLC | PSE&G | Accepted | 2019-06-07 | 2019-06-12 | 2020-06-12 | Trina Solar | TSM-305DD05A | Solar Panels |  | 0.305 | 18 | 214 | 34 |  | Fixed | Roof
Solar Registration Program | NJSRRE1541124898 | City of Orange | 7050 | 9 | 9.15 | Residential | No | Behind the Meter | Whitman Construction, LLC | PSE&G | Accepted | 2019-06-07 | 2019-06-12 | 2020-06-12 | Trina Solar | TSM-305DD05A | Solar Panels |  | 0.305 | 12 | 34 | 34 |  | Fixed | Roof
Solar Registration Program | NJSRRE1541124898 | City of Orange | 7050 | 9 | 9.15 | Residential | No | Behind the Meter | Whitman Construction, LLC | PSE&G | Accepted | 2019-06-07 | 2019-06-12 | 2020-06-12 | Solar Edge | SE7600H-US | Inverters | 0.24 |  | 1 |  |  | 0.992 |  | Outside | roof
Solar Registration Program | NJSRRE1541135117 | Newark | 7108 | 9 | 9.15 | Residential | No | Behind the Meter | Whitman Construction, LLC | PSE&G | Accepted | 2019-06-12 | 2019-06-14 | 2020-06-14 | Trina Solar | TSM-305DD05A | Solar Panels |  | 0.305 | 30 | 123 | 37 |  | Fixed | Roof
Solar Registration Program | NJSRRE1541135117 | Newark | 7108 | 9 | 9.15 | Residential | No | Behind the Meter | Whitman Construction, LLC | PSE&G | Accepted | 2019-06-12 | 2019-06-14 | 2020-06-14 | Enphase Energy | IQ7-60-2-US | Inverters | 0.24 |  | 30 |  |  | 0.976 |  | Outside | roof
Solar Registration Program | NJSRRE1541495022 | Elmer | 8318 | 16 | 9.15 | Residential | Yes | Behind the Meter | RCL Enterprises Inc. | AC Electric | Accepted | 2019-06-26 | 2019-07-01 | 2020-07-01 | Trina Solar | TSM-305DD05A | Solar Panels |  | 0.305 | 30 | 160 | 25 |  | Fixed | Ground
Solar Registration Program | NJSRRE1541495022 | Elmer | 8318 | 16 | 9.15 | Residential | Yes | Behind the Meter | RCL Enterprises Inc. | AC Electric | Accepted | 2019-06-26 | 2019-07-01 | 2020-07-01 | Enphase | IQ7 | Inverters | 7200 |  | 30 |  |  | 0.96 |  | Outdoor | under panels
Solar Registration Program | NJSRRE1541623586 | Vineland | 8360 | 20 | 9.15 | Residential | Yes | Behind the Meter | RCL Enterprises Inc. | Vineland Muni Electric | Accepted | 2019-07-09 | 2019-07-11 | 2020-07-11 | Trina Solar | TSM-305DD05A | Solar Panels |  | 0.305 | 12 | 184 | 11 |  | Fixed | Roof
Solar Registration Program | NJSRRE1541623586 | Vineland | 8360 | 20 | 9.15 | Residential | Yes | Behind the Meter | RCL Enterprises Inc. | Vineland Muni Electric | Accepted | 2019-07-09 | 2019-07-11 | 2020-07-11 | Trina Solar | TSM-305DD05A | Solar Panels |  | 0.305 | 18 | 184 | 18 |  | Fixed | Roof
Solar Registration Program | NJSRRE1541623586 | Vineland | 8360 | 20 | 9.15 | Residential | Yes | Behind the Meter | RCL Enterprises Inc. | Vineland Muni Electric | Accepted | 2019-07-09 | 2019-07-11 | 2020-07-11 | Enphase | IQ7 | Inverters | 7200 |  | 30 |  |  | 0.96 |  | Outdoor | under panels
Solar Registration Program | NJSRRE1541692897 | Mizpah | 8342 | 19 | 9.15 | Residential | No | Behind the Meter | Azimuth Renewable Energy | AC Electric | Accepted | 2019-07-22 | 2019-08-22 | 2020-08-22 | Trina | TSM 305 | Solar Panels |  | 0.305 | 30 | 180 | 25 |  | Fixed | Roof
Solar Registration Program | NJSRRE1541692897 | Mizpah | 8342 | 19 | 9.15 | Residential | No | Behind the Meter | Azimuth Renewable Energy | AC Electric | Accepted | 2019-07-22 | 2019-08-22 | 2020-08-22 | Enphase | IQ 7 | Inverters | 0.24 |  | 30 |  |  | 0.975 |  | Other | ground mount
Solar Registration Program | NJSRRE1541692897 | Mizpah | 8342 | 19 | 9.15 | Residential | No | Behind the Meter | Azimuth Renewable Energy | AC Electric | Accepted | 2019-07-22 | 2019-08-22 | 2020-08-22 | Enphase | Envoy-s | Meters |  |  | 1 |  |  |  |  | Outdoor
Solar Registration Program | NJSRRE1541695888 | Edison | 8820 | 11 | 9.15 | Residential | No | Behind the Meter | Solar Energy World | PSE&G | Final As-Built Received | 2019-07-23 | 2019-07-25 | 2020-07-25 | LONGi Green Energy Technology | LR6-60PB-305M | Solar Panels |  | 0.305 | 30 | 172 | 33 |  | Fixed | Roof
Solar Registration Program | NJSRRE1541695888 | Edison | 8820 | 11 | 9.15 | Residential | No | Behind the Meter | Solar Energy World | PSE&G | Final As-Built Received | 2019-07-23 | 2019-07-25 | 2020-07-25 | Solar Edge | SE7600H-USRGM | Meters |  |  | 1 |  |  |  | Yes | Outdoor
Solar Registration Program | NJSRRE1541695888 | Edison | 8820 | 11 | 9.15 | Residential | No | Behind the Meter | Solar Energy World | PSE&G | Final As-Built Received | 2019-07-23 | 2019-07-25 | 2020-07-25 | Solar Edge | SE7600H-USRGM | Inverters | 7600 |  | 1 |  |  | 0.98 |  | Outside | near meter
Solar Registration Program | NJSRRE1541805538 | Egg Harbor Township | 8234 | 19 | 9.15 | Residential | Yes | Behind the Meter | All Season Solar | AC Electric | Accepted | 2019-08-08 | 2019-08-23 | 2020-08-23 | Trina | TSM DD05A.05II 305W MAR 2019 | Solar Panels |  | 0.305 | 30 | 286 | 31 |  | Fixed | Roof
Solar Registration Program | NJSRRE1541805538 | Egg Harbor Township | 8234 | 19 | 9.15 | Residential | Yes | Behind the Meter | All Season Solar | AC Electric | Accepted | 2019-08-08 | 2019-08-23 | 2020-08-23 | Enphase | IQ7 | Inverters | 240 |  | 30 |  |  | 0.97 |  | Outdoor | Under Module
Solar Registration Program | NJSRRE1541814985 | Forked River | 8731 | 18 | 9.15 | Residential | No | Behind the Meter | Eznergy | JCP&L | Accepted | 2019-08-12 | 2019-08-23 | 2020-08-23 | Trina | TSM305 | Solar Panels |  | 0.305 | 30 | 120 | 25 |  | Fixed | Roof | Roof of Cabana
Solar Registration Program | NJSRRE1541814985 | Forked River | 8731 | 18 | 9.15 | Residential | No | Behind the Meter | Eznergy | JCP&L | Accepted | 2019-08-12 | 2019-08-23 | 2020-08-23 | Solaredge | SE7600 | Inverters | 7600 |  | 1 |  |  | 0.98 |  | Outdoor | side of cabana
Solar Registration Program | NJSRRE1541876267 | Woodbridge | 8840 | 11 | 9.15 | Residential | Yes | Behind the Meter | All Season Solar | PSE&G | Accepted | 2019-08-22 | 2019-08-27 | 2020-08-27 | Trina | TSM DD05A.05II 305W MAR 2019 | Solar Panels |  | 0.305 | 6 | 57 | 37 |  | Fixed | Roof
Solar Registration Program | NJSRRE1541876267 | Woodbridge | 8840 | 11 | 9.15 | Residential | Yes | Behind the Meter | All Season Solar | PSE&G | Accepted | 2019-08-22 | 2019-08-27 | 2020-08-27 | Trina | TSM DD05A.05II 305W MAR 2019 | Solar Panels |  | 0.305 | 24 | 237 | 6 |  | Fixed | Roof
Solar Registration Program | NJSRRE1541876267 | Woodbridge | 8840 | 11 | 9.15 | Residential | Yes | Behind the Meter | All Season Solar | PSE&G | Accepted | 2019-08-22 | 2019-08-27 | 2020-08-27 | Enphase | IQ7 | Inverters | 240 |  | 30 |  |  | 0.97 |  | Outdoor | Under Module
Solar Registration Program | NJSRRE1541877807 | Vineland | 8360 | 20 | 9.15 | Residential | No | Behind the Meter | 1st Light Energy Inc | Vineland Muni Electric | Accepted | 2019-08-22 | 2019-08-27 | 2020-08-27 | Trina | TSM-305DD05A.05 | Solar Panels |  | 0.305 | 23 | 272 | 27 |  | Fixed | Roof
Solar Registration Program | NJSRRE1541877807 | Vineland | 8360 | 20 | 9.15 | Residential | No | Behind the Meter | 1st Light Energy Inc | Vineland Muni Electric | Accepted | 2019-08-22 | 2019-08-27 | 2020-08-27 | Trina | TSM-305DD05A.05 | Solar Panels |  | 0.305 | 7 | 92 | 14 |  | Fixed | Roof
Solar Registration Program | NJSRRE1541877807 | Vineland | 8360 | 20 | 9.15 | Residential | No | Behind the Meter | 1st Light Energy Inc | Vineland Muni Electric | Accepted | 2019-08-22 | 2019-08-27 | 2020-08-27 | Solaredge | SE7600H-USRGM | Inverters | 7600 |  | 1 |  |  | 0.99 |  | Outdoor | within 10 feet of meter
Solar Registration Program | NJSRRE1541884072 | Hillsborough TWP | 8844 | 5 | 9.15 | Residential | Yes | Behind the Meter | 1st Light Energy Inc | PSE&G | Accepted | 2019-08-26 | 2019-08-28 | 2020-08-28 | Trina | TSM-305DD05A.05 | Solar Panels |  | 0.305 | 30 | 113 | 23 |  | Fixed | Roof
Solar Registration Program | NJSRRE1541884072 | Hillsborough TWP | 8844 | 5 | 9.15 | Residential | Yes | Behind the Meter | 1st Light Energy Inc | PSE&G | Accepted | 2019-08-26 | 2019-08-28 | 2020-08-28 | SMA | RSB-2S-US-10 | Inverters | 7000 |  | 1 |  |  | 0.98 |  | Outside | within 10 feet of meter
Solar Registration Program | NJSRRE1541888074 | Hillsborough TWP | 8844 | 5 | 9.15 | Residential | No | Behind the Meter | 1st Light Energy Inc | PSE&G | Accepted | 2019-08-27 | 2019-08-29 | 2020-08-29 | Longi | LR6-60PB-305M | Solar Panels |  | 0.305 | 3 | 166 | 23 |  | Fixed | Roof
Solar Registration Program | NJSRRE1541888074 | Hillsborough TWP | 8844 | 5 | 9.15 | Residential | No | Behind the Meter | 1st Light Energy Inc | PSE&G | Accepted | 2019-08-27 | 2019-08-29 | 2020-08-29 | Longi | LR6-60PB-305M | Solar Panels |  | 0.305 | 7 | 258 | 18 |  | Fixed | Roof
Solar Registration Program | NJSRRE1541888074 | Hillsborough TWP | 8844 | 5 | 9.15 | Residential | No | Behind the Meter | 1st Light Energy Inc | PSE&G | Accepted | 2019-08-27 | 2019-08-29 | 2020-08-29 | Longi | LR6-60PB-305M | Solar Panels |  | 0.305 | 3 | 169 | 18 |  | Fixed | Roof
Solar Registration Program | NJSRRE1541888074 | Hillsborough TWP | 8844 | 5 | 9.15 | Residential | No | Behind the Meter | 1st Light Energy Inc | PSE&G | Accepted | 2019-08-27 | 2019-08-29 | 2020-08-29 | Longi | LR6-60PB-305M | Solar Panels |  | 0.305 | 17 | 78 | 18 |  | Fixed | Roof
Solar Registration Program | NJSRRE1541888074 | Hillsborough TWP | 8844 | 5 | 9.15 | Residential | No | Behind the Meter | 1st Light Energy Inc | PSE&G | Accepted | 2019-08-27 | 2019-08-29 | 2020-08-29 | Solaredge | SE7600H-USRGM | Inverters | 7600 |  | 1 |  |  | 0.99 |  | Outside | within 10 feet of meter
Solar Registration Program | NJSRRE1542445181 | Edison | 8817 | 11 | 9.15 | Residential | No | Behind the Meter | Whitman Construction, LLC | PSE&G | Accepted | 2019-09-26 | 2019-09-30 | 2020-09-30 | Trina Solar | TSM-305DD05A | Solar Panels |  | 0.305 | 12 | 52 | 26 |  | Fixed | Roof
Solar Registration Program | NJSRRE1542445181 | Edison | 8817 | 11 | 9.15 | Residential | No | Behind the Meter | Whitman Construction, LLC | PSE&G | Accepted | 2019-09-26 | 2019-09-30 | 2020-09-30 | Trina Solar | TSM-305DD05A | Solar Panels |  | 0.305 | 18 | 232 | 26 |  | Fixed | Roof
Solar Registration Program | NJSRRE1542445181 | Edison | 8817 | 11 | 9.15 | Residential | No | Behind the Meter | Whitman Construction, LLC | PSE&G | Accepted | 2019-09-26 | 2019-09-30 | 2020-09-30 | Enphase Energy | IQ7-60-2-US | Inverters | 0.24 |  | 30 |  |  | 0.976 |  | Outside | roof
Solar Registration Program | NJSRRE1542581635 | Winslow | 8095 | 14 | 9.15 | Residential | No | Behind the Meter | EMT Renewables | AC Electric | Accepted | 2019-10-24 | 2019-10-28 | 2020-10-28 | Trina | TSM-305-ALLMAX-BLK | Solar Panels |  | 0.305 | 30 | 279 | 23 |  | Fixed | Roof
Solar Registration Program | NJSRRE1542581635 | Winslow | 8095 | 14 | 9.15 | Residential | No | Behind the Meter | EMT Renewables | AC Electric | Accepted | 2019-10-24 | 2019-10-28 | 2020-10-28 | SolarEdge | SE7600H-US | Inverters | 7600 |  | 1 |  |  | 0.95 |  | Other | next to meter
Solar Registration Program | NJSRRE1543547657 | Burlington Twp | 8016 | 13 | 9.15 | Residential | Yes | Behind the Meter | Bright Planet Solar | PSE&G | Accepted | 2019-12-13 | 2019-12-18 | 2020-12-18 | TRINA SOLAR | TSM-DD05A.05(II) 305W | Solar Panels |  | 0.305 | 18 | 269 | 34 |  | Fixed | Roof
Solar Registration Program | NJSRRE1543547657 | Burlington Twp | 8016 | 13 | 9.15 | Residential | Yes | Behind the Meter | Bright Planet Solar | PSE&G | Accepted | 2019-12-13 | 2019-12-18 | 2020-12-18 | TRINA SOLAR | TSM-DD05A.05(II) 305W | Solar Panels |  | 0.305 | 12 | 269 | 34 |  | Fixed | Roof
Solar Registration Program | NJSRRE1543547657 | Burlington Twp | 8016 | 13 | 9.15 | Residential | Yes | Behind the Meter | Bright Planet Solar | PSE&G | Accepted | 2019-12-13 | 2019-12-18 | 2020-12-18 | SOLAR EDGE | SE7600H-USRGM | Inverters | 7600 |  | 1 |  |  | 0.98 |  | Outdoor | OUTDOOR
Solar Registration Program | NJSRRE1543551908 | Mays Landing | 8330 | 19 | 9.15 | Residential | No | Behind the Meter | Bright Planet Solar | AC Electric | Accepted | 2019-12-15 | 2019-12-18 | 2020-12-18 | Trina Solar | TSM-DD05A.05(II) 305W | Solar Panels |  | 0.305 | 19 | 205 | 14 |  | Fixed | Roof
Solar Registration Program | NJSRRE1543551908 | Mays Landing | 8330 | 19 | 9.15 | Residential | No | Behind the Meter | Bright Planet Solar | AC Electric | Accepted | 2019-12-15 | 2019-12-18 | 2020-12-18 | Trina Solar | TSM-DD05A.05(II) 305W | Solar Panels |  | 0.305 | 11 | 205 | 24 |  | Fixed | Roof
Solar Registration Program | NJSRRE1543551908 | Mays Landing | 8330 | 19 | 9.15 | Residential | No | Behind the Meter | Bright Planet Solar | AC Electric | Accepted | 2019-12-15 | 2019-12-18 | 2020-12-18 | Solar Edge | SE6000H-USRGM | Inverters | 6000 |  | 1 |  |  | 0.98 |  | Outdoor | Next to meter
Solar Registration Program | NJSRRE1540396988 | mays landing | 8330 | 19 | 9.16 | Residential | Yes | Behind the Meter | Vision Solar LLC | AC Electric | Accepted | 2019-02-26 | 2019-02-27 | 2020-02-27 | sunpower | e20-327-e-ac | Solar Panels |  | 0.327 | 15 | 113 | 21 |  | Fixed | Pole
Solar Registration Program | NJSRRE1540396988 | mays landing | 8330 | 19 | 9.16 | Residential | Yes | Behind the Meter | Vision Solar LLC | AC Electric | Accepted | 2019-02-26 | 2019-02-27 | 2020-02-27 | sunpower | e20-327-e-ac | Solar Panels |  | 0.327 | 9 | 203 | 21 |  | Fixed | Roof
Solar Registration Program | NJSRRE1540396988 | mays landing | 8330 | 19 | 9.16 | Residential | Yes | Behind the Meter | Vision Solar LLC | AC Electric | Accepted | 2019-02-26 | 2019-02-27 | 2020-02-27 | sunpower | e20-327-e-ac | Solar Panels |  | 0.327 | 4 | 293 | 21 |  | Fixed | Roof
Solar Registration Program | NJSRRE1540396988 | mays landing | 8330 | 19 | 9.16 | Residential | Yes | Behind the Meter | Vision Solar LLC | AC Electric | Accepted | 2019-02-26 | 2019-02-27 | 2020-02-27 | sunpower | e20-327-e-ac | Inverters | 0.327 |  | 28 |  |  | 0.96 |  | Outside | behind panels
Solar Registration Program | NJSRRE1541017039 | Gibbsboro | 8026 | 14 | 9.16 | Residential | Yes | Behind the Meter | SunPower Corporation, Systems | AC Electric | Accepted | 2019-05-17 | 2019-05-21 | 2020-05-21 | SUNPOWER | SPR-E20-327-E-AC | Solar Panels |  | 0.327 | 10 | 294 | 23 |  | Fixed | Roof
Solar Registration Program | NJSRRE1541017039 | Gibbsboro | 8026 | 14 | 9.16 | Residential | Yes | Behind the Meter | SunPower Corporation, Systems | AC Electric | Accepted | 2019-05-17 | 2019-05-21 | 2020-05-21 | SUNPOWER | SPR-E20-327-E-AC | Solar Panels |  | 0.327 | 12 | 114 | 23 |  | Fixed | Roof
Solar Registration Program | NJSRRE1541017039 | Gibbsboro | 8026 | 14 | 9.16 | Residential | Yes | Behind the Meter | SunPower Corporation, Systems | AC Electric | Accepted | 2019-05-17 | 2019-05-21 | 2020-05-21 | SUNPOWER | SPR-E20-327-E-AC | Solar Panels |  | 0.327 | 6 | 114 | 23 |  | Fixed | Roof
Solar Registration Program | NJSRRE1541017039 | Gibbsboro | 8026 | 14 | 9.16 | Residential | Yes | Behind the Meter | SunPower Corporation, Systems | AC Electric | Accepted | 2019-05-17 | 2019-05-21 | 2020-05-21 | SUNPOWER | SPR-E20-327-E-AC | Inverters | 320 |  | 28 |  |  | 0.96 |  | Other | under each panel
Solar Registration Program | NJSRRE1541629710 | Elizabeth | 7208 | 10 | 9.16 | Residential | Yes | Behind the Meter | Nationwide Solar LLC | PSE&G | Accepted | 2019-07-10 | 2019-07-29 | 2020-07-29 | SunPower | 327W | Solar Panels |  | 0.327 | 28 | 87 & 261 | 37 |  | Fixed | Roof
Solar Registration Program | NJSRRE1541629710 | Elizabeth | 7208 | 10 | 9.16 | Residential | Yes | Behind the Meter | Nationwide Solar LLC | PSE&G | Accepted | 2019-07-10 | 2019-07-29 | 2020-07-29 | SunPower | Type E | Inverters | 320 |  | 28 |  |  | 0.98 |  | Outside | NA
Solar Registration Program | NJSRRE1541629776 | Elizabeth | 7208 | 10 | 9.16 | Residential | Yes | Behind the Meter | Nationwide Solar LLC | PSE&G | Accepted | 2019-07-10 | 2019-07-15 | 2020-07-15 | SunPower | 327W | Solar Panels |  | 0.327 | 28 | 261 | 37 |  | Fixed | Roof
Solar Registration Program | NJSRRE1541629776 | Elizabeth | 7208 | 10 | 9.16 | Residential | Yes | Behind the Meter | Nationwide Solar LLC | PSE&G | Accepted | 2019-07-10 | 2019-07-15 | 2020-07-15 | SunPower | Type E | Inverters | 320 |  | 28 |  |  | 0.98 |  | Outside | NA
Solar Registration Program | NJSRRE1541673100 | ewing twp | 8638 | 12 | 9.16 | Residential | No | Behind the Meter | SunPower Capital LLC | PSE&G | Accepted | 2019-07-16 | 2019-07-18 | 2020-07-18 | sunpower | e20-327-e-ac | Solar Panels |  | 0.327 | 8 | 41 | 4 |  | Fixed | Roof
Solar Registration Program | NJSRRE1541673100 | ewing twp | 8638 | 12 | 9.16 | Residential | No | Behind the Meter | SunPower Capital LLC | PSE&G | Accepted | 2019-07-16 | 2019-07-18 | 2020-07-18 | sunpower | e20-327-e-ac | Solar Panels |  | 0.327 | 5 | 131 | 4 |  | Fixed | Roof
Solar Registration Program | NJSRRE1541673100 | ewing twp | 8638 | 12 | 9.16 | Residential | No | Behind the Meter | SunPower Capital LLC | PSE&G | Accepted | 2019-07-16 | 2019-07-18 | 2020-07-18 | sunpower | e20-327-e-ac | Solar Panels |  | 0.327 | 7 | 131 | 27 |  | Fixed | Roof
Solar Registration Program | NJSRRE1541673100 | ewing twp | 8638 | 12 | 9.16 | Residential | No | Behind the Meter | SunPower Capital LLC | PSE&G | Accepted | 2019-07-16 | 2019-07-18 | 2020-07-18 | sunpower | e20-327-e-ac | Solar Panels |  | 0.327 | 4 | 311 | 27 |  | Fixed | Roof
Solar Registration Program | NJSRRE1541673100 | ewing twp | 8638 | 12 | 9.16 | Residential | No | Behind the Meter | SunPower Capital LLC | PSE&G | Accepted | 2019-07-16 | 2019-07-18 | 2020-07-18 | sunpower | e20-327-e-ac | Solar Panels |  | 0.327 | 4 | 41 | 23 |  | Fixed | Roof
Solar Registration Program | NJSRRE1541673100 | ewing twp | 8638 | 12 | 9.16 | Residential | No | Behind the Meter | SunPower Capital LLC | PSE&G | Accepted | 2019-07-16 | 2019-07-18 | 2020-07-18 | sunpower | e20-327-e-ac | Inverters | 0.32 |  | 28 |  |  | 0.96 |  | Other | behind panels
Solar Registration Program | NJSRRE1541731347 | Erial | 8081 | 14 | 9.16 | Residential | Yes | Behind the Meter | SunnyMac LLC | AC Electric | Accepted | 2019-08-14 | 2019-08-22 | 2020-08-22 | SunPower | SPR-E20-327 | Solar Panels |  | 0.327 | 28 | 130 | 26 |  | Fixed | Roof
Solar Registration Program | NJSRRE1541731347 | Erial | 8081 | 14 | 9.16 | Residential | Yes | Behind the Meter | SunnyMac LLC | AC Electric | Accepted | 2019-08-14 | 2019-08-22 | 2020-08-22 | Enphase | IQ7XS-96-ACM-US | Inverters | 0.315 |  | 28 |  |  | 0.99 |  | Outdoor | roof
Solar Registration Program | NJSRRE1541787826 | whiting | 8759 | 18 | 9.16 | Residential | Yes | Behind the Meter | Vision Solar LLC | JCP&L | Accepted | 2019-08-06 | 2019-08-07 | 2020-08-07 | sunpower | e20-327-e-ac | Solar Panels |  | 0.327 | 28 | 139 | 23 |  | Fixed | Roof
Solar Registration Program | NJSRRE1541787826 | whiting | 8759 | 18 | 9.16 | Residential | Yes | Behind the Meter | Vision Solar LLC | JCP&L | Accepted | 2019-08-06 | 2019-08-07 | 2020-08-07 | sunpower | e20-327-e-ac | Inverters | 0.32 |  | 28 |  |  | 0.96 |  | Other | behind panels
Solar Registration Program | NJSRRE1541888172 | Maple shade TWP | 8052 | 13 | 9.16 | Residential | Yes | Behind the Meter | Vision Solar LLC | PSE&G | As-Built Incomplete | 2019-08-27 | 2019-08-30 | 2020-08-30 | sunpower | e20-327-e-ac | Solar Panels |  | 0.327 | 4 | 39 | 18 |  | Fixed | Roof
Solar Registration Program | NJSRRE1541888172 | Maple shade TWP | 8052 | 13 | 9.16 | Residential | Yes | Behind the Meter | Vision Solar LLC | PSE&G | As-Built Incomplete | 2019-08-27 | 2019-08-30 | 2020-08-30 | sunpower | e20-327-e-ac | Solar Panels |  | 0.327 | 10 | 129 | 34 |  | Fixed | Roof
Solar Registration Program | NJSRRE1541888172 | Maple shade TWP | 8052 | 13 | 9.16 | Residential | Yes | Behind the Meter | Vision Solar LLC | PSE&G | As-Built Incomplete | 2019-08-27 | 2019-08-30 | 2020-08-30 | sunpower | e20-327-e-ac | Solar Panels |  | 0.327 | 2 | 129 | 23 |  | Fixed | Roof
Solar Registration Program | NJSRRE1541888172 | Maple shade TWP | 8052 | 13 | 9.16 | Residential | Yes | Behind the Meter | Vision Solar LLC | PSE&G | As-Built Incomplete | 2019-08-27 | 2019-08-30 | 2020-08-30 | sunpower | e20-327-e-ac | Solar Panels |  | 0.327 | 12 | 309 | 34 |  | Fixed | Roof
Solar Registration Program | NJSRRE1541888172 | Maple shade TWP | 8052 | 13 | 9.16 | Residential | Yes | Behind the Meter | Vision Solar LLC | PSE&G | As-Built Incomplete | 2019-08-27 | 2019-08-30 | 2020-08-30 | sunpower | e20-327-e-ac | Inverters | 0.32 |  | 28 |  |  | 0.96 |  | Other | behind panels
Solar Registration Program | NJSRRE1541897535 | Sewell | 8080 | 15 | 9.16 | Residential | Yes | Behind the Meter | SunPower Corporation, Systems | AC Electric | Accepted | 2019-08-29 | 2019-09-03 | 2020-09-03 | SUNPOWER | SPR-E20-327-E-AC | Solar Panels |  | 0.327 | 28 | 163 | 18 |  | Fixed | Roof
Solar Registration Program | NJSRRE1541897535 | Sewell | 8080 | 15 | 9.16 | Residential | Yes | Behind the Meter | SunPower Corporation, Systems | AC Electric | Accepted | 2019-08-29 | 2019-09-03 | 2020-09-03 | SUNPOWER | SPR-E20-327-E-AC | Inverters | 320 |  | 28 |  |  | 0.96 |  | Other | under each panel
Solar Registration Program | NJSRRE1542369512 | Port Norris | 8349 | 20 | 9.16 | Residential | No | Behind the Meter | SunPower Capital LLC | AC Electric | Accepted | 2019-09-23 | 2019-09-23 | 2020-09-23 | sunpower | e20-327-e-ac | Solar Panels |  | 0.327 | 14 | 180 | 30 |  | Fixed | Roof
Solar Registration Program | NJSRRE1542369512 | Port Norris | 8349 | 20 | 9.16 | Residential | No | Behind the Meter | SunPower Capital LLC | AC Electric | Accepted | 2019-09-23 | 2019-09-23 | 2020-09-23 | sunpower | e20-327-e-ac | Solar Panels |  | 0.327 | 14 | 180 | 30 |  | Fixed | Roof
Solar Registration Program | NJSRRE1542369512 | Port Norris | 8349 | 20 | 9.16 | Residential | No | Behind the Meter | SunPower Capital LLC | AC Electric | Accepted | 2019-09-23 | 2019-09-23 | 2020-09-23 | sunpower | e20-327-e-ac | Inverters | 0.32 |  | 28 |  |  | 0.96 |  | Other | behind panels
Solar Registration Program | NJSRRE1542416758 | Hamilton Twp | 8610 | 12 | 9.16 | Residential | Yes | Behind the Meter | Seabright Solar | PSE&G | Accepted | 2019-09-27 | 2019-09-27 | 2020-09-27 | Sunpower | SPR-E20-327 | Solar Panels |  | 0.327 | 2 | 4 | 35 |  | Fixed | Roof
Solar Registration Program | NJSRRE1542416758 | Hamilton Twp | 8610 | 12 | 9.16 | Residential | Yes | Behind the Meter | Seabright Solar | PSE&G | Accepted | 2019-09-27 | 2019-09-27 | 2020-09-27 | Sunpower | SPR-E20-327 | Solar Panels |  | 0.327 | 3 | 91 | 15 |  | Fixed | Roof
Solar Registration Program | NJSRRE1542416758 | Hamilton Twp | 8610 | 12 | 9.16 | Residential | Yes | Behind the Meter | Seabright Solar | PSE&G | Accepted | 2019-09-27 | 2019-09-27 | 2020-09-27 | Sunpower | SPR-E20-327 | Solar Panels |  | 0.327 | 8 | 274 | 45 |  | Fixed | Roof
Solar Registration Program | NJSRRE1542416758 | Hamilton Twp | 8610 | 12 | 9.16 | Residential | Yes | Behind the Meter | Seabright Solar | PSE&G | Accepted | 2019-09-27 | 2019-09-27 | 2020-09-27 | Sunpower | SPR-E20-327 | Solar Panels |  | 0.327 | 12 | 91 | 15 |  | Fixed | Roof
Solar Registration Program | NJSRRE1542416758 | Hamilton Twp | 8610 | 12 | 9.16 | Residential | Yes | Behind the Meter | Seabright Solar | PSE&G | Accepted | 2019-09-27 | 2019-09-27 | 2020-09-27 | Sunpower | SPR-E20-327 | Solar Panels |  | 0.327 | 3 | 184 | 35 |  | Fixed | Roof
Solar Registration Program | NJSRRE1542416758 | Hamilton Twp | 8610 | 12 | 9.16 | Residential | Yes | Behind the Meter | Seabright Solar | PSE&G | Accepted | 2019-09-27 | 2019-09-27 | 2020-09-27 | Sunpower | SPR-E20-327 | Inverters | 0.32 |  | 28 |  |  | 0.99 |  | Outside | Roof
Solar Registration Program | NJSRRE1542428574 | Swedesboro | 8085 | 15 | 9.16 | Residential | Yes | Behind the Meter | Ad Energy | AC Electric | Accepted | 2019-09-23 | 2019-09-25 | 2020-09-25 | SunPower | SPR-E20-327-E-AC | Solar Panels |  | 0.327 | 13 | 201 | 23 |  | Fixed | Roof
Solar Registration Program | NJSRRE1542428574 | Swedesboro | 8085 | 15 | 9.16 | Residential | Yes | Behind the Meter | Ad Energy | AC Electric | Accepted | 2019-09-23 | 2019-09-25 | 2020-09-25 | SunPower | SPR-E20-327-E-AC | Solar Panels |  | 0.327 | 15 | 201 | 23 |  | Fixed | Roof
Solar Registration Program | NJSRRE1542428574 | Swedesboro | 8085 | 15 | 9.16 | Residential | Yes | Behind the Meter | Ad Energy | AC Electric | Accepted | 2019-09-23 | 2019-09-25 | 2020-09-25 | Enphase Energy | IQ7XS-96-ACM-US | Inverters | 315 |  | 28 |  |  | 0.975 |  | Outdoor | At each panel
Solar Registration Program | NJSRRE1542428574 | Swedesboro | 8085 | 15 | 9.16 | Residential | Yes | Behind the Meter | Ad Energy | AC Electric | Accepted | 2019-09-23 | 2019-09-25 | 2020-09-25 | SunPower | PVS6 | Meters |  |  | 1 |  |  |  | Yes | Outdoor
Solar Registration Program | NJSRRE1542515396 | Washington | 7882 | 2 | 9.16 | Residential | Yes | Behind the Meter | Vision Solar LLC | JCP&L | Accepted | 2019-10-11 | 2019-10-11 | 2020-10-11 | sunpower | e20-327-e-ac | Solar Panels |  | 0.327 | 28 | 180 | 30 |  | Fixed | Ground
Solar Registration Program | NJSRRE1542515396 | Washington | 7882 | 2 | 9.16 | Residential | Yes | Behind the Meter | Vision Solar LLC | JCP&L | Accepted | 2019-10-11 | 2019-10-11 | 2020-10-11 | sunpower | e20-327-e-ac | Inverters | 0.32 |  | 28 |  |  | 0.96 |  | Other | behind panels
Solar Registration Program | NJSRRE1542528051 | RIDGEWOOD | 7450 | 7 | 9.16 | Residential | No | Behind the Meter | SEA BRIGHT SOLAR, LLC | PSE&G | Accepted | 2019-10-11 | 2019-10-15 | 2020-10-15 | SUNPOWER | SPR-E20-327-AC | Solar Panels |  | 0.327 | 16 | 192 | 30 |  | Fixed | Roof | SOUTH
Solar Registration Program | NJSRRE1542528051 | RIDGEWOOD | 7450 | 7 | 9.16 | Residential | No | Behind the Meter | SEA BRIGHT SOLAR, LLC | PSE&G | Accepted | 2019-10-11 | 2019-10-15 | 2020-10-15 | SUNPOWER | SPR-E20-327-AC | Solar Panels |  | 0.327 | 12 | 192 | 30 |  | Fixed | Roof | SOUTH
Solar Registration Program | NJSRRE1542528051 | RIDGEWOOD | 7450 | 7 | 9.16 | Residential | No | Behind the Meter | SEA BRIGHT SOLAR, LLC | PSE&G | Accepted | 2019-10-11 | 2019-10-15 | 2020-10-15 | SUNPOWER | SPR-E20-327-AC | Inverters | 320 |  | 28 |  |  | 0.96 |  | Outside | BENEATH ARRAY
Solar Registration Program | NJSRRE1542547004 | bridgeton | 8302 | 20 | 9.16 | Residential | Yes | Behind the Meter | Vision Solar LLC | AC Electric | Accepted | 2019-10-21 | 2019-10-21 | 2020-10-21 | sunpower | e20-327-e-ac | Solar Panels |  | 0.327 | 28 | 117 | 24 |  | Fixed | Roof
Solar Registration Program | NJSRRE1542547004 | bridgeton | 8302 | 20 | 9.16 | Residential | Yes | Behind the Meter | Vision Solar LLC | AC Electric | Accepted | 2019-10-21 | 2019-10-21 | 2020-10-21 | sunpower | e20-327-e-ac | Inverters | 0.32 |  | 23 |  |  | 0.96 |  | Other | behind panels
Solar Registration Program | NJSRRE1542883205 | Readington Township | 8889 | 4 | 9.16 | Residential | No | Behind the Meter | GenRenew, LLC | JCP&L | Accepted | 2019-11-01 | 2019-11-05 | 2020-11-05 | Sunpower | SPR-E20-327-E-AC | Solar Panels |  | 0.327 | 2 | 238 | 45 |  | Fixed | Roof
Solar Registration Program | NJSRRE1542883205 | Readington Township | 8889 | 4 | 9.16 | Residential | No | Behind the Meter | GenRenew, LLC | JCP&L | Accepted | 2019-11-01 | 2019-11-05 | 2020-11-05 | Sunpower | SPR-E20-327-E-AC | Solar Panels |  | 0.327 | 3 | 148 | 34 |  | Fixed | Roof
Solar Registration Program | NJSRRE1542883205 | Readington Township | 8889 | 4 | 9.16 | Residential | No | Behind the Meter | GenRenew, LLC | JCP&L | Accepted | 2019-11-01 | 2019-11-05 | 2020-11-05 | Sunpower | SPR-E20-327-E-AC | Solar Panels |  | 0.327 | 20 | 1148 | 34 |  | Fixed | Roof
Solar Registration Program | NJSRRE1542883205 | Readington Township | 8889 | 4 | 9.16 | Residential | No | Behind the Meter | GenRenew, LLC | JCP&L | Accepted | 2019-11-01 | 2019-11-05 | 2020-11-05 | Sunpower | SPR-E20-327-E-AC | Solar Panels |  | 0.327 | 3 | 148 | 34 |  | Fixed | Roof
Solar Registration Program | NJSRRE1542883205 | Readington Township | 8889 | 4 | 9.16 | Residential | No | Behind the Meter | GenRenew, LLC | JCP&L | Accepted | 2019-11-01 | 2019-11-05 | 2020-11-05 | Sunpower | MI-E-320-US208/240 | Inverters | 320 |  | 28 |  |  | 0.96 |  | Outdoor | microinverters under modules
Solar Registration Program | NJSRRE1543040968 | Princeton | 8540 | 12 | 9.16 | Residential | No | Behind the Meter | SunPower Corporation, Systems | PSE&G | Accepted | 2019-11-06 | 2019-11-08 | 2020-11-08 | SUNPOWER | SPR-E20-327-E-AC | Solar Panels |  | 0.327 | 11 | 189 | 40 |  | Fixed | Roof
Solar Registration Program | NJSRRE1543040968 | Princeton | 8540 | 12 | 9.16 | Residential | No | Behind the Meter | SunPower Corporation, Systems | PSE&G | Accepted | 2019-11-06 | 2019-11-08 | 2020-11-08 | SUNPOWER | SPR-E20-327-E-AC | Solar Panels |  | 0.327 | 17 | 99 | 10 |  | Fixed | Roof
Solar Registration Program | NJSRRE1543040968 | Princeton | 8540 | 12 | 9.16 | Residential | No | Behind the Meter | SunPower Corporation, Systems | PSE&G | Accepted | 2019-11-06 | 2019-11-08 | 2020-11-08 | SUNPOWER | SPR-E20-327-E-AC | Inverters | 320 |  | 28 |  |  | 0.96 |  | Other | under each panel
Solar Registration Program | NJSRRE1543266616 | PARAMUS | 7652 | 7 | 9.16 | Residential | No | Behind the Meter | SEA BRIGHT SOLAR, LLC | PSE&G | Accepted | 2019-11-14 | 2019-11-19 | 2020-11-19 | SUNPOWER | SPR-E20-327-AC | Solar Panels |  | 0.327 | 28 | 288 | 23 |  | Fixed | Roof | WEST
Solar Registration Program | NJSRRE1543266616 | PARAMUS | 7652 | 7 | 9.16 | Residential | No | Behind the Meter | SEA BRIGHT SOLAR, LLC | PSE&G | Accepted | 2019-11-14 | 2019-11-19 | 2020-11-19 | SUNPOWER | SPR-E20-327-AC | Inverters | 320 |  | 28 |  |  | 0.96 |  | Outside | BENEATH ARRAY
Solar Registration Program | NJSRRE1543533448 | Roxbury Township | 7847 | 3 | 9.16 | Residential | Yes | Behind the Meter | Ad Energy | JCP&L | Accepted | 2019-12-12 | 2019-12-19 | 2020-12-19 | SunPower | SPR-E20-327-E-AC | Solar Panels |  | 0.327 | 11 | 178 | 9 |  | Fixed | Roof
Solar Registration Program | NJSRRE1543533448 | Roxbury Township | 7847 | 3 | 9.16 | Residential | Yes | Behind the Meter | Ad Energy | JCP&L | Accepted | 2019-12-12 | 2019-12-19 | 2020-12-19 | SunPower | SPR-E20-327-E-AC | Solar Panels |  | 0.327 | 17 | 88 | 34 |  | Fixed | Roof
Solar Registration Program | NJSRRE1543533448 | Roxbury Township | 7847 | 3 | 9.16 | Residential | Yes | Behind the Meter | Ad Energy | JCP&L | Accepted | 2019-12-12 | 2019-12-19 | 2020-12-19 | Enphase Energy | IQ7XS-96-ACM-US | Inverters | 315 |  | 28 |  |  | 0.975 |  | Outdoor | At each panel
Solar Registration Program | NJSRRE1543557351 | Phillipsburg | 8865 | 2 | 9.16 | Residential | Yes | Behind the Meter | Ad Energy | JCP&L | Accepted | 2019-12-17 | 2019-12-20 | 2020-12-20 | SunPower | SPR-E20-327-E-AC | Solar Panels |  | 0.327 | 16 | 125 | 23 |  | Fixed | Roof
Solar Registration Program | NJSRRE1543557351 | Phillipsburg | 8865 | 2 | 9.16 | Residential | Yes | Behind the Meter | Ad Energy | JCP&L | Accepted | 2019-12-17 | 2019-12-20 | 2020-12-20 | SunPower | SPR-E20-327-E-AC | Solar Panels |  | 0.327 | 8 | 125 | 14 |  | Fixed | Roof
Solar Registration Program | NJSRRE1543557351 | Phillipsburg | 8865 | 2 | 9.16 | Residential | Yes | Behind the Meter | Ad Energy | JCP&L | Accepted | 2019-12-17 | 2019-12-20 | 2020-12-20 | SunPower | SPR-E20-327-E-AC | Solar Panels |  | 0.327 | 4 | 125 | 23 |  | Fixed | Roof
Solar Registration Program | NJSRRE1543557351 | Phillipsburg | 8865 | 2 | 9.16 | Residential | Yes | Behind the Meter | Ad Energy | JCP&L | Accepted | 2019-12-17 | 2019-12-20 | 2020-12-20 | Enphase Energy | IQ7XS-96-ACM-US | Inverters | 315 |  | 28 |  |  | 0.975 |  | Outdoor | At each panel
Solar Registration Program | NJSRRE1543651759 | South Amboy | 8879 | 11 | 9.16 | Residential | Yes | Behind the Meter | SunnyMac LLC | JCP&L | Accepted | 2019-12-23 | 2019-12-27 | 2020-12-27 | SunPower | SPR-E20327 | Solar Panels |  | 0.327 | 8 | 150 | 34 |  | Fixed | Roof
Solar Registration Program | NJSRRE1543651759 | South Amboy | 8879 | 11 | 9.16 | Residential | Yes | Behind the Meter | SunnyMac LLC | JCP&L | Accepted | 2019-12-23 | 2019-12-27 | 2020-12-27 | SunPower | SPR-E20327 | Solar Panels |  | 0.327 | 10 | 240 | 34 |  | Fixed | Roof
Solar Registration Program | NJSRRE1543651759 | South Amboy | 8879 | 11 | 9.16 | Residential | Yes | Behind the Meter | SunnyMac LLC | JCP&L | Accepted | 2019-12-23 | 2019-12-27 | 2020-12-27 | SunPower | SPR-E20327 | Solar Panels |  | 0.327 | 10 | 60 | 34 |  | Fixed | Roof
Solar Registration Program | NJSRRE1543651759 | South Amboy | 8879 | 11 | 9.16 | Residential | Yes | Behind the Meter | SunnyMac LLC | JCP&L | Accepted | 2019-12-23 | 2019-12-27 | 2020-12-27 | Enphase | IQ7XS-96-ACM-US | Inverters | 0.315 |  | 28 |  |  | 0.99 |  | Outdoor | roof
Solar Registration Program | NJSRRE1543821869 | Hamilton Township | 8620 | 12 | 9.16 | Residential | No | Behind the Meter | Ad Energy | PSE&G | Accepted | 2019-12-26 | 2019-12-31 | 2020-12-31 | SunPower | SPR-E20-327-E-AC | Solar Panels |  | 0.327 | 28 | 203 | 30 |  | Fixed | Roof
Solar Registration Program | NJSRRE1543821869 | Hamilton Township | 8620 | 12 | 9.16 | Residential | No | Behind the Meter | Ad Energy | PSE&G | Accepted | 2019-12-26 | 2019-12-31 | 2020-12-31 | Enphase Energy | IQ7XS-96-ACM-US | Inverters | 315 |  | 28 |  |  | 0.975 |  | Outdoor | At each panel
Solar Registration Program | NJSRRE1541693532 | Hewitt | 7421 | 6 | 9.18 | Residential | Yes | Behind the Meter | Pro Custom Solar dba Momentum Solar | Orange Rockland Electric | Accepted | 2019-07-22 | 2019-07-24 | 2020-07-24 | LG | LG 340N1C-A5 | Solar Panels |  | 0.34 | 17 | 215 | 26 |  | Fixed | Roof
Solar Registration Program | NJSRRE1541693532 | Hewitt | 7421 | 6 | 9.18 | Residential | Yes | Behind the Meter | Pro Custom Solar dba Momentum Solar | Orange Rockland Electric | Accepted | 2019-07-22 | 2019-07-24 | 2020-07-24 | LG | LG 340N1C-A5 | Solar Panels |  | 0.34 | 10 | 215 | 26 |  | Fixed | Roof
Solar Registration Program | NJSRRE1541693532 | Hewitt | 7421 | 6 | 9.18 | Residential | Yes | Behind the Meter | Pro Custom Solar dba Momentum Solar | Orange Rockland Electric | Accepted | 2019-07-22 | 2019-07-24 | 2020-07-24 | ENPHASE | IQ7-60-2-US | Inverters | 250 |  | 27 |  |  | 0.97 |  | Outdoor | ROOF
Solar Registration Program | NJSRRE1541696140 | Cedar Grove | 7009 | 9 | 9.18 | Residential | Yes | Behind the Meter | Pro Custom Solar dba Momentum Solar | PSE&G | Accepted | 2019-07-23 | 2019-07-30 | 2020-07-30 | LG ELECTRONICS | LG340N1C-A5 | Solar Panels |  | 0.34 | 14 | 20 | 30 |  | Fixed | Roof
Solar Registration Program | NJSRRE1541696140 | Cedar Grove | 7009 | 9 | 9.18 | Residential | Yes | Behind the Meter | Pro Custom Solar dba Momentum Solar | PSE&G | Accepted | 2019-07-23 | 2019-07-30 | 2020-07-30 | LG ELECTRONICS | LG340N1C-A5 | Solar Panels |  | 0.34 | 3 | 200 | 30 |  | Fixed | Roof
Solar Registration Program | NJSRRE1541696140 | Cedar Grove | 7009 | 9 | 9.18 | Residential | Yes | Behind the Meter | Pro Custom Solar dba Momentum Solar | PSE&G | Accepted | 2019-07-23 | 2019-07-30 | 2020-07-30 | LG ELECTRONICS | LG340N1C-A5 | Solar Panels |  | 0.34 | 10 | 200 | 30 |  | Fixed | Roof
Solar Registration Program | NJSRRE1541696140 | Cedar Grove | 7009 | 9 | 9.18 | Residential | Yes | Behind the Meter | Pro Custom Solar dba Momentum Solar | PSE&G | Accepted | 2019-07-23 | 2019-07-30 | 2020-07-30 | ENPHASE ENERGY | IQ7-60-2-US | Inverters | 250 |  | 27 |  |  | 0.97 |  | Outdoor | Roof
Solar Registration Program | NJSRRE1542423083 | Glendora | 8029 | 14 | 9.18 | Residential | Yes | Behind the Meter | Green Power Solution | PSE&G | Accepted | 2019-09-19 | 2019-10-03 | 2020-10-03 | Trina | TSM-255PD05.082 | Solar Panels |  | 0.255 | 36 | 200 | 24 |  | Fixed | Roof
Solar Registration Program | NJSRRE1542423083 | Glendora | 8029 | 14 | 9.18 | Residential | Yes | Behind the Meter | Green Power Solution | PSE&G | Accepted | 2019-09-19 | 2019-10-03 | 2020-10-03 | SMA | SB 7.7-1SP-US-40 (240V) | Inverters | 7700 |  | 1 |  |  | 0.98 |  | Outdoor | E.side
Solar Registration Program | NJSRRE1542433856 | Paterson | 7514 | 6 | 9.2 | Residential | Yes | Behind the Meter | SunPower Corporation, Systems | PSE&G | Accepted | 2019-09-25 | 2019-09-26 | 2020-09-26 | SUNPOWER | SPR-A400-G-AC | Solar Panels |  | 0.4 | 4 | 104 | 30 |  | Fixed | Roof
Solar Registration Program | NJSRRE1542433856 | Paterson | 7514 | 6 | 9.2 | Residential | Yes | Behind the Meter | SunPower Corporation, Systems | PSE&G | Accepted | 2019-09-25 | 2019-09-26 | 2020-09-26 | SUNPOWER | SPR-A400-G-AC | Solar Panels |  | 0.4 | 16 | 104 | 18 |  | Fixed | Roof
Solar Registration Program | NJSRRE1542433856 | Paterson | 7514 | 6 | 9.2 | Residential | Yes | Behind the Meter | SunPower Corporation, Systems | PSE&G | Accepted | 2019-09-25 | 2019-09-26 | 2020-09-26 | SUNPOWER | SPR-A400-G-AC | Solar Panels |  | 0.4 | 3 | 284 | 30 |  | Fixed | Roof
Solar Registration Program | NJSRRE1542433856 | Paterson | 7514 | 6 | 9.2 | Residential | Yes | Behind the Meter | SunPower Corporation, Systems | PSE&G | Accepted | 2019-09-25 | 2019-09-26 | 2020-09-26 | SUNPOWER | SPR-A400-G-AC | Inverters | 320 |  | 23 |  |  | 0.97 |  | Other | under each panel
Solar Registration Program | NJSRRE1540381605 | Clifton | 7013 | 6 | 9.24 | Residential | No | Behind the Meter | Sunrun Installation Services, Inc. | PSE&G | Accepted | 2019-02-20 | 2019-02-22 | 2020-02-22 | LG Electronics | LG330N1C-A5 | Solar Panels |  | 0.33 | 7 | 216 | 23 |  | Fixed | Roof
Solar Registration Program | NJSRRE1540381605 | Clifton | 7013 | 6 | 9.24 | Residential | No | Behind the Meter | Sunrun Installation Services, Inc. | PSE&G | Accepted | 2019-02-20 | 2019-02-22 | 2020-02-22 | LG Electronics | LG330N1C-A5 | Solar Panels |  | 0.33 | 21 | 126 | 23 |  | Fixed | Roof
Solar Registration Program | NJSRRE1540381605 | Clifton | 7013 | 6 | 9.24 | Residential | No | Behind the Meter | Sunrun Installation Services, Inc. | PSE&G | Accepted | 2019-02-20 | 2019-02-22 | 2020-02-22 | SMA America | SB 7.7ΓÇô1SPΓÇôUSΓÇô40 | Inverters | 7700 |  | 1 |  |  | 0.96 |  | Outdoor | meter
Solar Registration Program | NJSRRE1540983524 | Trenton City | 8611 | 12 | 9.24 | Residential | No | Behind the Meter | Sunrun Installation Services, Inc. | PSE&G | Accepted | 2019-05-13 | 2019-05-16 | 2020-05-16 | LG Electronics | LG330N1C-A5 | Solar Panels |  | 0.33 | 8 | 170 | 10 |  | Fixed | Roof
Solar Registration Program | NJSRRE1540983524 | Trenton City | 8611 | 12 | 9.24 | Residential | No | Behind the Meter | Sunrun Installation Services, Inc. | PSE&G | Accepted | 2019-05-13 | 2019-05-16 | 2020-05-16 | LG Electronics | LG330N1C-A5 | Solar Panels |  | 0.33 | 8 | 259 | 27 |  | Fixed | Roof
Solar Registration Program | NJSRRE1540983524 | Trenton City | 8611 | 12 | 9.24 | Residential | No | Behind the Meter | Sunrun Installation Services, Inc. | PSE&G | Accepted | 2019-05-13 | 2019-05-16 | 2020-05-16 | LG Electronics | LG330N1C-A5 | Solar Panels |  | 0.33 | 12 | 79 | 27 |  | Fixed | Roof
Solar Registration Program | NJSRRE1540983524 | Trenton City | 8611 | 12 | 9.24 | Residential | No | Behind the Meter | Sunrun Installation Services, Inc. | PSE&G | Accepted | 2019-05-13 | 2019-05-16 | 2020-05-16 | SMA America | SB7.7-1SP-US-40 | Inverters | 7680 |  | 1 |  |  | 0.96 |  | Outdoor | Next To Meter
Solar Registration Program | NJSRRE1540989112 | Egg Harbor Township | 8234 | 19 | 9.24 | Residential | Yes | Behind the Meter | Sunrun Installation Services, Inc. | AC Electric | Final As-Built Received | 2019-05-14 | 2019-05-17 | 2020-05-17 | LG Electronics | LG330N1C-A5 | Solar Panels |  | 0.33 | 6 | 171 | 23 |  | Fixed | Roof
Solar Registration Program | NJSRRE1540989112 | Egg Harbor Township | 8234 | 19 | 9.24 | Residential | Yes | Behind the Meter | Sunrun Installation Services, Inc. | AC Electric | Final As-Built Received | 2019-05-14 | 2019-05-17 | 2020-05-17 | LG Electronics | LG330N1C-A5 | Solar Panels |  | 0.33 | 5 | 82 | 23 |  | Fixed | Roof
Solar Registration Program | NJSRRE1540989112 | Egg Harbor Township | 8234 | 19 | 9.24 | Residential | Yes | Behind the Meter | Sunrun Installation Services, Inc. | AC Electric | Final As-Built Received | 2019-05-14 | 2019-05-17 | 2020-05-17 | LG Electronics | LG330N1C-A5 | Solar Panels |  | 0.33 | 7 | 262 | 23 |  | Fixed | Roof
Solar Registration Program | NJSRRE1540989112 | Egg Harbor Township | 8234 | 19 | 9.24 | Residential | Yes | Behind the Meter | Sunrun Installation Services, Inc. | AC Electric | Final As-Built Received | 2019-05-14 | 2019-05-17 | 2020-05-17 | LG Electronics | LG330N1C-A5 | Solar Panels |  | 0.33 | 10 | 351 | 23 |  | Fixed | Roof
Solar Registration Program | NJSRRE1540989112 | Egg Harbor Township | 8234 | 19 | 9.24 | Residential | Yes | Behind the Meter | Sunrun Installation Services, Inc. | AC Electric | Final As-Built Received | 2019-05-14 | 2019-05-17 | 2020-05-17 | SolarEdge Technologies | SE10000H-USRGM | Inverters | 10000 |  | 1 |  |  | 0.96 |  | Outdoor | Next To Meter
Solar Registration Program | NJSRRE1541432305 | Edison | 8817 | 11 | 9.24 | Residential | Yes | Behind the Meter | Pro Custom Solar dba Momentum Solar | PSE&G | Accepted | 2019-06-19 | 2019-06-24 | 2020-06-24 | HANWHA | Q.PEAK DUO-G5 330 | Solar Panels |  | 0.33 | 16 | 321 | 25 |  | Fixed | Roof
Solar Registration Program | NJSRRE1541432305 | Edison | 8817 | 11 | 9.24 | Residential | Yes | Behind the Meter | Pro Custom Solar dba Momentum Solar | PSE&G | Accepted | 2019-06-19 | 2019-06-24 | 2020-06-24 | HANWHA | Q.PEAK DUO-G5 330 | Solar Panels |  | 0.33 | 12 | 141 | 25 |  | Fixed | Roof
Solar Registration Program | NJSRRE1541432305 | Edison | 8817 | 11 | 9.24 | Residential | Yes | Behind the Meter | Pro Custom Solar dba Momentum Solar | PSE&G | Accepted | 2019-06-19 | 2019-06-24 | 2020-06-24 | ENPHASE | IQ7-60-2-US | Inverters | 250 |  | 28 |  |  | 0.97 |  | Outdoor | ROOF
Solar Registration Program | NJSRRE1541620212 | Manuta | 8051 | 15 | 9.24 | Residential | No | Behind the Meter | Green Cities Energy, LLC | AC Electric | Accepted | 2019-07-07 | 2019-07-10 | 2020-07-10 | Panasonic | VBN330SA16 | Solar Panels |  | 0.33 | 18 | 247 | 23 |  | Fixed | Roof
Solar Registration Program | NJSRRE1541620212 | Manuta | 8051 | 15 | 9.24 | Residential | No | Behind the Meter | Green Cities Energy, LLC | AC Electric | Accepted | 2019-07-07 | 2019-07-10 | 2020-07-10 | Panasonic | VBHN330SA16 | Solar Panels |  | 0.33 | 10 | 157 | 27 |  | Fixed | Roof
Solar Registration Program | NJSRRE1541620212 | Manuta | 8051 | 15 | 9.24 | Residential | No | Behind the Meter | Green Cities Energy, LLC | AC Electric | Accepted | 2019-07-07 | 2019-07-10 | 2020-07-10 | Enphase Energy | IQ6Plus | Inverters | 0.28 |  | 28 |  |  | 0.97 |  | Outdoor | under modules
Solar Registration Program | NJSRRE1541805466 | Freehold | 7728 | 17 | 9.24 | Residential | No | Behind the Meter | Sunrun Installation Services, Inc. | JCP&L | Accepted | 2019-08-08 | 2019-08-23 | 2020-08-23 | LG Electronics | LG330N1C-A5 | Solar Panels |  | 0.33 | 28 | 197 | 43 |  | Fixed | Roof
Solar Registration Program | NJSRRE1541805466 | Freehold | 7728 | 17 | 9.24 | Residential | No | Behind the Meter | Sunrun Installation Services, Inc. | JCP&L | Accepted | 2019-08-08 | 2019-08-23 | 2020-08-23 | SolarEdge Technologies | SE7600A-USS2RGM | Inverters | 7600 |  | 1 |  |  | 0.96 |  | Outdoor | Next To Meter
Solar Registration Program | NJSRRE1541805466 | Freehold | 7728 | 17 | 9.24 | Residential | No | Behind the Meter | Sunrun Installation Services, Inc. | JCP&L | Accepted | 2019-08-08 | 2019-08-23 | 2020-08-23 | LG Chem | RESU 10H SEG | Electric Storage Battery |  |  | 1 |  |  |  | Lithium Ion |  | outside
Solar Registration Program | NJSRRE1541842910 | Washington Township | 8012 | 14 | 9.24 | Residential | No | Behind the Meter | Green Power Energy | AC Electric | Accepted | 2019-08-15 | 2019-08-23 | 2020-08-23 | Panasonic | VBHN330SA17 | Solar Panels |  | 0.33 | 28 | 107 | 23 |  | Fixed | Roof
Solar Registration Program | NJSRRE1541842910 | Washington Township | 8012 | 14 | 9.24 | Residential | No | Behind the Meter | Green Power Energy | AC Electric | Accepted | 2019-08-15 | 2019-08-23 | 2020-08-23 | Solar Edge | SE7600H-US | Inverters | 7600 |  | 1 |  |  | 0.97 |  | Outside | next to meter
Solar Registration Program | NJSRRE1542393470 | BURLINGTON | 8016 | 13 | 9.24 | Residential | No | Behind the Meter | Amped On Solar LLC | PSE&G | Final As-Built Received | 2019-09-12 | 2019-09-16 | 2020-09-16 | PANASONIC | VBHN330SA17E | Solar Panels |  | 0.33 | 28 | 99 | 24 |  | Fixed | Roof
Solar Registration Program | NJSRRE1542393470 | BURLINGTON | 8016 | 13 | 9.24 | Residential | No | Behind the Meter | Amped On Solar LLC | PSE&G | Final As-Built Received | 2019-09-12 | 2019-09-16 | 2020-09-16 | ENPHASE | IQ7X | Inverters | 0.32 |  | 28 |  |  | 0.975 |  | Outdoor | ON RACKING
Solar Registration Program | NJSRRE1542393470 | BURLINGTON | 8016 | 13 | 9.24 | Residential | No | Behind the Meter | Amped On Solar LLC | PSE&G | Final As-Built Received | 2019-09-12 | 2019-09-16 | 2020-09-16 | ENPHASE | ENLIGHTEN | Meters |  |  | 1 |  |  |  | Yes | Outdoor
Solar Registration Program | NJSRRE1542412620 | Cape May | 8204 | 21 | 9.24 | Residential | No | Behind the Meter | Solar States LLC | AC Electric | Accepted | 2019-09-19 | 2019-09-19 | 2020-09-19 | PANASONIC | VBHN330SA16 | Solar Panels |  | 0.33 | 28 | 192 | 25 |  | Fixed | Roof
Solar Registration Program | NJSRRE1542412620 | Cape May | 8204 | 21 | 9.24 | Residential | No | Behind the Meter | Solar States LLC | AC Electric | Accepted | 2019-09-19 | 2019-09-19 | 2020-09-19 | SolarEdge | SE7600H-US | Inverters | 7600 |  | 1 |  |  | 0.98 |  | Outside | GARAGE
Solar Registration Program | NJSRRE1542526489 | Bridgewater Township | 8807 | 5 | 9.24 | Residential | No | Behind the Meter | Panatec Corporation | JCP&L | Accepted | 2019-10-19 | 2019-10-21 | 2020-10-21 | Panasonic | VBHN330SA17E | Solar Panels |  | 0.33 | 28 | 140/230 | 25 |  | Fixed | Roof
Solar Registration Program | NJSRRE1542526489 | Bridgewater Township | 8807 | 5 | 9.24 | Residential | No | Behind the Meter | Panatec Corporation | JCP&L | Accepted | 2019-10-19 | 2019-10-21 | 2020-10-21 | Enphase | IQ 7X | Inverters | 330 |  | 28 |  |  | 0.975 |  | Outdoor | outdoor
Solar Registration Program | NJSRRE1542543729 | Bridgewater Township | 8807 | 5 | 9.24 | Residential | No | Behind the Meter | Panatec Corporation | JCP&L | Accepted | 2019-10-30 | 2019-10-30 | 2020-10-30 | Panasonic | VBHN330SA17E | Solar Panels |  | 0.33 | 28 | 110 | 25 |  | Fixed | Roof
Solar Registration Program | NJSRRE1542543729 | Bridgewater Township | 8807 | 5 | 9.24 | Residential | No | Behind the Meter | Panatec Corporation | JCP&L | Accepted | 2019-10-30 | 2019-10-30 | 2020-10-30 | Enphase | IQ 7X | Inverters | 330 |  | 28 |  |  | 0.975 |  | Outdoor | outdoor
Solar Registration Program | NJSRRE1542545042 | Robbinsville Township | 8691 | 12 | 9.24 | Residential | No | Behind the Meter | Panatec Corporation | JCP&L | Accepted | 2019-10-15 | 2019-11-18 | 2020-11-18 | Panasonic | VBHN330SA17E | Solar Panels |  | 0.33 | 28 | 170 | 30 |  | Fixed | Roof
Solar Registration Program | NJSRRE1542545042 | Robbinsville Township | 8691 | 12 | 9.24 | Residential | No | Behind the Meter | Panatec Corporation | JCP&L | Accepted | 2019-10-15 | 2019-11-18 | 2020-11-18 | Enphase | IQ 7X | Inverters | 330 |  | 28 |  |  | 0.975 |  | Outdoor | Outdoor
Solar Registration Program | NJSRRE1542737869 | Glen Gardner | 8826 | 4 | 9.24 | Residential | No | Behind the Meter | GreenPower Energy | JCP&L | Accepted | 2019-10-29 | 2019-10-31 | 2020-10-31 | Axitec | AC-385MH/144S | Solar Panels |  | 0.385 | 7 | 320 | 27 |  | Fixed | Roof
Solar Registration Program | NJSRRE1542737869 | Glen Gardner | 8826 | 4 | 9.24 | Residential | No | Behind the Meter | GreenPower Energy | JCP&L | Accepted | 2019-10-29 | 2019-10-31 | 2020-10-31 | Axitec | AC-385MH/144S | Solar Panels |  | 0.385 | 17 | 140 | 27 |  | Fixed | Roof
Solar Registration Program | NJSRRE1542737869 | Glen Gardner | 8826 | 4 | 9.24 | Residential | No | Behind the Meter | GreenPower Energy | JCP&L | Accepted | 2019-10-29 | 2019-10-31 | 2020-10-31 | SolarEdge | SE7600H-US | Inverters | 7600 |  | 1 |  |  | 0.97 |  | Outside | Next to Meter
Solar Registration Program | NJSRRE1542832849 | Woodbury Heights | 8097 | 15 | 9.24 | Residential | No | Behind the Meter | Sunrun Installation Services, Inc. | PSE&G | Accepted | 2019-10-30 | 2019-11-01 | 2020-11-01 | LG Electronics | LG330N1C-A5 | Solar Panels |  | 0.33 | 23 | 202 | 23 |  | Fixed | Roof
Solar Registration Program | NJSRRE1542832849 | Woodbury Heights | 8097 | 15 | 9.24 | Residential | No | Behind the Meter | Sunrun Installation Services, Inc. | PSE&G | Accepted | 2019-10-30 | 2019-11-01 | 2020-11-01 | LG Electronics | LG330N1C-A5 | Solar Panels |  | 0.33 | 5 | 202 | 14 |  | Fixed | Roof
Solar Registration Program | NJSRRE1542832849 | Woodbury Heights | 8097 | 15 | 9.24 | Residential | No | Behind the Meter | Sunrun Installation Services, Inc. | PSE&G | Accepted | 2019-10-30 | 2019-11-01 | 2020-11-01 | SolarEdge Technologies | SE7600A-USS2RGM | Inverters | 7600 |  | 1 |  |  | 0.96 |  | Outdoor | Next To Meter
Solar Registration Program | NJSRRE1542832849 | Woodbury Heights | 8097 | 15 | 9.24 | Residential | No | Behind the Meter | Sunrun Installation Services, Inc. | PSE&G | Accepted | 2019-10-30 | 2019-11-01 | 2020-11-01 | LG Chem | RESU 10H SEG | Electric Storage Battery |  |  | 1 |  |  |  | Lithium Ion |  | outside
Solar Registration Program | NJSRRE1542887936 | Hardwick | 07825-3204 |  | 9.24 | Residential | No | Behind the Meter | Self Install | JCP&L | Accepted | 2019-11-01 | 2019-11-07 | 2020-11-07 | QCells | QPEAK DUO L-G5.3 385 | Solar Panels |  | 0.385 | 24 | Portrait - 12 wide, 2 high | 25 |  | Fixed | Roof | Mounted on fixed rails on roof with 3 on 12 pitch
Solar Registration Program | NJSRRE1542887936 | Hardwick | 07825-3204 |  | 9.24 | Residential | No | Behind the Meter | Self Install | JCP&L | Accepted | 2019-11-01 | 2019-11-07 | 2020-11-07 | SOLAR EDGE | SE10000H-US000BNC4 | Inverters | 10000 |  | 1 |  |  | 0.85 |  | Outside | On Side of House
Solar Registration Program | NJSRRE1542909135 | Piscataway | 8854 | 11 | 9.24 | Residential | No | Behind the Meter | Sunrun Installation Services, Inc. | PSE&G | Accepted | 2019-11-04 | 2019-11-06 | 2020-11-06 | LG Electronics | LG330N1C-A5 | Solar Panels |  | 0.33 | 28 | 157 | 37 |  | Fixed | Roof
Solar Registration Program | NJSRRE1542909135 | Piscataway | 8854 | 11 | 9.24 | Residential | No | Behind the Meter | Sunrun Installation Services, Inc. | PSE&G | Accepted | 2019-11-04 | 2019-11-06 | 2020-11-06 | SolarEdge Technologies | SE7600H-USRGM | Inverters | 7600 |  | 1 |  |  | 0.96 |  | Outdoor | Next To Meter
Solar Registration Program | NJSRRE1542910049 | West Windsor | 8550 | 12 | 9.24 | Residential | No | Behind the Meter | NJ Solar Power, LLC | PSE&G | Accepted | 2019-11-04 | 2019-11-06 | 2020-11-06 | Panasonic | VBHN330SA17 | Solar Panels |  | 0.33 | 8 | 253 | 30 |  | Fixed | Roof
Solar Registration Program | NJSRRE1542910049 | West Windsor | 8550 | 12 | 9.24 | Residential | No | Behind the Meter | NJ Solar Power, LLC | PSE&G | Accepted | 2019-11-04 | 2019-11-06 | 2020-11-06 | Panasonic | VBHN330SA17 | Solar Panels |  | 0.33 | 20 | 253 | 30 |  | Fixed | Roof
Solar Registration Program | NJSRRE1542910049 | West Windsor | 8550 | 12 | 9.24 | Residential | No | Behind the Meter | NJ Solar Power, LLC | PSE&G | Accepted | 2019-11-04 | 2019-11-06 | 2020-11-06 | SolarEdge | SE7600H-US | Inverters | 7600 |  | 1 |  |  | 0.99 |  | Indoor | garage
Solar Registration Program | NJSRRE1543046186 | Tuckerton | 8087 | 18 | 9.24 | Residential | No | Behind the Meter | Whitman Construction, LLC | AC Electric | Accepted | 2019-11-07 | 2019-11-11 | 2020-11-11 | Panasonic | VBHN330SA16 | Solar Panels |  | 0.33 | 28 | 180 | 25 |  | Fixed | Roof
Solar Registration Program | NJSRRE1543046186 | Tuckerton | 8087 | 18 | 9.24 | Residential | No | Behind the Meter | Whitman Construction, LLC | AC Electric | Accepted | 2019-11-07 | 2019-11-11 | 2020-11-11 | Panasonic (built in Enphase) | N330E (IQ7X-96-2-US) | Inverters | 0.24 |  | 28 |  |  | 0.975 |  | Outside | roof
Solar Registration Program | NJSRRE1543068527 | Robbinsville | 8691 | 12 | 9.24 | Residential | No | Behind the Meter | Panatec Corporation | JCP&L | Accepted | 2019-12-11 | 2019-12-12 | 2020-12-12 | Panasonic | VBHN330SA17E | Solar Panels |  | 0.33 | 28 | 259 | 25 |  | Fixed | Roof
Solar Registration Program | NJSRRE1543068527 | Robbinsville | 8691 | 12 | 9.24 | Residential | No | Behind the Meter | Panatec Corporation | JCP&L | Accepted | 2019-12-11 | 2019-12-12 | 2020-12-12 | Enphase | IQ-7X | Inverters | 330 |  | 28 |  |  | 0.975 |  | Outdoor | Outdoor
Solar Registration Program | NJSRRE1543247941 | Franklin | 8873 | 5 | 9.24 | Residential | No | Behind the Meter | NJ Solar Power, LLC | PSE&G | Accepted | 2019-11-13 | 2019-11-18 | 2020-11-18 | Panasonic | VBHN330SA17 | Solar Panels |  | 0.33 | 28 | 129 | 18 |  | Fixed | Roof
Solar Registration Program | NJSRRE1543247941 | Franklin | 8873 | 5 | 9.24 | Residential | No | Behind the Meter | NJ Solar Power, LLC | PSE&G | Accepted | 2019-11-13 | 2019-11-18 | 2020-11-18 | Solaredge | SE7600H-US | Inverters | 7600 |  | 1 |  |  | 0.99 |  | Indoor | garage
Solar Registration Program | NJSRRE1543464327 | Robbinsville | 8691 | 12 | 9.24 | Residential | No | Behind the Meter | Panatec Corporation | JCP&L | Accepted | 2019-12-14 | 2019-12-16 | 2020-12-16 | Panasonic | VBHN330SA17E | Solar Panels |  | 0.33 | 28 | 258 | 25 |  | Fixed | Roof
Solar Registration Program | NJSRRE1543464327 | Robbinsville | 8691 | 12 | 9.24 | Residential | No | Behind the Meter | Panatec Corporation | JCP&L | Accepted | 2019-12-14 | 2019-12-16 | 2020-12-16 | Enphase | IQ-7X | Inverters | 330 |  | 28 |  |  | 0.975 |  | Outdoor | Outdoor
Solar Registration Program | NJSRRE1543506211 | Somerset | 8873 | 5 | 9.24 | Residential | No | Behind the Meter | NJ Solar Power, LLC | PSE&G | Accepted | 2019-12-10 | 2019-12-13 | 2020-12-13 | Panasonic | VBHN330SA17 | Solar Panels |  | 0.33 | 6 | 292 | 9 |  | Fixed | Roof
Solar Registration Program | NJSRRE1543506211 | Somerset | 8873 | 5 | 9.24 | Residential | No | Behind the Meter | NJ Solar Power, LLC | PSE&G | Accepted | 2019-12-10 | 2019-12-13 | 2020-12-13 | Panasonic | VBHN330SA17 | Solar Panels |  | 0.33 | 8 | 292 | 14 |  | Fixed | Pole
Solar Registration Program | NJSRRE1543506211 | Somerset | 8873 | 5 | 9.24 | Residential | No | Behind the Meter | NJ Solar Power, LLC | PSE&G | Accepted | 2019-12-10 | 2019-12-13 | 2020-12-13 | Panasonic | VBHN330SA17 | Solar Panels |  | 0.33 | 14 | 112 | 37 |  | Fixed | Roof
Solar Registration Program | NJSRRE1543506211 | Somerset | 8873 | 5 | 9.24 | Residential | No | Behind the Meter | NJ Solar Power, LLC | PSE&G | Accepted | 2019-12-10 | 2019-12-13 | 2020-12-13 | Solaredge | SE7600H-US | Inverters | 7600 |  | 1 |  |  | 0.99 |  | Indoor | garage
Solar Registration Program | NJSRRE1542431519 | Freehold | 7728 | 17 | 9.25 | Residential | No | Behind the Meter | Ampericon | JCP&L | Accepted | 2019-09-24 | 2019-09-26 | 2020-09-26 | Silfab | SLA-M-370 | Solar Panels |  | 0.37 | 14 | 221 | 25 |  | Fixed | Roof
Solar Registration Program | NJSRRE1542431519 | Freehold | 7728 | 17 | 9.25 | Residential | No | Behind the Meter | Ampericon | JCP&L | Accepted | 2019-09-24 | 2019-09-26 | 2020-09-26 | Silfab | SLA-M-370 | Solar Panels |  | 0.37 | 11 | 131 | 25 |  | Fixed | Roof
Solar Registration Program | NJSRRE1542431519 | Freehold | 7728 | 17 | 9.25 | Residential | No | Behind the Meter | Ampericon | JCP&L | Accepted | 2019-09-24 | 2019-09-26 | 2020-09-26 | EnPhase | IQ7 | Inverters | 250 |  | 25 |  |  | 0.965 |  | Outside | Roof
Solar Registration Program | NJSRRE1542461503 | Waldwick | 7463 | 7 | 9.25 | Residential | No | Behind the Meter | Sundial Solar Innovations | PSE&G | Accepted | 2019-09-30 | 2019-10-02 | 2020-10-02 | LG | LG370q1c-a5 | Solar Panels |  | 0.37 | 25 | 190 | 25 |  | Fixed | Roof
Solar Registration Program | NJSRRE1542461503 | Waldwick | 7463 | 7 | 9.25 | Residential | No | Behind the Meter | Sundial Solar Innovations | PSE&G | Accepted | 2019-09-30 | 2019-10-02 | 2020-10-02 | Enphase | iq7+ | Inverters | 290 |  | 25 |  |  | 0.97 |  | Outside | roof
Solar Registration Program | NJSRRE1540205261 | Randolph | 7869 | 3 | 9.28 | Residential | Yes | Behind the Meter | Sunrun Installation Services, Inc. | JCP&L | Accepted | 2019-01-04 | 2019-01-08 | 2020-01-08 | REC Solar | REC290TP2 BLK | Solar Panels |  | 0.29 | 5 | 110 | 23 |  | Fixed | Roof
Solar Registration Program | NJSRRE1540205261 | Randolph | 7869 | 3 | 9.28 | Residential | Yes | Behind the Meter | Sunrun Installation Services, Inc. | JCP&L | Accepted | 2019-01-04 | 2019-01-08 | 2020-01-08 | REC Solar | REC290TP2 BLK | Solar Panels |  | 0.29 | 9 | 291 | 23 |  | Fixed | Roof
Solar Registration Program | NJSRRE1540205261 | Randolph | 7869 | 3 | 9.28 | Residential | Yes | Behind the Meter | Sunrun Installation Services, Inc. | JCP&L | Accepted | 2019-01-04 | 2019-01-08 | 2020-01-08 | REC Solar | REC290TP2 BLK | Solar Panels |  | 0.29 | 18 | 200 | 23 |  | Fixed | Roof
Solar Registration Program | NJSRRE1540205261 | Randolph | 7869 | 3 | 9.28 | Residential | Yes | Behind the Meter | Sunrun Installation Services, Inc. | JCP&L | Accepted | 2019-01-04 | 2019-01-08 | 2020-01-08 | SolarEdge Technologies | SE10000H-USRGM | Inverters | 10000 |  | 1 |  |  | 0.96 |  | Outdoor | Next To Meter
Solar Registration Program | NJSRRE1540205279 | Berkeley Heights | 7922 | 10 | 9.28 | Residential | Yes | Behind the Meter | Pro Custom Solar dba Momentum Solar | JCP&L | Accepted | 2019-01-04 | 2019-01-08 | 2020-01-08 | JINKO SOLAR | JKM290M-60 | Solar Panels |  | 0.29 | 32 | 72 | 11 |  | Fixed | Roof
Solar Registration Program | NJSRRE1540205279 | Berkeley Heights | 7922 | 10 | 9.28 | Residential | Yes | Behind the Meter | Pro Custom Solar dba Momentum Solar | JCP&L | Accepted | 2019-01-04 | 2019-01-08 | 2020-01-08 | ENPHASE | IQ7-60-2-US | Inverters | 250 |  | 32 |  |  | 0.97 |  | Outdoor | ROOF
Solar Registration Program | NJSRRE1540254488 | Edison Twp | 8817 | 11 | 9.28 | Residential | No | Behind the Meter | Sunrun Installation Services, Inc. | PSE&G | Accepted | 2019-01-17 | 2019-01-21 | 2020-01-21 | REC Solar | REC290TP2 BLK | Solar Panels |  | 0.29 | 12 | 267 | 23 |  | Fixed | Roof
Solar Registration Program | NJSRRE1540254488 | Edison Twp | 8817 | 11 | 9.28 | Residential | No | Behind the Meter | Sunrun Installation Services, Inc. | PSE&G | Accepted | 2019-01-17 | 2019-01-21 | 2020-01-21 | REC Solar | REC290TP2 BLK | Solar Panels |  | 0.29 | 20 | 86 | 23 |  | Fixed | Roof
Solar Registration Program | NJSRRE1540254488 | Edison Twp | 8817 | 11 | 9.28 | Residential | No | Behind the Meter | Sunrun Installation Services, Inc. | PSE&G | Accepted | 2019-01-17 | 2019-01-21 | 2020-01-21 | SMA America | SB7.7-1SP-US-40 | Inverters | 7680 |  | 1 |  |  | 0.96 |  | Outdoor | Next To Meter
Solar Registration Program | NJSRRE1540265743 | Oakland | 7436 | 7 | 9.28 | Residential | Yes | Behind the Meter | Sunrun Installation Services, Inc. | Orange Rockland Electric | Accepted | 2019-01-22 | 2019-01-25 | 2020-01-25 | REC Solar | REC290TP2 BLK | Solar Panels |  | 0.29 | 9 | 36 | 23 |  | Fixed | Roof
Solar Registration Program | NJSRRE1540265743 | Oakland | 7436 | 7 | 9.28 | Residential | Yes | Behind the Meter | Sunrun Installation Services, Inc. | Orange Rockland Electric | Accepted | 2019-01-22 | 2019-01-25 | 2020-01-25 | REC Solar | REC290TP2 BLK | Solar Panels |  | 0.29 | 23 | 216 | 23 |  | Fixed | Roof
Solar Registration Program | NJSRRE1540265743 | Oakland | 7436 | 7 | 9.28 | Residential | Yes | Behind the Meter | Sunrun Installation Services, Inc. | Orange Rockland Electric | Accepted | 2019-01-22 | 2019-01-25 | 2020-01-25 | SMA America | SB7.7-1SP-US-40 | Inverters | 7680 |  | 1 |  |  | 0.96 |  | Outdoor | Next To Meter
Solar Registration Program | NJSRRE1540288095 | Camden City | 8105 | 14 | 9.28 | Residential | Yes | Behind the Meter | Sunrun Installation Services, Inc. | PSE&G | Accepted | 2019-01-25 | 2019-01-29 | 2020-01-29 | REC Solar | REC290TP2 BLK | Solar Panels |  | 0.29 | 14 | 258 | 45 |  | Fixed | Roof
Solar Registration Program | NJSRRE1540288095 | Camden City | 8105 | 14 | 9.28 | Residential | Yes | Behind the Meter | Sunrun Installation Services, Inc. | PSE&G | Accepted | 2019-01-25 | 2019-01-29 | 2020-01-29 | REC Solar | REC290TP2 BLK | Solar Panels |  | 0.29 | 7 | 78 | 45 |  | Fixed | Roof
Solar Registration Program | NJSRRE1540288095 | Camden City | 8105 | 14 | 9.28 | Residential | Yes | Behind the Meter | Sunrun Installation Services, Inc. | PSE&G | Accepted | 2019-01-25 | 2019-01-29 | 2020-01-29 | REC Solar | REC290TP2 BLK | Solar Panels |  | 0.29 | 11 | 168 | 45 |  | Fixed | Roof
Solar Registration Program | NJSRRE1540288095 | Camden City | 8105 | 14 | 9.28 | Residential | Yes | Behind the Meter | Sunrun Installation Services, Inc. | PSE&G | Accepted | 2019-01-25 | 2019-01-29 | 2020-01-29 | SMA America | SB5.0-1SP-US-40 | Inverters | 5000 |  | 1 |  |  | 0.96 |  | Outdoor | Next To Meter
Solar Registration Program | NJSRRE1540288095 | Camden City | 8105 | 14 | 9.28 | Residential | Yes | Behind the Meter | Sunrun Installation Services, Inc. | PSE&G | Accepted | 2019-01-25 | 2019-01-29 | 2020-01-29 | SMA America | SB3.0-1SP-US-40 | Inverters | 3000 |  | 1 |  |  | 0.96 |  | Outdoor | Next To Meter
Solar Registration Program | NJSRRE1540307073 | Netcong | 7857 | 3 | 9.28 | Residential | Yes | Behind the Meter | Sunrun Installation Services, Inc. | JCP&L | Accepted | 2019-02-01 | 2019-02-04 | 2020-02-04 | REC Solar | REC290TP2 BLK | Solar Panels |  | 0.29 | 32 | 174 | 27 |  | Fixed | Roof
Solar Registration Program | NJSRRE1540307073 | Netcong | 7857 | 3 | 9.28 | Residential | Yes | Behind the Meter | Sunrun Installation Services, Inc. | JCP&L | Accepted | 2019-02-01 | 2019-02-04 | 2020-02-04 | SMA America | SB7.7-1SP-US-40 | Inverters | 7680 |  | 1 |  |  | 0.96 |  | Outdoor | Next To Meter
Solar Registration Program | NJSRRE1540346496 | Cedar Brook | 8018 | 14 | 9.28 | Residential | Yes | Behind the Meter | Sunrun Installation Services, Inc. | AC Electric | Accepted | 2019-02-07 | 2019-02-11 | 2020-02-11 | REC Solar | REC290TP2 BLK | Solar Panels |  | 0.29 | 32 | 146 | 18 |  | Fixed | Roof
Solar Registration Program | NJSRRE1540346496 | Cedar Brook | 8018 | 14 | 9.28 | Residential | Yes | Behind the Meter | Sunrun Installation Services, Inc. | AC Electric | Accepted | 2019-02-07 | 2019-02-11 | 2020-02-11 | SMA America | SB7.7-1SP-US-40 | Inverters | 7680 |  | 1 |  |  | 0.96 |  | Outdoor | Next To Meter
Solar Registration Program | NJSRRE1540353601 | Plainfield City | 7060 | 10 | 9.28 | Residential | Yes | Behind the Meter | Sunrun Installation Services, Inc. | PSE&G | Accepted | 2019-02-11 | 2019-02-14 | 2020-02-14 | REC Solar | REC290TP2 BLK | Solar Panels |  | 0.29 | 32 | 127 | 34 |  | Fixed | Roof
Solar Registration Program | NJSRRE1540353601 | Plainfield City | 7060 | 10 | 9.28 | Residential | Yes | Behind the Meter | Sunrun Installation Services, Inc. | PSE&G | Accepted | 2019-02-11 | 2019-02-14 | 2020-02-14 | SMA America | SB7.7-1SP-US-40 | Inverters | 7680 |  | 1 |  |  | 0.96 |  | Outdoor | Next To Meter
Solar Registration Program | NJSRRE1540385459 | Carteret Boro | 7008 | 11 | 9.28 | Residential | Yes | Behind the Meter | Sunrun Installation Services, Inc. | PSE&G | Accepted | 2019-02-21 | 2019-02-25 | 2020-02-25 | REC Solar | REC290TP2 BLK | Solar Panels |  | 0.29 | 13 | 295 | 30 |  | Fixed | Roof
Solar Registration Program | NJSRRE1540385459 | Carteret Boro | 7008 | 11 | 9.28 | Residential | Yes | Behind the Meter | Sunrun Installation Services, Inc. | PSE&G | Accepted | 2019-02-21 | 2019-02-25 | 2020-02-25 | REC Solar | REC290TP2 BLK | Solar Panels |  | 0.29 | 19 | 115 | 30 |  | Fixed | Roof
Solar Registration Program | NJSRRE1540385459 | Carteret Boro | 7008 | 11 | 9.28 | Residential | Yes | Behind the Meter | Sunrun Installation Services, Inc. | PSE&G | Accepted | 2019-02-21 | 2019-02-25 | 2020-02-25 | SMA America | SB7.7-1SP-US-40 | Inverters | 7680 |  | 1 |  |  | 0.96 |  | Outdoor | Next To Meter
Solar Registration Program | NJSRRE1540476813 | Mantua | 8051 | 15 | 9.28 | Residential | Yes | Behind the Meter | Sunrun Installation Services, Inc. | AC Electric | Accepted | 2019-03-12 | 2019-03-13 | 2020-03-13 | REC Solar | REC290TP2 BLK | Solar Panels |  | 0.29 | 18 | 213 | 23 |  | Fixed | Roof
Solar Registration Program | NJSRRE1540476813 | Mantua | 8051 | 15 | 9.28 | Residential | Yes | Behind the Meter | Sunrun Installation Services, Inc. | AC Electric | Accepted | 2019-03-12 | 2019-03-13 | 2020-03-13 | REC Solar | REC290TP2 BLK | Solar Panels |  | 0.29 | 7 | 33 | 28 |  | Fixed | Roof
Solar Registration Program | NJSRRE1540476813 | Mantua | 8051 | 15 | 9.28 | Residential | Yes | Behind the Meter | Sunrun Installation Services, Inc. | AC Electric | Accepted | 2019-03-12 | 2019-03-13 | 2020-03-13 | REC Solar | REC290TP2 BLK | Solar Panels |  | 0.29 | 7 | 33 | 23 |  | Fixed | Roof
Solar Registration Program | NJSRRE1540476813 | Mantua | 8051 | 15 | 9.28 | Residential | Yes | Behind the Meter | Sunrun Installation Services, Inc. | AC Electric | Accepted | 2019-03-12 | 2019-03-13 | 2020-03-13 | SMA America | SB5.0-1SP-US-40 | Inverters | 5000 |  | 1 |  |  | 0.96 |  | Outdoor | Next To Meter
Solar Registration Program | NJSRRE1540476813 | Mantua | 8051 | 15 | 9.28 | Residential | Yes | Behind the Meter | Sunrun Installation Services, Inc. | AC Electric | Accepted | 2019-03-12 | 2019-03-13 | 2020-03-13 | SMA America | SB3.0-1SP-US-40 | Inverters | 3000 |  | 1 |  |  | 0.96 |  | Outdoor | Next To Meter
Solar Registration Program | NJSRRE1540500037 | Denville | 7834 | 3 | 9.28 | Residential | Yes | Behind the Meter | Sunrun Installation Services, Inc. | JCP&L | Accepted | 2019-03-19 | 2019-03-20 | 2020-03-20 | REC Solar | REC290TP2 BLK | Solar Panels |  | 0.29 | 16 | 116 | 30 |  | Fixed | Roof
Solar Registration Program | NJSRRE1540500037 | Denville | 7834 | 3 | 9.28 | Residential | Yes | Behind the Meter | Sunrun Installation Services, Inc. | JCP&L | Accepted | 2019-03-19 | 2019-03-20 | 2020-03-20 | REC Solar | REC290TP2 BLK | Solar Panels |  | 0.29 | 16 | 296 | 14 |  | Fixed | Roof
Solar Registration Program | NJSRRE1540500037 | Denville | 7834 | 3 | 9.28 | Residential | Yes | Behind the Meter | Sunrun Installation Services, Inc. | JCP&L | Accepted | 2019-03-19 | 2019-03-20 | 2020-03-20 | SMA America | SB3.8-1SP-US-40 | Inverters | 3800 |  | 2 |  |  | 0.96 |  | Outdoor | Next To Meter
Solar Registration Program | NJSRRE1540513155 | Alpha | 8865 | 2 | 9.28 | Residential | Yes | Behind the Meter | Sunrun Installation Services, Inc. | JCP&L | Accepted | 2019-03-22 | 2019-03-25 | 2020-03-25 | REC Solar | REC290TP2 BLK | Solar Panels |  | 0.29 | 12 | 171 | 34 |  | Fixed | Roof
Solar Registration Program | NJSRRE1540513155 | Alpha | 8865 | 2 | 9.28 | Residential | Yes | Behind the Meter | Sunrun Installation Services, Inc. | JCP&L | Accepted | 2019-03-22 | 2019-03-25 | 2020-03-25 | REC Solar | REC290TP2 BLK | Solar Panels |  | 0.29 | 20 | 261 | 18 |  | Fixed | Roof
Solar Registration Program | NJSRRE1540513155 | Alpha | 8865 | 2 | 9.28 | Residential | Yes | Behind the Meter | Sunrun Installation Services, Inc. | JCP&L | Accepted | 2019-03-22 | 2019-03-25 | 2020-03-25 | SMA America | SB7.7-1SP-US-40 | Inverters | 7680 |  | 1 |  |  | 0.96 |  | Outdoor | Next To Meter
Solar Registration Program | NJSRRE1540873737 | Pompton Lakes | 7442 | 6 | 9.28 | Residential | Yes | Behind the Meter | Sunrun Installation Services, Inc. | JCP&L | Accepted | 2019-04-23 | 2019-04-24 | 2020-04-24 | REC Solar | REC290TP2 BLK | Solar Panels |  | 0.29 | 32 | 171 | 18 |  | Fixed | Roof
Solar Registration Program | NJSRRE1540873737 | Pompton Lakes | 7442 | 6 | 9.28 | Residential | Yes | Behind the Meter | Sunrun Installation Services, Inc. | JCP&L | Accepted | 2019-04-23 | 2019-04-24 | 2020-04-24 | SMA America | SB7.7-1SP-US-40 | Inverters | 7680 |  | 1 |  |  | 0.96 |  | Outdoor | Next To Meter
Solar Registration Program | NJSRRE1540898131 | Cherry Hill Twp | 8034 | 14 | 9.28 | Residential | Yes | Behind the Meter | Sunrun Installation Services, Inc. | PSE&G | Accepted | 2019-04-26 | 2019-04-30 | 2020-04-30 | REC Solar | REC290TP2 BLK | Solar Panels |  | 0.29 | 11 | 338 | 23 |  | Fixed | Roof
Solar Registration Program | NJSRRE1540898131 | Cherry Hill Twp | 8034 | 14 | 9.28 | Residential | Yes | Behind the Meter | Sunrun Installation Services, Inc. | PSE&G | Accepted | 2019-04-26 | 2019-04-30 | 2020-04-30 | REC Solar | REC290TP2 BLK | Solar Panels |  | 0.29 | 21 | 158 | 23 |  | Fixed | Roof
Solar Registration Program | NJSRRE1540898131 | Cherry Hill Twp | 8034 | 14 | 9.28 | Residential | Yes | Behind the Meter | Sunrun Installation Services, Inc. | PSE&G | Accepted | 2019-04-26 | 2019-04-30 | 2020-04-30 | SMA America | SB7.7-1SP-US-40 | Inverters | 7680 |  | 1 |  |  | 0.96 |  | Outdoor | Next To Meter
Solar Registration Program | NJSRRE1540905010 | Montclair Twp | 7043 | 9 | 9.28 | Residential | No | Behind the Meter | Sunrun Installation Services, Inc. | PSE&G | Accepted | 2019-04-29 | 2019-05-02 | 2020-05-02 | REC Solar | REC290TP2 BLK | Solar Panels |  | 0.29 | 32 | 111 | 27 |  | Fixed | Roof
Solar Registration Program | NJSRRE1540905010 | Montclair Twp | 7043 | 9 | 9.28 | Residential | No | Behind the Meter | Sunrun Installation Services, Inc. | PSE&G | Accepted | 2019-04-29 | 2019-05-02 | 2020-05-02 | SMA America | SB7.7-1SP-US-40 | Inverters | 7680 |  | 1 |  |  | 0.96 |  | Outdoor | Next To Meter
Solar Registration Program | NJSRRE1540972982 | Wayne Twp | 7470 | 6 | 9.28 | Residential | Yes | Behind the Meter | Sunrun Installation Services, Inc. | PSE&G | Accepted | 2019-05-09 | 2019-05-14 | 2020-05-14 | REC Solar | REC290TP2 BLK | Solar Panels |  | 0.29 | 32 | 267 | 23 |  | Fixed | Roof
Solar Registration Program | NJSRRE1540972982 | Wayne Twp | 7470 | 6 | 9.28 | Residential | Yes | Behind the Meter | Sunrun Installation Services, Inc. | PSE&G | Accepted | 2019-05-09 | 2019-05-14 | 2020-05-14 | SMA America | SB7.7-1SP-US-40 | Inverters | 7680 |  | 1 |  |  | 0.96 |  | Outdoor | Next To Meter
Solar Registration Program | NJSRRE1541038058 | brigantine | 8203 | 19 | 9.28 | Residential | Yes | Behind the Meter | Vision Solar LLC | AC Electric | Accepted | 2019-05-23 | 2019-05-28 | 2020-05-28 | supower | e20-327-e-ac | Solar Panels |  | 0.32 | 9 | 213 | 21 |  | Fixed | Roof
Solar Registration Program | NJSRRE1541038058 | brigantine | 8203 | 19 | 9.28 | Residential | Yes | Behind the Meter | Vision Solar LLC | AC Electric | Accepted | 2019-05-23 | 2019-05-28 | 2020-05-28 | sunpower | e20-327-e-ac | Solar Panels |  | 0.32 | 12 | 123 | 20 |  | Fixed | Roof
Solar Registration Program | NJSRRE1541038058 | brigantine | 8203 | 19 | 9.28 | Residential | Yes | Behind the Meter | Vision Solar LLC | AC Electric | Accepted | 2019-05-23 | 2019-05-28 | 2020-05-28 | sunpower | e20-327-e-ac | Solar Panels |  | 0.32 | 4 | 213 | 25 |  | Fixed | Roof
Solar Registration Program | NJSRRE1541038058 | brigantine | 8203 | 19 | 9.28 | Residential | Yes | Behind the Meter | Vision Solar LLC | AC Electric | Accepted | 2019-05-23 | 2019-05-28 | 2020-05-28 | sunpower | e20-327-e-ac | Solar Panels |  | 0.32 | 4 | 213 | 21 |  | Fixed | Roof
Solar Registration Program | NJSRRE1541038058 | brigantine | 8203 | 19 | 9.28 | Residential | Yes | Behind the Meter | Vision Solar LLC | AC Electric | Accepted | 2019-05-23 | 2019-05-28 | 2020-05-28 | sunpower | e20-327-e-ac | Inverters | 0.32 |  | 29 |  |  | 0.96 |  | Other | behind panels
Solar Registration Program | NJSRRE1541058596 | Brick Township | 8724 | 18 | 9.28 | Residential | Yes | Behind the Meter | Sunrun Installation Services, Inc. | JCP&L | Accepted | 2019-05-30 | 2019-06-03 | 2020-06-03 | REC Solar | REC290TP2 BLK | Solar Panels |  | 0.29 | 12 | 154 | 23 |  | Fixed | Roof
Solar Registration Program | NJSRRE1541058596 | Brick Township | 8724 | 18 | 9.28 | Residential | Yes | Behind the Meter | Sunrun Installation Services, Inc. | JCP&L | Accepted | 2019-05-30 | 2019-06-03 | 2020-06-03 | REC Solar | REC290TP2 BLK | Solar Panels |  | 0.29 | 8 | 64 | 23 |  | Fixed | Roof
Solar Registration Program | NJSRRE1541058596 | Brick Township | 8724 | 18 | 9.28 | Residential | Yes | Behind the Meter | Sunrun Installation Services, Inc. | JCP&L | Accepted | 2019-05-30 | 2019-06-03 | 2020-06-03 | REC Solar | REC290TP2 BLK | Solar Panels |  | 0.29 | 12 | 334 | 23 |  | Fixed | Roof
Solar Registration Program | NJSRRE1541058596 | Brick Township | 8724 | 18 | 9.28 | Residential | Yes | Behind the Meter | Sunrun Installation Services, Inc. | JCP&L | Accepted | 2019-05-30 | 2019-06-03 | 2020-06-03 | Ningbo Ginlong Technologies | Solis-1P7.6K-4G-US | Inverters | 7600 |  | 1 |  |  | 0.96 |  | Outdoor | Next To Meter
Solar Registration Program | NJSRRE1541118117 | Bernardsville | 7924 | 5 | 9.28 | Residential | No | Behind the Meter | Sunrun Installation Services, Inc. | JCP&L | Accepted | 2019-06-05 | 2019-06-10 | 2020-06-10 | REC Solar | REC290TP2 BLK | Solar Panels |  | 0.29 | 27 | 175 | 10 |  | Fixed | Roof
Solar Registration Program | NJSRRE1541118117 | Bernardsville | 7924 | 5 | 9.28 | Residential | No | Behind the Meter | Sunrun Installation Services, Inc. | JCP&L | Accepted | 2019-06-05 | 2019-06-10 | 2020-06-10 | REC Solar | REC290TP2 BLK | Solar Panels |  | 0.29 | 5 | 265 | 30 |  | Fixed | Roof
Solar Registration Program | NJSRRE1541118117 | Bernardsville | 7924 | 5 | 9.28 | Residential | No | Behind the Meter | Sunrun Installation Services, Inc. | JCP&L | Accepted | 2019-06-05 | 2019-06-10 | 2020-06-10 | Ningbo Ginlong Technologies | Solis-1P9K-4G-US | Inverters | 9000 |  | 1 |  |  | 0.96 |  | Outdoor | Next To Meter
Solar Registration Program | NJSRRE1541719280 | Erial | 8081 | 14 | 9.28 | Residential | Yes | Behind the Meter | Sunrun Installation Services, Inc. | AC Electric | Accepted | 2019-07-30 | 2019-08-02 | 2020-08-02 | REC Solar | REC290TP2 BLK | Solar Panels |  | 0.29 | 32 | 191 | 30 |  | Fixed | Roof
Solar Registration Program | NJSRRE1541719280 | Erial | 8081 | 14 | 9.28 | Residential | Yes | Behind the Meter | Sunrun Installation Services, Inc. | AC Electric | Accepted | 2019-07-30 | 2019-08-02 | 2020-08-02 | Ningbo Ginlong Technologies | Solis-1P7.6K-4G-US | Inverters | 7600 |  | 1 |  |  | 0.96 |  | Outdoor | Next To Meter
Solar Registration Program | NJSRRE1541801926 | Egg Harbor Township | 8234 | 19 | 9.28 | Residential | No | Behind the Meter | Castle Energy, LLC | AC Electric | Final As-Built Received | 2019-08-07 | 2019-08-12 | 2020-08-12 | LG Electronics | LG320N1K-V5 | Solar Panels |  | 0.32 | 29 | 265 | 34 |  | Fixed | Roof
Solar Registration Program | NJSRRE1541801926 | Egg Harbor Township | 8234 | 19 | 9.28 | Residential | No | Behind the Meter | Castle Energy, LLC | AC Electric | Final As-Built Received | 2019-08-07 | 2019-08-12 | 2020-08-12 | Enphase Energy | X-IQ-AM1-240-3 | Meters |  |  | 1 |  |  |  | Yes | Outdoor
Solar Registration Program | NJSRRE1541801926 | Egg Harbor Township | 8234 | 19 | 9.28 | Residential | No | Behind the Meter | Castle Energy, LLC | AC Electric | Final As-Built Received | 2019-08-07 | 2019-08-12 | 2020-08-12 | Enphase Energy | IQ7-60-2-US | Inverters | 240 |  | 29 |  |  | 0.967 |  | Outside | on the rooftop under each solar panel
Solar Registration Program | NJSRRE1541871732 | Waldwick | 7463 | 7 | 9.28 | Residential | Yes | Behind the Meter | Sunrun Installation Services, Inc. | PSE&G | Accepted | 2019-08-21 | 2019-08-26 | 2020-08-26 | REC Solar | REC290TP2 BLK | Solar Panels |  | 0.29 | 9 | 332 | 40 |  | Fixed | Roof
Solar Registration Program | NJSRRE1541871732 | Waldwick | 7463 | 7 | 9.28 | Residential | Yes | Behind the Meter | Sunrun Installation Services, Inc. | PSE&G | Accepted | 2019-08-21 | 2019-08-26 | 2020-08-26 | REC Solar | REC290TP2 BLK | Solar Panels |  | 0.29 | 23 | 152 | 14 |  | Fixed | Roof
Solar Registration Program | NJSRRE1541871732 | Waldwick | 7463 | 7 | 9.28 | Residential | Yes | Behind the Meter | Sunrun Installation Services, Inc. | PSE&G | Accepted | 2019-08-21 | 2019-08-26 | 2020-08-26 | Ningbo Ginlong Technologies | Solis-1P7.6K-4G-US | Inverters | 7600 |  | 1 |  |  | 0.96 |  | Outdoor | Next To Meter
Solar Registration Program | NJSRRE1541938673 | Dumont | 7628 | 7 | 9.28 | Residential | Yes | Behind the Meter | Sunrun Installation Services, Inc. | PSE&G | Accepted | 2019-08-29 | 2019-09-04 | 2020-09-04 | REC Solar | REC290TP2 BLK | Solar Panels |  | 0.29 | 22 | 91 | 14 |  | Fixed | Roof
Solar Registration Program | NJSRRE1541938673 | Dumont | 7628 | 7 | 9.28 | Residential | Yes | Behind the Meter | Sunrun Installation Services, Inc. | PSE&G | Accepted | 2019-08-29 | 2019-09-04 | 2020-09-04 | REC Solar | REC290TP2 BLK | Solar Panels |  | 0.29 | 10 | 271 | 40 |  | Fixed | Roof
Solar Registration Program | NJSRRE1541938673 | Dumont | 7628 | 7 | 9.28 | Residential | Yes | Behind the Meter | Sunrun Installation Services, Inc. | PSE&G | Accepted | 2019-08-29 | 2019-09-04 | 2020-09-04 | Ningbo Ginlong Technologies | Solis-1P9K-4G-US | Inverters | 9000 |  | 1 |  |  | 0.96 |  | Outdoor | Next To Meter
Solar Registration Program | NJSRRE1542409303 | Wallington | 7057 | 7 | 9.28 | Residential | Yes | Behind the Meter | Sunrun Installation Services, Inc. | PSE&G | Accepted | 2019-09-16 | 2019-09-18 | 2020-09-18 | REC Solar | REC290TP2 BLK | Solar Panels |  | 0.29 | 2 | 232 | 43 |  | Fixed | Roof
Solar Registration Program | NJSRRE1542409303 | Wallington | 7057 | 7 | 9.28 | Residential | Yes | Behind the Meter | Sunrun Installation Services, Inc. | PSE&G | Accepted | 2019-09-16 | 2019-09-18 | 2020-09-18 | REC Solar | REC290TP2 BLK | Solar Panels |  | 0.29 | 2 | 52 | 43 |  | Fixed | Roof
Solar Registration Program | NJSRRE1542409303 | Wallington | 7057 | 7 | 9.28 | Residential | Yes | Behind the Meter | Sunrun Installation Services, Inc. | PSE&G | Accepted | 2019-09-16 | 2019-09-18 | 2020-09-18 | REC Solar | REC290TP2 BLK | Solar Panels |  | 0.29 | 19 | 142 | 40 |  | Fixed | Roof
Solar Registration Program | NJSRRE1542409303 | Wallington | 7057 | 7 | 9.28 | Residential | Yes | Behind the Meter | Sunrun Installation Services, Inc. | PSE&G | Accepted | 2019-09-16 | 2019-09-18 | 2020-09-18 | REC Solar | REC290TP2 BLK | Solar Panels |  | 0.29 | 9 | 322 | 40 |  | Fixed | Roof
Solar Registration Program | NJSRRE1542409303 | Wallington | 7057 | 7 | 9.28 | Residential | Yes | Behind the Meter | Sunrun Installation Services, Inc. | PSE&G | Accepted | 2019-09-16 | 2019-09-18 | 2020-09-18 | SolarEdge Technologies | SE7600H-USRGM | Inverters | 7600 |  | 1 |  |  | 0.96 |  | Outdoor | Next To Meter
Solar Registration Program | NJSRRE1542429128 | Pennsauken Township | 8109 | 14 | 9.28 | Residential | Yes | Behind the Meter | Sunrun Installation Services, Inc. | PSE&G | Accepted | 2019-09-23 | 2019-09-25 | 2020-09-25 | REC Solar | REC290TP2 BLK | Solar Panels |  | 0.29 | 17 | 172 | 30 |  | Fixed | Roof
Solar Registration Program | NJSRRE1542429128 | Pennsauken Township | 8109 | 14 | 9.28 | Residential | Yes | Behind the Meter | Sunrun Installation Services, Inc. | PSE&G | Accepted | 2019-09-23 | 2019-09-25 | 2020-09-25 | REC Solar | REC290TP2 BLK | Solar Panels |  | 0.29 | 15 | 172 | 18 |  | Fixed | Roof
Solar Registration Program | NJSRRE1542429128 | Pennsauken Township | 8109 | 14 | 9.28 | Residential | Yes | Behind the Meter | Sunrun Installation Services, Inc. | PSE&G | Accepted | 2019-09-23 | 2019-09-25 | 2020-09-25 | Ningbo Ginlong Technologies | Solis-1P9K-4G-US | Inverters | 9000 |  | 1 |  |  | 0.96 |  | Outdoor | Next To Meter
Solar Registration Program | NJSRRE1542431763 | Wayne | 7470 | 6 | 9.28 | Residential | No | Behind the Meter | Sunrun Installation Services, Inc. | PSE&G | Accepted | 2019-09-24 | 2019-09-26 | 2020-09-26 | REC Solar | REC290TP2 BLK | Solar Panels |  | 0.29 | 26 | 173 | 10 |  | Fixed | Roof
Solar Registration Program | NJSRRE1542431763 | Wayne | 7470 | 6 | 9.28 | Residential | No | Behind the Meter | Sunrun Installation Services, Inc. | PSE&G | Accepted | 2019-09-24 | 2019-09-26 | 2020-09-26 | REC Solar | REC290TP2 BLK | Solar Panels |  | 0.29 | 6 | 174 | 23 |  | Fixed | Roof
Solar Registration Program | NJSRRE1542431763 | Wayne | 7470 | 6 | 9.28 | Residential | No | Behind the Meter | Sunrun Installation Services, Inc. | PSE&G | Accepted | 2019-09-24 | 2019-09-26 | 2020-09-26 | Ningbo Ginlong Technologies | Solis-1P7.6K-4G-US | Inverters | 7600 |  | 1 |  |  | 0.96 |  | Outdoor | Next To Meter
Solar Registration Program | NJSRRE1542541554 | Englewood Cliffs | 7632 | 7 | 9.28 | Residential | No | Behind the Meter | Sundial Solar Innovations | PSE&G | Accepted | 2019-10-14 | 2019-10-16 | 2020-10-16 | Hanwha | QCell320w | Solar Panels |  | 0.32 | 15 | 215 | 15 |  | Fixed | Roof
Solar Registration Program | NJSRRE1542541554 | Englewood Cliffs | 7632 | 7 | 9.28 | Residential | No | Behind the Meter | Sundial Solar Innovations | PSE&G | Accepted | 2019-10-14 | 2019-10-16 | 2020-10-16 | Hanwha | QCell320w | Solar Panels |  | 0.32 | 14 | 305 | 15 |  | Fixed | Roof
Solar Registration Program | NJSRRE1542541554 | Englewood Cliffs | 7632 | 7 | 9.28 | Residential | No | Behind the Meter | Sundial Solar Innovations | PSE&G | Accepted | 2019-10-14 | 2019-10-16 | 2020-10-16 | Enphase | EnvoyS | Meters |  |  | 1 |  |  |  | Yes | Outdoor
Solar Registration Program | NJSRRE1542541554 | Englewood Cliffs | 7632 | 7 | 9.28 | Residential | No | Behind the Meter | Sundial Solar Innovations | PSE&G | Accepted | 2019-10-14 | 2019-10-16 | 2020-10-16 | Enphase | iq7+ | Inverters | 290 |  | 29 |  |  | 0.97 |  | Outdoor | roof
Solar Registration Program | NJSRRE1542568704 | Budd Lake | 7828 | 3 | 9.28 | Residential | Yes | Behind the Meter | Sunrun Installation Services, Inc. | JCP&L | Accepted | 2019-10-21 | 2019-10-23 | 2020-10-23 | REC Solar | REC290TP2 BLK | Solar Panels |  | 0.29 | 4 | 54 | 23 |  | Fixed | Roof
Solar Registration Program | NJSRRE1542568704 | Budd Lake | 7828 | 3 | 9.28 | Residential | Yes | Behind the Meter | Sunrun Installation Services, Inc. | JCP&L | Accepted | 2019-10-21 | 2019-10-23 | 2020-10-23 | REC Solar | REC290TP2 BLK | Solar Panels |  | 0.29 | 2 | 233 | 37 |  | Fixed | Roof
Solar Registration Program | NJSRRE1542568704 | Budd Lake | 7828 | 3 | 9.28 | Residential | Yes | Behind the Meter | Sunrun Installation Services, Inc. | JCP&L | Accepted | 2019-10-21 | 2019-10-23 | 2020-10-23 | REC Solar | REC290TP2 BLK | Solar Panels |  | 0.29 | 23 | 234 | 23 |  | Fixed | Roof
Solar Registration Program | NJSRRE1542568704 | Budd Lake | 7828 | 3 | 9.28 | Residential | Yes | Behind the Meter | Sunrun Installation Services, Inc. | JCP&L | Accepted | 2019-10-21 | 2019-10-23 | 2020-10-23 | REC Solar | REC290TP2 BLK | Solar Panels |  | 0.29 | 3 | 144 | 23 |  | Fixed | Roof
Solar Registration Program | NJSRRE1542568704 | Budd Lake | 7828 | 3 | 9.28 | Residential | Yes | Behind the Meter | Sunrun Installation Services, Inc. | JCP&L | Accepted | 2019-10-21 | 2019-10-23 | 2020-10-23 | SolarEdge Technologies | SE7600A-USS2RGM | Inverters | 7600 |  | 1 |  |  | 0.96 |  | Outdoor | Next To Meter
Solar Registration Program | NJSRRE1542568704 | Budd Lake | 7828 | 3 | 9.28 | Residential | Yes | Behind the Meter | Sunrun Installation Services, Inc. | JCP&L | Accepted | 2019-10-21 | 2019-10-23 | 2020-10-23 | LG Chem | RESU 10H SEG | Electric Storage Battery |  |  | 1 |  |  |  | Lithium Ion |  | outside
Solar Registration Program | NJSRRE1542822628 | Monroe Township | 8831 | 11 | 9.28 | Residential | No | Behind the Meter | Sunrun Installation Services, Inc. | JCP&L | Accepted | 2019-10-30 | 2019-11-01 | 2020-11-01 | REC Solar | REC290TP2 BLK | Solar Panels |  | 0.29 | 23 | 121 | 33 |  | Fixed | Roof
Solar Registration Program | NJSRRE1542822628 | Monroe Township | 8831 | 11 | 9.28 | Residential | No | Behind the Meter | Sunrun Installation Services, Inc. | JCP&L | Accepted | 2019-10-30 | 2019-11-01 | 2020-11-01 | REC Solar | REC290TP2 BLK | Solar Panels |  | 0.29 | 9 | 212 | 39 |  | Fixed | Roof
Solar Registration Program | NJSRRE1542822628 | Monroe Township | 8831 | 11 | 9.28 | Residential | No | Behind the Meter | Sunrun Installation Services, Inc. | JCP&L | Accepted | 2019-10-30 | 2019-11-01 | 2020-11-01 | Ningbo Ginlong Technologies | Solis-1P7.6K-4G-US | Inverters | 7600 |  | 1 |  |  | 0.96 |  | Outdoor | Next To Meter
Solar Registration Program | NJSRRE1542832688 | Ridgefield | 7657 | 7 | 9.28 | Residential | Yes | Behind the Meter | Sunrun Installation Services, Inc. | PSE&G | Accepted | 2019-10-30 | 2019-11-01 | 2020-11-01 | REC Solar | REC290TP2 BLK | Solar Panels |  | 0.29 | 4 | 126 | 9 |  | Fixed | Roof
Solar Registration Program | NJSRRE1542832688 | Ridgefield | 7657 | 7 | 9.28 | Residential | Yes | Behind the Meter | Sunrun Installation Services, Inc. | PSE&G | Accepted | 2019-10-30 | 2019-11-01 | 2020-11-01 | REC Solar | REC290TP2 BLK | Solar Panels |  | 0.29 | 22 | 216 | 30 |  | Fixed | Roof
Solar Registration Program | NJSRRE1542832688 | Ridgefield | 7657 | 7 | 9.28 | Residential | Yes | Behind the Meter | Sunrun Installation Services, Inc. | PSE&G | Accepted | 2019-10-30 | 2019-11-01 | 2020-11-01 | REC Solar | REC290TP2 BLK | Solar Panels |  | 0.29 | 6 | 36 | 30 |  | Fixed | Roof
Solar Registration Program | NJSRRE1542832688 | Ridgefield | 7657 | 7 | 9.28 | Residential | Yes | Behind the Meter | Sunrun Installation Services, Inc. | PSE&G | Accepted | 2019-10-30 | 2019-11-01 | 2020-11-01 | SolarEdge Technologies | SE7600H-USRGM | Inverters | 7600 |  | 1 |  |  | 0.96 |  | Outdoor | Next To Meter
Solar Registration Program | NJSRRE1542887945 | Totowa | 7512 | 6 | 9.28 | Residential | No | Behind the Meter | Sunrun Installation Services, Inc. | PSE&G | Accepted | 2019-11-01 | 2019-11-05 | 2020-11-05 | REC Solar | REC290TP2 BLK | Solar Panels |  | 0.29 | 29 | 199 | 30 |  | Fixed | Roof
Solar Registration Program | NJSRRE1542887945 | Totowa | 7512 | 6 | 9.28 | Residential | No | Behind the Meter | Sunrun Installation Services, Inc. | PSE&G | Accepted | 2019-11-01 | 2019-11-05 | 2020-11-05 | REC Solar | REC290TP2 BLK | Solar Panels |  | 0.29 | 3 | 107 | 43 |  | Fixed | Roof
Solar Registration Program | NJSRRE1542887945 | Totowa | 7512 | 6 | 9.28 | Residential | No | Behind the Meter | Sunrun Installation Services, Inc. | PSE&G | Accepted | 2019-11-01 | 2019-11-05 | 2020-11-05 | SolarEdge Technologies | SE7600H-USRGM | Inverters | 7600 |  | 1 |  |  | 0.96 |  | Outdoor | Next To Meter
Solar Registration Program | NJSRRE1543421619 | Landing | 7850 | 3 | 9.28 | Residential | Yes | Behind the Meter | Sunrun Installation Services, Inc. | JCP&L | Accepted | 2019-11-19 | 2019-11-21 | 2020-11-21 | REC Solar | REC290TP2 BLK | Solar Panels |  | 0.29 | 13 | 194 | 23 |  | Fixed | Roof
Solar Registration Program | NJSRRE1543421619 | Landing | 7850 | 3 | 9.28 | Residential | Yes | Behind the Meter | Sunrun Installation Services, Inc. | JCP&L | Accepted | 2019-11-19 | 2019-11-21 | 2020-11-21 | Delta Electronics | M5-TL-US | Inverters | 4800 |  | 1 |  |  | 0.96 |  | Outdoor | Next To Meter
Solar Registration Program | NJSRRE1543421619 | Landing | 7850 | 3 | 9.28 | Residential | Yes | Behind the Meter | Sunrun Installation Services, Inc. | JCP&L | Accepted | 2019-11-19 | 2019-11-21 | 2020-11-21 | Delta Electronics | M4-TL-US | Inverters | 3840 |  | 1 |  |  | 0.96 |  | Outdoor | Next To Meter
Solar Registration Program | NJSRRE1543421619 | Landing | 7850 | 3 | 9.28 | Residential | Yes | Behind the Meter | Sunrun Installation Services, Inc. | JCP&L | Accepted | 2019-11-19 | 2019-11-21 | 2020-11-21 | REC Solar | REC290TP2 BLK | Solar Panels |  | 0.29 | 9 | 284 | 23 |  | Fixed | Roof
Solar Registration Program | NJSRRE1543421619 | Landing | 7850 | 3 | 9.28 | Residential | Yes | Behind the Meter | Sunrun Installation Services, Inc. | JCP&L | Accepted | 2019-11-19 | 2019-11-21 | 2020-11-21 | REC Solar | REC290TP2 BLK | Solar Panels |  | 0.29 | 5 | 284 | 23 |  | Fixed | Roof
Solar Registration Program | NJSRRE1543421619 | Landing | 7850 | 3 | 9.28 | Residential | Yes | Behind the Meter | Sunrun Installation Services, Inc. | JCP&L | Accepted | 2019-11-19 | 2019-11-21 | 2020-11-21 | REC Solar | REC290TP2 BLK | Solar Panels |  | 0.29 | 5 | 104 | 23 |  | Fixed | Roof
Solar Registration Program | NJSRRE1543442878 | Clifton | 7013 | 6 | 9.28 | Residential | Yes | Behind the Meter | Sunrun Installation Services, Inc. | PSE&G | Accepted | 2019-11-25 | 2019-11-27 | 2020-11-27 | REC Solar | REC290TP2 BLK | Solar Panels |  | 0.29 | 17 | 133 | 40 |  | Fixed | Roof
Solar Registration Program | NJSRRE1543442878 | Clifton | 7013 | 6 | 9.28 | Residential | Yes | Behind the Meter | Sunrun Installation Services, Inc. | PSE&G | Accepted | 2019-11-25 | 2019-11-27 | 2020-11-27 | REC Solar | REC290TP2 BLK | Solar Panels |  | 0.29 | 15 | 313 | 40 |  | Fixed | Roof
Solar Registration Program | NJSRRE1543442878 | Clifton | 7013 | 6 | 9.28 | Residential | Yes | Behind the Meter | Sunrun Installation Services, Inc. | PSE&G | Accepted | 2019-11-25 | 2019-11-27 | 2020-11-27 | Delta Electronics | M4-TL-US | Inverters | 3840 |  | 2 |  |  | 0.96 |  | Outdoor | Next To Meter
Solar Registration Program | NJSRRE1543443593 | Green Brook Township | 8812 | 11 | 9.28 | Residential | No | Behind the Meter | Sunrun Installation Services, Inc. | PSE&G | Accepted | 2019-11-25 | 2019-11-27 | 2020-11-27 | REC Solar | REC290TP2 BLK | Solar Panels |  | 0.29 | 13 | 102 | 37 |  | Fixed | Roof
Solar Registration Program | NJSRRE1543443593 | Green Brook Township | 8812 | 11 | 9.28 | Residential | No | Behind the Meter | Sunrun Installation Services, Inc. | PSE&G | Accepted | 2019-11-25 | 2019-11-27 | 2020-11-27 | REC Solar | REC290TP2 BLK | Solar Panels |  | 0.29 | 19 | 196 | 40 |  | Fixed | Roof
Solar Registration Program | NJSRRE1543443593 | Green Brook Township | 8812 | 11 | 9.28 | Residential | No | Behind the Meter | Sunrun Installation Services, Inc. | PSE&G | Accepted | 2019-11-25 | 2019-11-27 | 2020-11-27 | Delta Electronics | M8-TL-US | Inverters | 7680 |  | 1 |  |  | 0.96 |  | Outdoor | Next To Meter
Solar Registration Program | NJSRRE1543451697 | Atlantic City | 8401 | 19 | 9.28 | Residential | Yes | Behind the Meter | Sunrun Installation Services, Inc. | AC Electric | Accepted | 2019-11-27 | 2019-12-03 | 2020-12-03 | REC Solar | REC290TP2 BLK | Solar Panels |  | 0.29 | 13 | 61 | 33 |  | Fixed | Roof
Solar Registration Program | NJSRRE1543451697 | Atlantic City | 8401 | 19 | 9.28 | Residential | Yes | Behind the Meter | Sunrun Installation Services, Inc. | AC Electric | Accepted | 2019-11-27 | 2019-12-03 | 2020-12-03 | REC Solar | REC290TP2 BLK | Solar Panels |  | 0.29 | 3 | 151 | 34 |  | Fixed | Roof
Solar Registration Program | NJSRRE1543451697 | Atlantic City | 8401 | 19 | 9.28 | Residential | Yes | Behind the Meter | Sunrun Installation Services, Inc. | AC Electric | Accepted | 2019-11-27 | 2019-12-03 | 2020-12-03 | REC Solar | REC290TP2 BLK | Solar Panels |  | 0.29 | 13 | 242 | 33 |  | Fixed | Roof
Solar Registration Program | NJSRRE1543451697 | Atlantic City | 8401 | 19 | 9.28 | Residential | Yes | Behind the Meter | Sunrun Installation Services, Inc. | AC Electric | Accepted | 2019-11-27 | 2019-12-03 | 2020-12-03 | REC Solar | REC290TP2 BLK | Solar Panels |  | 0.29 | 3 | 333 | 34 |  | Fixed | Roof
Solar Registration Program | NJSRRE1543451697 | Atlantic City | 8401 | 19 | 9.28 | Residential | Yes | Behind the Meter | Sunrun Installation Services, Inc. | AC Electric | Accepted | 2019-11-27 | 2019-12-03 | 2020-12-03 | Enphase Energy | IQ7-60-x-US (240V) | Inverters | 240 |  | 32 |  |  | 0.96 |  | Outdoor | Rooftop
Solar Registration Program | NJSRRE1543470682 | West Orange | 7052 | 9 | 9.28 | Residential | Yes | Behind the Meter | Sunrun Installation Services, Inc. | PSE&G | Accepted | 2019-12-03 | 2019-12-05 | 2020-12-05 | REC Solar | REC290TP2 BLK | Solar Panels |  | 0.29 | 5 | 115 | 23 |  | Fixed | Roof
Solar Registration Program | NJSRRE1543470682 | West Orange | 7052 | 9 | 9.28 | Residential | Yes | Behind the Meter | Sunrun Installation Services, Inc. | PSE&G | Accepted | 2019-12-03 | 2019-12-05 | 2020-12-05 | REC Solar | REC290TP2 BLK | Solar Panels |  | 0.29 | 8 | 205 | 23 |  | Fixed | Roof
Solar Registration Program | NJSRRE1543470682 | West Orange | 7052 | 9 | 9.28 | Residential | Yes | Behind the Meter | Sunrun Installation Services, Inc. | PSE&G | Accepted | 2019-12-03 | 2019-12-05 | 2020-12-05 | REC Solar | REC290TP2 BLK | Solar Panels |  | 0.29 | 10 | 295 | 24 |  | Fixed | Roof
Solar Registration Program | NJSRRE1543470682 | West Orange | 7052 | 9 | 9.28 | Residential | Yes | Behind the Meter | Sunrun Installation Services, Inc. | PSE&G | Accepted | 2019-12-03 | 2019-12-05 | 2020-12-05 | REC Solar | REC290TP2 BLK | Solar Panels |  | 0.29 | 9 | 295 | 24 |  | Fixed | Roof
Solar Registration Program | NJSRRE1543470682 | West Orange | 7052 | 9 | 9.28 | Residential | Yes | Behind the Meter | Sunrun Installation Services, Inc. | PSE&G | Accepted | 2019-12-03 | 2019-12-05 | 2020-12-05 | Delta Electronics | M4-TL-US | Inverters | 3840 |  | 2 |  |  | 0.96 |  | Outdoor | Next To Meter
Solar Registration Program | NJSRRE1543514580 | Old Bridge Township | 8857 | 11 | 9.28 | Residential | Yes | Behind the Meter | Complete Solar | JCP&L | Accepted | 2019-12-30 | 2019-12-30 | 2020-12-30 | LONGI SOLAR | LONGI LR6-60HPB-305M | Solar Panels |  | 0.29 | 32 | 242.5 | 30 |  | Fixed | Roof
Solar Registration Program | NJSRRE1543514580 | Old Bridge Township | 8857 | 11 | 9.28 | Residential | Yes | Behind the Meter | Complete Solar | JCP&L | Accepted | 2019-12-30 | 2019-12-30 | 2020-12-30 | SOLAREDGE TECHNOLOGIES | SE7600H-US-RGM | Inverters | 7600 |  | 1 |  |  | 0.97 |  | Outdoor | BY MSP
Solar Registration Program | NJSRRE1543548129 | Newton | 7860 | 1 | 9.28 | Residential | Yes | Behind the Meter | Sunrun Installation Services, Inc. | JCP&L | Accepted | 2019-12-13 | 2019-12-18 | 2020-12-18 | REC Solar | REC290TP2 BLK | Solar Panels |  | 0.29 | 32 | 131 | 18 |  | Fixed | Roof
Solar Registration Program | NJSRRE1543548129 | Newton | 7860 | 1 | 9.28 | Residential | Yes | Behind the Meter | Sunrun Installation Services, Inc. | JCP&L | Accepted | 2019-12-13 | 2019-12-18 | 2020-12-18 | Delta Electronics | M8-TL-US | Inverters | 7680 |  | 1 |  |  | 0.96 |  | Outdoor | Next To Meter
Solar Registration Program | NJSRRE1543572517 | Burlington | 8016 | 13 | 9.28 | Residential | Yes | Behind the Meter | All Season Solar | PSE&G | Accepted | 2019-12-19 | 2019-12-26 | 2020-12-26 | Trina | TSM DD06M05II 320W NOV19 | Solar Panels |  | 0.32 | 7 | 214 | 35 |  | Fixed | Roof
Solar Registration Program | NJSRRE1543572517 | Burlington | 8016 | 13 | 9.28 | Residential | Yes | Behind the Meter | All Season Solar | PSE&G | Accepted | 2019-12-19 | 2019-12-26 | 2020-12-26 | Trina | TSM DD06M05II 320W NOV19 | Solar Panels |  | 0.32 | 3 | 214 | 35 |  | Fixed | Roof
Solar Registration Program | NJSRRE1543572517 | Burlington | 8016 | 13 | 9.28 | Residential | Yes | Behind the Meter | All Season Solar | PSE&G | Accepted | 2019-12-19 | 2019-12-26 | 2020-12-26 | Trina | TSM DD06M05II 320W NOV19 | Solar Panels |  | 0.32 | 15 | 214 | 35 |  | Fixed | Roof
Solar Registration Program | NJSRRE1543572517 | Burlington | 8016 | 13 | 9.28 | Residential | Yes | Behind the Meter | All Season Solar | PSE&G | Accepted | 2019-12-19 | 2019-12-26 | 2020-12-26 | Trina | TSM DD06M05II 320W NOV19 | Solar Panels |  | 0.32 | 2 | 124 | 45 |  | Fixed | Roof
Solar Registration Program | NJSRRE1543572517 | Burlington | 8016 | 13 | 9.28 | Residential | Yes | Behind the Meter | All Season Solar | PSE&G | Accepted | 2019-12-19 | 2019-12-26 | 2020-12-26 | Trina | TSM DD06M05II 320W NOV19 | Solar Panels |  | 0.32 | 2 | 124 | 45 |  | Fixed | Roof
Solar Registration Program | NJSRRE1543572517 | Burlington | 8016 | 13 | 9.28 | Residential | Yes | Behind the Meter | All Season Solar | PSE&G | Accepted | 2019-12-19 | 2019-12-26 | 2020-12-26 | Enphase | IQ7 | Inverters | 240 |  | 29 |  |  | 0.97 |  | Outdoor | Under Module
Solar Registration Program | NJSRRE1543651745 | Landing | 7850 | 3 | 9.28 | Residential | Yes | Behind the Meter | Sunrun Installation Services, Inc. | JCP&L | Accepted | 2019-12-23 | 2019-12-27 | 2020-12-27 | REC Solar | REC290TP2 BLK | Solar Panels |  | 0.29 | 17 | 284 | 27 |  | Fixed | Roof
Solar Registration Program | NJSRRE1543651745 | Landing | 7850 | 3 | 9.28 | Residential | Yes | Behind the Meter | Sunrun Installation Services, Inc. | JCP&L | Accepted | 2019-12-23 | 2019-12-27 | 2020-12-27 | REC Solar | REC290TP2 BLK | Solar Panels |  | 0.29 | 5 | 14 | 27 |  | Fixed | Roof
Solar Registration Program | NJSRRE1543651745 | Landing | 7850 | 3 | 9.28 | Residential | Yes | Behind the Meter | Sunrun Installation Services, Inc. | JCP&L | Accepted | 2019-12-23 | 2019-12-27 | 2020-12-27 | REC Solar | REC290TP2 BLK | Solar Panels |  | 0.29 | 10 | 106 | 27 |  | Fixed | Roof
Solar Registration Program | NJSRRE1543651745 | Landing | 7850 | 3 | 9.28 | Residential | Yes | Behind the Meter | Sunrun Installation Services, Inc. | JCP&L | Accepted | 2019-12-23 | 2019-12-27 | 2020-12-27 | Delta Electronics | M4-TL-US | Inverters | 3840 |  | 2 |  |  | 0.96 |  | Outdoor | Next To Meter
Solar Registration Program | NJSRRE1540345360 | Paterson City | 7514 | 6 | 9.3 | Residential | No | Behind the Meter | United Solar LLC | PSE&G | Accepted | 2019-02-07 | 2019-02-11 | 2020-02-11 | Axitec | 300M | Solar Panels |  | 0.3 | 30 | 103 | 5 |  | Fixed | Roof
Solar Registration Program | NJSRRE1540345360 | Paterson City | 7514 | 6 | 9.3 | Residential | No | Behind the Meter | United Solar LLC | PSE&G | Accepted | 2019-02-07 | 2019-02-11 | 2020-02-11 | Axitec | 300M | Solar Panels |  | 0.3 | 1 | 283 | 5 |  | Fixed | Roof
Solar Registration Program | NJSRRE1540345360 | Paterson City | 7514 | 6 | 9.3 | Residential | No | Behind the Meter | United Solar LLC | PSE&G | Accepted | 2019-02-07 | 2019-02-11 | 2020-02-11 | Enphase Energy | IQ7 | Inverters | 240 |  | 31 |  |  | 0.97 |  | Outdoor | rooftop
Solar Registration Program | NJSRRE1540353031 | Medford Lakes | 8055 | 13 | 9.3 | Residential | No | Behind the Meter | Raynor Electric | PSE&G | Accepted | 2019-02-18 | 2019-02-18 | 2020-02-18 | Japan Solar | JPS-300M | Solar Panels |  | 0.3 | 2 | 237 | 20 |  | Fixed | Roof
Solar Registration Program | NJSRRE1540353031 | Medford Lakes | 8055 | 13 | 9.3 | Residential | No | Behind the Meter | Raynor Electric | PSE&G | Accepted | 2019-02-18 | 2019-02-18 | 2020-02-18 | Japan Solar | JPS-300M | Solar Panels |  | 0.3 | 29 | 57 | 20 |  | Fixed | Roof
Solar Registration Program | NJSRRE1540353031 | Medford Lakes | 8055 | 13 | 9.3 | Residential | No | Behind the Meter | Raynor Electric | PSE&G | Accepted | 2019-02-18 | 2019-02-18 | 2020-02-18 | Solar Edge | SE6000H-US | Inverters | 6000 |  | 1 |  |  | 0.99 |  | Outdoor | near meter
Solar Registration Program | NJSRRE1540353031 | Medford Lakes | 8055 | 13 | 9.3 | Residential | No | Behind the Meter | Raynor Electric | PSE&G | Accepted | 2019-02-18 | 2019-02-18 | 2020-02-18 | Solar Edge | to be determined | Meters |  |  | 1 |  |  |  |  | Outdoor
Solar Registration Program | NJSRRE1540870861 | Cranford TWP | 7016 | 10 | 9.3 | Residential | No | Behind the Meter | Palmetto Solar | PSE&G | Accepted | 2019-05-08 | 2019-05-08 | 2020-05-08 | Trina | ALLMAX | Solar Panels |  | 0.3 | 7 | 136 | 21 |  | Fixed | Roof
Solar Registration Program | NJSRRE1540870861 | Cranford TWP | 7016 | 10 | 9.3 | Residential | No | Behind the Meter | Palmetto Solar | PSE&G | Accepted | 2019-05-08 | 2019-05-08 | 2020-05-08 | Trina | ALLMAX | Solar Panels |  | 0.3 | 24 | 136 | 21 |  | Fixed | Roof
Solar Registration Program | NJSRRE1540870861 | Cranford TWP | 7016 | 10 | 9.3 | Residential | No | Behind the Meter | Palmetto Solar | PSE&G | Accepted | 2019-05-08 | 2019-05-08 | 2020-05-08 | SolarEdge | SE7600H-US | Inverters | 7600 |  | 1 |  |  | 0.99 |  | Outside | NA
Solar Registration Program | NJSRRE1540878150 | Quinton | 8072 | 16 | 9.3 | Residential | Yes | Behind the Meter | Suntuity Solar LLC | AC Electric | Accepted | 2019-04-24 | 2019-04-25 | 2020-04-25 | Yingli Green Energy | YL310D-30b | Solar Panels |  | 0.31 | 30 | 148 | 20 |  | Fixed | Roof
Solar Registration Program | NJSRRE1540878150 | Quinton | 8072 | 16 | 9.3 | Residential | Yes | Behind the Meter | Suntuity Solar LLC | AC Electric | Accepted | 2019-04-24 | 2019-04-25 | 2020-04-25 | Yingli Green Energy | YL310D-30b | Inverters | 240 |  | 30 |  |  | 0.97 |  | Outside | Behind the PV modules
Solar Registration Program | NJSRRE1540964152 | Williamstown | 8094 | 15 | 9.3 | Residential | Yes | Behind the Meter | Suntuity Solar LLC | AC Electric | Accepted | 2019-05-07 | 2019-05-10 | 2020-05-10 | Yingli Green Energy | YL310D-30b | Solar Panels |  | 0.31 | 16 | 100 | 18 |  | Fixed | Roof
Solar Registration Program | NJSRRE1540964152 | Williamstown | 8094 | 15 | 9.3 | Residential | Yes | Behind the Meter | Suntuity Solar LLC | AC Electric | Accepted | 2019-05-07 | 2019-05-10 | 2020-05-10 | Yingli Green Energy | YL310D-30b | Solar Panels |  | 0.31 | 14 | 280 | 18 |  | Fixed | Roof
Solar Registration Program | NJSRRE1540964152 | Williamstown | 8094 | 15 | 9.3 | Residential | Yes | Behind the Meter | Suntuity Solar LLC | AC Electric | Accepted | 2019-05-07 | 2019-05-10 | 2020-05-10 | Enphase Energy | IQ7-60-2-US | Inverters | 240 |  | 30 |  |  | 0.97 |  | Outdoor | Behind the PV modules
Solar Registration Program | NJSRRE1540981689 | Beverly | 8010 | 13 | 9.3 | Residential | Yes | Behind the Meter | Suntuity Solar LLC | PSE&G | Accepted | 2019-05-11 | 2019-08-22 | 2020-08-22 | Yingli Green Energy | YL310D-30b | Solar Panels |  | 0.31 | 25 | 158 | 21 |  | Fixed | Roof
Solar Registration Program | NJSRRE1540981689 | Beverly | 8010 | 13 | 9.3 | Residential | Yes | Behind the Meter | Suntuity Solar LLC | PSE&G | Accepted | 2019-05-11 | 2019-08-22 | 2020-08-22 | Yingli Green Energy | YL310D-30b | Solar Panels |  | 0.31 | 5 | 338 | 21 |  | Fixed | Roof
Solar Registration Program | NJSRRE1540981689 | Beverly | 8010 | 13 | 9.3 | Residential | Yes | Behind the Meter | Suntuity Solar LLC | PSE&G | Accepted | 2019-05-11 | 2019-08-22 | 2020-08-22 | Enphase Energy | IQ7-60-2-US | Inverters | 240 |  | 30 |  |  | 0.97 |  | Outdoor | Behind the PV Modules
Solar Registration Program | NJSRRE1540982597 | Blackwood | 8012 | 14 | 9.3 | Residential | Yes | Behind the Meter | Suntuity Solar LLC | PSE&G | Accepted | 2019-05-13 | 2019-05-15 | 2020-05-15 | Yingli Green Energy | YL310D-30b | Solar Panels |  | 0.31 | 21 | 227 | 24 |  | Fixed | Roof
Solar Registration Program | NJSRRE1540982597 | Blackwood | 8012 | 14 | 9.3 | Residential | Yes | Behind the Meter | Suntuity Solar LLC | PSE&G | Accepted | 2019-05-13 | 2019-05-15 | 2020-05-15 | Yingli Green Energy | YL310D-30b | Solar Panels |  | 0.31 | 9 | 47 | 24 |  | Fixed | Roof
Solar Registration Program | NJSRRE1540982597 | Blackwood | 8012 | 14 | 9.3 | Residential | Yes | Behind the Meter | Suntuity Solar LLC | PSE&G | Accepted | 2019-05-13 | 2019-05-15 | 2020-05-15 | Enphase Energy | IQ7-60-2-US | Inverters | 240 |  | 30 |  |  | 0.97 |  | Outdoor | Behind the PV Modules
Solar Registration Program | NJSRRE1541053310 | Cape May | 8204 | 21 | 9.3 | Residential | Yes | Behind the Meter | Suntuity Solar LLC | AC Electric | Accepted | 2019-05-30 | 2019-06-03 | 2020-06-03 | Yingli Green Energy | YL310D-30b | Solar Panels |  | 0.31 | 24 | 110 | 20 |  | Fixed | Roof
Solar Registration Program | NJSRRE1541053310 | Cape May | 8204 | 21 | 9.3 | Residential | Yes | Behind the Meter | Suntuity Solar LLC | AC Electric | Accepted | 2019-05-30 | 2019-06-03 | 2020-06-03 | Yingli Green Energy | YL310D-30b | Solar Panels |  | 0.31 | 6 | 290 | 20 |  | Fixed | Roof
Solar Registration Program | NJSRRE1541053310 | Cape May | 8204 | 21 | 9.3 | Residential | Yes | Behind the Meter | Suntuity Solar LLC | AC Electric | Accepted | 2019-05-30 | 2019-06-03 | 2020-06-03 | Enphase Energy | IQ7-60-2-US | Inverters | 240 |  | 30 |  |  | 0.97 |  | Outdoor | Behind the PV modules
Solar Registration Program | NJSRRE1541418782 | Clifton | 7013 | 6 | 9.3 | Residential | No | Behind the Meter | Suntuity Solar LLC | PSE&G | Accepted | 2019-06-18 | 2019-06-20 | 2020-06-20 | Yingli Green Energy | YL310D-30b | Solar Panels |  | 0.31 | 18 | 130 | 25 |  | Fixed | Roof
Solar Registration Program | NJSRRE1541418782 | Clifton | 7013 | 6 | 9.3 | Residential | No | Behind the Meter | Suntuity Solar LLC | PSE&G | Accepted | 2019-06-18 | 2019-06-20 | 2020-06-20 | Yingli Green Energy | YL310D-30b | Solar Panels |  | 0.31 | 12 | 130 | 25 |  | Fixed | Roof
Solar Registration Program | NJSRRE1541418782 | Clifton | 7013 | 6 | 9.3 | Residential | No | Behind the Meter | Suntuity Solar LLC | PSE&G | Accepted | 2019-06-18 | 2019-06-20 | 2020-06-20 | Enphase Energy | IQ7-60-2-US | Inverters | 240 |  | 30 |  |  | 0.97 |  | Outdoor | Behind the PV Modules
Solar Registration Program | NJSRRE1541680327 | Williamstown | 8094 | 15 | 9.3 | Residential | No | Behind the Meter | Suntuity Solar LLC | AC Electric | Accepted | 2019-07-18 | 2019-07-22 | 2020-07-22 | Yingli Green Energy | YL310D-30b | Solar Panels |  | 0.31 | 30 | 177 | 30 |  | Fixed | Roof
Solar Registration Program | NJSRRE1541680327 | Williamstown | 8094 | 15 | 9.3 | Residential | No | Behind the Meter | Suntuity Solar LLC | AC Electric | Accepted | 2019-07-18 | 2019-07-22 | 2020-07-22 | Enphase Energy | IQ7-60-2-US | Inverters | 240 |  | 30 |  |  | 0.97 |  | Outdoor | Behind the PV Modules
Solar Registration Program | NJSRRE1541692789 | Toms River | 8757 | 18 | 9.3 | Residential | No | Behind the Meter | Eznergy | JCP&L | Final As-Built Received | 2019-07-22 | 2019-07-24 | 2020-07-24 | Trina | TSM310 | Solar Panels |  | 0.31 | 22 | 175 | 26 |  | Fixed | Roof
Solar Registration Program | NJSRRE1541692789 | Toms River | 8757 | 18 | 9.3 | Residential | No | Behind the Meter | Eznergy | JCP&L | Final As-Built Received | 2019-07-22 | 2019-07-24 | 2020-07-24 | Trina | TSM310 | Solar Panels |  | 0.31 | 4 | 175 | 26 |  | Fixed | Roof
Solar Registration Program | NJSRRE1541692789 | Toms River | 8757 | 18 | 9.3 | Residential | No | Behind the Meter | Eznergy | JCP&L | Final As-Built Received | 2019-07-22 | 2019-07-24 | 2020-07-24 | Trina | TSM310 | Solar Panels |  | 0.31 | 4 | 268 | 26 |  | Fixed | Roof
Solar Registration Program | NJSRRE1541692789 | Toms River | 8757 | 18 | 9.3 | Residential | No | Behind the Meter | Eznergy | JCP&L | Final As-Built Received | 2019-07-22 | 2019-07-24 | 2020-07-24 | Enphase | IQ7 | Inverters | 230 |  | 30 |  |  | 0.97 |  | Outdoor | Under Panels on Rails
Solar Registration Program | NJSRRE1541692789 | Toms River | 8757 | 18 | 9.3 | Residential | No | Behind the Meter | Eznergy | JCP&L | Final As-Built Received | 2019-07-22 | 2019-07-24 | 2020-07-24 | Enphase | Envoy S | Meters |  |  | 1 |  |  |  | Yes | Outdoor
Solar Registration Program | NJSRRE1541712564 | Pennsauken | 8109 | 14 | 9.3 | Residential | Yes | Behind the Meter | Suntuity Solar LLC | PSE&G | Accepted | 2019-07-29 | 2019-08-01 | 2020-08-01 | Yingli Green Energy | YL310D-30b | Solar Panels |  | 0.31 | 13 | 267 | 33 |  | Fixed | Roof
Solar Registration Program | NJSRRE1541712564 | Pennsauken | 8109 | 14 | 9.3 | Residential | Yes | Behind the Meter | Suntuity Solar LLC | PSE&G | Accepted | 2019-07-29 | 2019-08-01 | 2020-08-01 | Yingli Green Energy | YL310D-30b | Solar Panels |  | 0.31 | 17 | 87 | 33 |  | Fixed | Roof
Solar Registration Program | NJSRRE1541712564 | Pennsauken | 8109 | 14 | 9.3 | Residential | Yes | Behind the Meter | Suntuity Solar LLC | PSE&G | Accepted | 2019-07-29 | 2019-08-01 | 2020-08-01 | Enphase Energy | IQ7-60-2-US | Inverters | 240 |  | 30 |  |  | 0.97 |  | Outdoor | Behind the PV Modules
Solar Registration Program | NJSRRE1541809374 | Sicklerville | 8081 | 14 | 9.3 | Residential | Yes | Behind the Meter | Suntuity Solar LLC | AC Electric | Accepted | 2019-08-09 | 2019-08-23 | 2020-08-23 | Yingli Green Energy | YL310D-30b | Solar Panels |  | 0.31 | 30 | 149 | 42 |  | Fixed | Roof
Solar Registration Program | NJSRRE1541809374 | Sicklerville | 8081 | 14 | 9.3 | Residential | Yes | Behind the Meter | Suntuity Solar LLC | AC Electric | Accepted | 2019-08-09 | 2019-08-23 | 2020-08-23 | Enphase Energy | IQ7-60-2-US | Inverters | 240 |  | 30 |  |  | 0.97 |  | Outdoor | Behind the PV Modules
Solar Registration Program | NJSRRE1541872203 | Teaneck TWP | 7666 | 7 | 9.3 | Residential | No | Behind the Meter | 1st Light Energy Inc | PSE&G | Accepted | 2019-08-21 | 2019-08-26 | 2020-08-26 | Trina | TSM-300DD05A.05-BK | Solar Panels |  | 0.3 | 4 | 110 | 43 |  | Fixed | Roof
Solar Registration Program | NJSRRE1541872203 | Teaneck TWP | 7666 | 7 | 9.3 | Residential | No | Behind the Meter | 1st Light Energy Inc | PSE&G | Accepted | 2019-08-21 | 2019-08-26 | 2020-08-26 | Trina | TSM-300DD05A.05-BK | Solar Panels |  | 0.3 | 24 | 110 | 18 |  | Fixed | Roof
Solar Registration Program | NJSRRE1541872203 | Teaneck TWP | 7666 | 7 | 9.3 | Residential | No | Behind the Meter | 1st Light Energy Inc | PSE&G | Accepted | 2019-08-21 | 2019-08-26 | 2020-08-26 | Trina | TSM-300DD05A.05-BK | Solar Panels |  | 0.3 | 3 | 108 | 43 |  | Fixed | Roof
Solar Registration Program | NJSRRE1541872203 | Teaneck TWP | 7666 | 7 | 9.3 | Residential | No | Behind the Meter | 1st Light Energy Inc | PSE&G | Accepted | 2019-08-21 | 2019-08-26 | 2020-08-26 | Solaredge | SE10000H-USRGM | Inverters | 10000 |  | 1 |  |  | 0.99 |  | Outdoor | Within 10 feet of meter
Solar Registration Program | NJSRRE1541873523 | Franklinville | 8322 | 15 | 9.3 | Residential | Yes | Behind the Meter | Suntuity Solar LLC | AC Electric | Accepted | 2019-08-22 | 2019-08-26 | 2020-08-26 | Yingli Green Energy | YL310D-30b | Solar Panels |  | 0.31 | 30 | 167 | 28 |  | Fixed | Roof
Solar Registration Program | NJSRRE1541873523 | Franklinville | 8322 | 15 | 9.3 | Residential | Yes | Behind the Meter | Suntuity Solar LLC | AC Electric | Accepted | 2019-08-22 | 2019-08-26 | 2020-08-26 | Enphase Energy | IQ7-60-2-US | Inverters | 240 |  | 30 |  |  | 0.97 |  | Outdoor | Behind the PV Modules
Solar Registration Program | NJSRRE1541883718 | Brick | 8724 | 18 | 9.3 | Residential | No | Behind the Meter | Advanced Solar & Energy Solutions, LLC | JCP&L | Accepted | 2019-08-26 | 2019-08-28 | 2020-08-28 | Trina Solar | TSM 310W | Solar Panels |  | 0.31 | 20 | 105 | 19 |  | Fixed | Roof
Solar Registration Program | NJSRRE1541883718 | Brick | 8724 | 18 | 9.3 | Residential | No | Behind the Meter | Advanced Solar & Energy Solutions, LLC | JCP&L | Accepted | 2019-08-26 | 2019-08-28 | 2020-08-28 | Trina Solar | TSM 310 W | Solar Panels |  | 0.31 | 10 | 195 | 19 |  | Fixed | Roof
Solar Registration Program | NJSRRE1541883718 | Brick | 8724 | 18 | 9.3 | Residential | No | Behind the Meter | Advanced Solar & Energy Solutions, LLC | JCP&L | Accepted | 2019-08-26 | 2019-08-28 | 2020-08-28 | Solar Edge | SE10000A-US | Inverters | 10000 |  | 1 |  |  | 0.97 |  | Indoor | Garage
Solar Registration Program | NJSRRE1541976875 | Jackson | 8527 | 18 | 9.3 | Residential | No | Behind the Meter | Powerlutions | JCP&L | Accepted | 2019-08-30 | 2019-09-04 | 2020-09-04 | Axitec | AC-310P/156-72S | Solar Panels |  | 0.31 | 30 | 221 | 37 |  | Fixed | Roof
Solar Registration Program | NJSRRE1541976875 | Jackson | 8527 | 18 | 9.3 | Residential | No | Behind the Meter | Powerlutions | JCP&L | Accepted | 2019-08-30 | 2019-09-04 | 2020-09-04 | SolarEdge | SE7600H-US | Inverters | 7.6 |  | 1 |  |  | 0.99 |  | Outdoor | Near Meter
Solar Registration Program | NJSRRE1542314731 | Kearny | 7032 | 8 | 9.3 | Residential | No | Behind the Meter | Maier Solar Engineering dba Solar Me | PSE&G | Accepted | 2019-09-06 | 2019-09-10 | 2020-09-10 | Hyundai | HiS-S300MG | Solar Panels |  | 0.3 | 16 | 303 | 35 |  | Fixed | Roof
Solar Registration Program | NJSRRE1542314731 | Kearny | 7032 | 8 | 9.3 | Residential | No | Behind the Meter | Maier Solar Engineering dba Solar Me | PSE&G | Accepted | 2019-09-06 | 2019-09-10 | 2020-09-10 | Hyundai | HiS-S300MG | Solar Panels |  | 0.3 | 6 | 23 | 35 |  | Fixed | Roof
Solar Registration Program | NJSRRE1542314731 | Kearny | 7032 | 8 | 9.3 | Residential | No | Behind the Meter | Maier Solar Engineering dba Solar Me | PSE&G | Accepted | 2019-09-06 | 2019-09-10 | 2020-09-10 | Hyundai | HiS-S300MG | Solar Panels |  | 0.3 | 5 | 123 | 35 |  | Fixed | Roof
Solar Registration Program | NJSRRE1542314731 | Kearny | 7032 | 8 | 9.3 | Residential | No | Behind the Meter | Maier Solar Engineering dba Solar Me | PSE&G | Accepted | 2019-09-06 | 2019-09-10 | 2020-09-10 | Hyundai | HiS-S300MG | Solar Panels |  | 0.3 | 4 | 213 | 35 |  | Fixed | Roof
Solar Registration Program | NJSRRE1542314731 | Kearny | 7032 | 8 | 9.3 | Residential | No | Behind the Meter | Maier Solar Engineering dba Solar Me | PSE&G | Accepted | 2019-09-06 | 2019-09-10 | 2020-09-10 | Enphase | IQ7 | Inverters | 290 |  | 23 |  |  | 0.96 |  | Outdoor | Next to meter
Solar Registration Program | NJSRRE1542317161 | Kearny | 7032 | 8 | 9.3 | Residential | No | Behind the Meter | Maier Solar Engineering dba Solar Me | PSE&G | Accepted | 2019-09-06 | 2019-09-10 | 2020-09-10 | Hyundai | HiS-S300MG | Solar Panels |  | 0.3 | 27 | 123 | 35 |  | Fixed | Roof
Solar Registration Program | NJSRRE1542317161 | Kearny | 7032 | 8 | 9.3 | Residential | No | Behind the Meter | Maier Solar Engineering dba Solar Me | PSE&G | Accepted | 2019-09-06 | 2019-09-10 | 2020-09-10 | Hyundai | HiS-300MG | Solar Panels |  | 0.3 | 4 | 213 | 35 |  | Fixed | Roof
Solar Registration Program | NJSRRE1542317161 | Kearny | 7032 | 8 | 9.3 | Residential | No | Behind the Meter | Maier Solar Engineering dba Solar Me | PSE&G | Accepted | 2019-09-06 | 2019-09-10 | 2020-09-10 | Enphase | IQ7 | Inverters | 290 |  | 8 |  |  | 0.96 |  | Outdoor | Next to meter
Solar Registration Program | NJSRRE1542373074 | Glassboro | 8028 | 15 | 9.3 | Residential | Yes | Behind the Meter | All Season Solar | AC Electric | Final As-Built Received | 2019-09-09 | 2019-09-11 | 2020-09-11 | Trina | TSMDD05H 05 II 310w | Solar Panels |  | 0.31 | 30 | 231 | 40 |  | Fixed | Roof
Solar Registration Program | NJSRRE1542373074 | Glassboro | 8028 | 15 | 9.3 | Residential | Yes | Behind the Meter | All Season Solar | AC Electric | Final As-Built Received | 2019-09-09 | 2019-09-11 | 2020-09-11 | Enphase | IQ7 | Inverters | 240 |  | 30 |  |  | 0.97 |  | Outdoor | under module
Solar Registration Program | NJSRRE1542389899 | Perth Amboy | 8861 | 11 | 9.3 | Residential | No | Behind the Meter | New Jersey Suntech | PSE&G | Accepted | 2019-09-11 | 2019-09-30 | 2020-09-30 | Jinko | JKM310M-60 | Solar Panels |  | 0.31 | 30 | 205 | 2 |  | Fixed | Roof
Solar Registration Program | NJSRRE1542389899 | Perth Amboy | 8861 | 11 | 9.3 | Residential | No | Behind the Meter | New Jersey Suntech | PSE&G | Accepted | 2019-09-11 | 2019-09-30 | 2020-09-30 | Solaredge | SE7600 | Inverters | 7600 |  | 1 |  |  | 0.97 |  | Outside | Adjacent to utility meter
Solar Registration Program | NJSRRE1542390569 | Piscataway Twp | 8854 | 11 | 9.3 | Residential | No | Behind the Meter | 1st Light Energy Inc | PSE&G | Accepted | 2019-09-11 | 2019-10-31 | 2020-10-31 | Longi | LR6-60HPB-310M | Solar Panels |  | 0.31 | 30 | 248 | 22 |  | Fixed | Roof
Solar Registration Program | NJSRRE1542390569 | Piscataway Twp | 8854 | 11 | 9.3 | Residential | No | Behind the Meter | 1st Light Energy Inc | PSE&G | Accepted | 2019-09-11 | 2019-10-31 | 2020-10-31 | SolarEdge | SE7600H-USRGM | Inverters | 7600 |  | 1 |  |  | 0.99 |  | Outside | within 10 feet of meter
Solar Registration Program | NJSRRE1542390585 | Mount Holly Twp | 8060 | 13 | 9.3 | Residential | No | Behind the Meter | 1st Light Energy Inc | PSE&G | Accepted | 2019-09-11 | 2019-09-13 | 2020-09-13 | Longi | LR6-60HPB-310M | Solar Panels |  | 0.31 | 9 | 298 | 23 |  | Fixed | Roof
Solar Registration Program | NJSRRE1542390585 | Mount Holly Twp | 8060 | 13 | 9.3 | Residential | No | Behind the Meter | 1st Light Energy Inc | PSE&G | Accepted | 2019-09-11 | 2019-09-13 | 2020-09-13 | Longi | LR6-60HPB-310M | Solar Panels |  | 0.31 | 11 | 118 | 23 |  | Fixed | Roof
Solar Registration Program | NJSRRE1542390585 | Mount Holly Twp | 8060 | 13 | 9.3 | Residential | No | Behind the Meter | 1st Light Energy Inc | PSE&G | Accepted | 2019-09-11 | 2019-09-13 | 2020-09-13 | Longi | LR6-60HPB-310M | Solar Panels |  | 0.31 | 10 | 118 | 5 |  | Fixed | Roof
Solar Registration Program | NJSRRE1542390585 | Mount Holly Twp | 8060 | 13 | 9.3 | Residential | No | Behind the Meter | 1st Light Energy Inc | PSE&G | Accepted | 2019-09-11 | 2019-09-13 | 2020-09-13 | SMA | SB 7.0-US | Inverters | 7000 |  | 1 |  |  | 0.98 |  | Outside | within 10 feet of meter
Solar Registration Program | NJSRRE1542408812 | Atco | 8004 | 14 | 9.3 | Residential | No | Behind the Meter | Bright Planet Solar | AC Electric | Accepted | 2019-09-16 | 2019-09-18 | 2020-09-18 | Trina Solar | TSM-DD05A.18(II) 300W | Solar Panels |  | 0.3 | 9 | 180 | 18 |  | Fixed | Roof
Solar Registration Program | NJSRRE1542408812 | Atco | 8004 | 14 | 9.3 | Residential | No | Behind the Meter | Bright Planet Solar | AC Electric | Accepted | 2019-09-16 | 2019-09-18 | 2020-09-18 | Trina Solar | TSM-DD05A.18(II) 300W | Solar Panels |  | 0.3 | 17 | 90 | 18 |  | Fixed | Roof
Solar Registration Program | NJSRRE1542408812 | Atco | 8004 | 14 | 9.3 | Residential | No | Behind the Meter | Bright Planet Solar | AC Electric | Accepted | 2019-09-16 | 2019-09-18 | 2020-09-18 | Trina Solar | TSM-DD05A.18(II) 300W | Solar Panels |  | 0.3 | 5 | 270 | 18 |  | Fixed | Pole
Solar Registration Program | NJSRRE1542408812 | Atco | 8004 | 14 | 9.3 | Residential | No | Behind the Meter | Bright Planet Solar | AC Electric | Accepted | 2019-09-16 | 2019-09-18 | 2020-09-18 | Solar Edge | SE6000H-USRGM | Inverters | 6000 |  | 1 |  |  | 0.98 |  | Outdoor | Next to Meter
Solar Registration Program | NJSRRE1542421750 | Linden | 7036 | 10 | 9.3 | Residential | No | Behind the Meter | New Jersey Suntech | PSE&G | Accepted | 2019-09-19 | 2019-09-23 | 2020-09-23 | Jinko | JKM310 | Solar Panels |  | 0.31 | 30 | 220 | 22 |  | Fixed | Roof
Solar Registration Program | NJSRRE1542421750 | Linden | 7036 | 10 | 9.3 | Residential | No | Behind the Meter | New Jersey Suntech | PSE&G | Accepted | 2019-09-19 | 2019-09-23 | 2020-09-23 | Solaredge | SE7600 | Inverters | 7600 |  | 1 |  |  | 0.97 |  | Outside | Adjacent to utility meter
Solar Registration Program | NJSRRE1542501266 | Florence Township | 8518 | 13 | 9.3 | Residential | No | Behind the Meter | 1st Light Energy Inc | PSE&G | Accepted | 2019-10-03 | 2019-10-10 | 2020-10-10 | Longi | LR6-60HPB-310M | Solar Panels |  | 0.31 | 30 | 93 | 34 |  | Fixed | Roof
Solar Registration Program | NJSRRE1542501266 | Florence Township | 8518 | 13 | 9.3 | Residential | No | Behind the Meter | 1st Light Energy Inc | PSE&G | Accepted | 2019-10-03 | 2019-10-10 | 2020-10-10 | SMA | SB 7.7-US (240V) | Inverters | 7700 |  | 1 |  |  | 0.98 |  | Outside | within 10 feet of meter
Solar Registration Program | NJSRRE1542504720 | Tuckerton | 8087 | 18 | 9.3 | Residential | No | Behind the Meter | Orbit Energy & Power, LLC | AC Electric | Accepted | 2019-10-04 | 2019-10-08 | 2020-10-08 | axitec | axitec 310 | Solar Panels |  | 0.31 | 30 | 253 | 53 |  | Fixed | Roof
Solar Registration Program | NJSRRE1542504720 | Tuckerton | 8087 | 18 | 9.3 | Residential | No | Behind the Meter | Orbit Energy & Power, LLC | AC Electric | Accepted | 2019-10-04 | 2019-10-08 | 2020-10-08 | enphase | iq7 | Inverters | 240 |  | 30 |  |  | 0.986 |  | Outside | panel
Solar Registration Program | NJSRRE1542512446 | Whitesboro | 8252 | 21 | 9.3 | Residential | Yes | Behind the Meter | Orbit Energy & Power, LLC | AC Electric | Accepted | 2019-10-07 | 2019-10-09 | 2020-10-09 | trina | tsm310 | Solar Panels |  | 0.31 | 30 | 203 | 27 |  | Fixed | Roof
Solar Registration Program | NJSRRE1542512446 | Whitesboro | 8252 | 21 | 9.3 | Residential | Yes | Behind the Meter | Orbit Energy & Power, LLC | AC Electric | Accepted | 2019-10-07 | 2019-10-09 | 2020-10-09 | enphase | iq7 | Inverters | 240 |  | 30 |  |  | 0.986 |  | Outside | panel
Solar Registration Program | NJSRRE1542513430 | Steelmanville | 8234 | 19 | 9.3 | Residential | No | Behind the Meter | Advanced Renewable Solutions | AC Electric | Accepted | 2019-10-07 | 2019-10-10 | 2020-10-10 | TRINA SOLAR | TSM-310DDO5A.05 | Solar Panels |  | 0.31 | 30 | 237, 234 | 15 |  | Fixed | Roof
Solar Registration Program | NJSRRE1542513430 | Steelmanville | 8234 | 19 | 9.3 | Residential | No | Behind the Meter | Advanced Renewable Solutions | AC Electric | Accepted | 2019-10-07 | 2019-10-10 | 2020-10-10 | SOLAR EDGE | SE7600H-US000N-NC2 | Inverters | 7600 |  | 1 |  |  | 0.992 |  | Outdoor | Wall mounted, adjacent to Utility Meter and Disconnect
Solar Registration Program | NJSRRE1542518888 | Braddock | 8037 | 19 | 9.3 | Residential | Yes | Behind the Meter | Orbit Energy & Power, LLC | AC Electric | Accepted | 2019-10-09 | 2019-10-11 | 2020-10-11 | trina | tsm310 | Solar Panels |  | 0.31 | 30 | 139 | 20 |  | Fixed | Roof
Solar Registration Program | NJSRRE1542518888 | Braddock | 8037 | 19 | 9.3 | Residential | Yes | Behind the Meter | Orbit Energy & Power, LLC | AC Electric | Accepted | 2019-10-09 | 2019-10-11 | 2020-10-11 | enphase | iq7 | Inverters | 240 |  | 30 |  |  | 0.986 |  | Outside | panel
Solar Registration Program | NJSRRE1542521400 | Mullica Hill | 8062 | 15 | 9.3 | Residential | No | Behind the Meter | RCL Enterprises Inc. | AC Electric | Accepted | 2019-10-09 | 2019-10-11 | 2020-10-11 | Trina Solar | TSM-310DD05H | Solar Panels |  | 0.31 | 30 | 212 | 30 |  | Fixed | Roof
Solar Registration Program | NJSRRE1542521400 | Mullica Hill | 8062 | 15 | 9.3 | Residential | No | Behind the Meter | RCL Enterprises Inc. | AC Electric | Accepted | 2019-10-09 | 2019-10-11 | 2020-10-11 | Enphase | IQ7 | Inverters | 7200 |  | 30 |  |  | 0.96 |  | Outdoor | under panels
Solar Registration Program | NJSRRE1542524833 | Sicklerville | 8081 | 14 | 9.3 | Residential | No | Behind the Meter | Acos Energy, LLC | AC Electric | Accepted | 2019-10-10 | 2019-10-14 | 2020-10-14 | Trina | TSM DD05H 05 II 310W | Solar Panels |  | 0.31 | 6 | 167 | 30 |  | Fixed | Roof
Solar Registration Program | NJSRRE1542524833 | Sicklerville | 8081 | 14 | 9.3 | Residential | No | Behind the Meter | Acos Energy, LLC | AC Electric | Accepted | 2019-10-10 | 2019-10-14 | 2020-10-14 | Trina | TSM DD05H 05 II 310W | Solar Panels |  | 0.31 | 13 | 167 | 30 |  | Fixed | Roof
Solar Registration Program | NJSRRE1542524833 | Sicklerville | 8081 | 14 | 9.3 | Residential | No | Behind the Meter | Acos Energy, LLC | AC Electric | Accepted | 2019-10-10 | 2019-10-14 | 2020-10-14 | Trina | TSM DD05H 05 II 310W | Solar Panels |  | 0.31 | 11 | 167 | 35 |  | Fixed | Roof
Solar Registration Program | NJSRRE1542524833 | Sicklerville | 8081 | 14 | 9.3 | Residential | No | Behind the Meter | Acos Energy, LLC | AC Electric | Accepted | 2019-10-10 | 2019-10-14 | 2020-10-14 | Enphase | IQ7 | Inverters | 0.24 |  | 30 |  |  | 0.97 |  | Outside | Roof
Solar Registration Program | NJSRRE1542528729 | Toms River | 8753 | 18 | 9.3 | Residential | Yes | Behind the Meter | Solar Energy World | JCP&L | Accepted | 2019-10-11 | 2019-10-15 | 2020-10-15 | LONGi Green Energy Technology | LR6-60PE-310M | Solar Panels |  | 0.31 | 30 | 181 | 30 |  | Fixed | Roof
Solar Registration Program | NJSRRE1542528729 | Toms River | 8753 | 18 | 9.3 | Residential | Yes | Behind the Meter | Solar Energy World | JCP&L | Accepted | 2019-10-11 | 2019-10-15 | 2020-10-15 | Solar Edge | SE10000H-USRGM | Inverters | 10000 |  | 1 |  |  | 0.98 |  | Outside | near meter
Solar Registration Program | NJSRRE1542543779 | Garwood | 7027 | 10 | 9.3 | Residential | No | Behind the Meter | Skyline Solar LLC | PSE&G | Accepted | 2019-10-15 | 2019-10-17 | 2020-10-17 | Silfab | SLA-M 300 | Solar Panels |  | 0.3 | 9 | 259 | 15 |  | Fixed | Roof
Solar Registration Program | NJSRRE1542543779 | Garwood | 7027 | 10 | 9.3 | Residential | No | Behind the Meter | Skyline Solar LLC | PSE&G | Accepted | 2019-10-15 | 2019-10-17 | 2020-10-17 | Silfab | SLA-M 300 | Solar Panels |  | 0.3 | 6 | 259 | 15 |  | Fixed | Roof
Solar Registration Program | NJSRRE1542543779 | Garwood | 7027 | 10 | 9.3 | Residential | No | Behind the Meter | Skyline Solar LLC | PSE&G | Accepted | 2019-10-15 | 2019-10-17 | 2020-10-17 | Silfab | SLA-M 300 | Solar Panels |  | 0.3 | 8 | 79 | 15 |  | Fixed | Roof
Solar Registration Program | NJSRRE1542543779 | Garwood | 7027 | 10 | 9.3 | Residential | No | Behind the Meter | Skyline Solar LLC | PSE&G | Accepted | 2019-10-15 | 2019-10-17 | 2020-10-17 | Silfa b | SLA-M 300 | Solar Panels |  | 0.3 | 8 | 79 | 15 |  | Fixed | Roof
Solar Registration Program | NJSRRE1542543779 | Garwood | 7027 | 10 | 9.3 | Residential | No | Behind the Meter | Skyline Solar LLC | PSE&G | Accepted | 2019-10-15 | 2019-10-17 | 2020-10-17 | Solaredge | SE7600H-US RGM | Inverters | 7600 |  | 1 |  |  | 0.99 |  | Outdoor | by meter
Solar Registration Program | NJSRRE1542543823 | Mount Luarel | 8054 | 13 | 9.3 | Residential | Yes | Behind the Meter | Orbit Energy & Power, LLC | AC Electric | Accepted | 2019-10-16 | 2019-10-17 | 2020-10-17 | trina | tsm 310 | Solar Panels |  | 0.3 | 28 | 102 | 22 |  | Fixed | Roof
Solar Registration Program | NJSRRE1542543823 | Mount Luarel | 8054 | 13 | 9.3 | Residential | Yes | Behind the Meter | Orbit Energy & Power, LLC | AC Electric | Accepted | 2019-10-16 | 2019-10-17 | 2020-10-17 | trina | tsm 310 | Solar Panels |  | 0.3 | 3 | 282 | 22 |  | Fixed | Roof
Solar Registration Program | NJSRRE1542543823 | Mount Luarel | 8054 | 13 | 9.3 | Residential | Yes | Behind the Meter | Orbit Energy & Power, LLC | AC Electric | Accepted | 2019-10-16 | 2019-10-17 | 2020-10-17 | enphase | iq7 | Inverters | 240 |  | 31 |  |  | 0.986 |  | Outside | panel
Solar Registration Program | NJSRRE1542556957 | Toms River | 8753 | 18 | 9.3 | Residential | No | Behind the Meter | Kopp Electric Company | JCP&L | Accepted | 2019-10-18 | 2019-10-22 | 2020-10-22 | CertainTeed | CT300M11-03 | Solar Panels |  | 0.31 | 30 | 204 | 18 |  | Fixed | Roof
Solar Registration Program | NJSRRE1542556957 | Toms River | 8753 | 18 | 9.3 | Residential | No | Behind the Meter | Kopp Electric Company | JCP&L | Accepted | 2019-10-18 | 2019-10-22 | 2020-10-22 | Solar Edge | SE7600H-US | Inverters | 7600 |  | 1 |  |  | 0.975 |  | Outside | Next to meter
Solar Registration Program | NJSRRE1542561906 | Sewaren | 7077 | 11 | 9.3 | Residential | No | Behind the Meter | Whitman Construction, LLC | PSE&G | Accepted | 2019-10-22 | 2019-10-23 | 2020-10-23 | Trina Solar | TSM-310DD05A | Solar Panels |  | 0.31 | 16 | 88 | 23 |  | Fixed | Roof
Solar Registration Program | NJSRRE1542561906 | Sewaren | 7077 | 11 | 9.3 | Residential | No | Behind the Meter | Whitman Construction, LLC | PSE&G | Accepted | 2019-10-22 | 2019-10-23 | 2020-10-23 | Trina Solar | TSM-310DD05A | Solar Panels |  | 0.31 | 14 | 268 | 23 |  | Fixed | Roof
Solar Registration Program | NJSRRE1542561906 | Sewaren | 7077 | 11 | 9.3 | Residential | No | Behind the Meter | Whitman Construction, LLC | PSE&G | Accepted | 2019-10-22 | 2019-10-23 | 2020-10-23 | Enphase Energy | IQ7-60-2-US | Inverters | 0.24 |  | 30 |  |  | 0.976 |  | Outside | roof
Solar Registration Program | NJSRRE1542581650 | Estell Manor | 8319 | 19 | 9.3 | Residential | Yes | Behind the Meter | All Season Solar | AC Electric | Accepted | 2019-10-24 | 2019-10-28 | 2020-10-28 | Trina | TSM DD05H.05II 310W AUG 2019 | Solar Panels |  | 0.31 | 30 | 251 | 34 |  | Fixed | Roof
Solar Registration Program | NJSRRE1542581650 | Estell Manor | 8319 | 19 | 9.3 | Residential | Yes | Behind the Meter | All Season Solar | AC Electric | Accepted | 2019-10-24 | 2019-10-28 | 2020-10-28 | Enphase | IQ7 | Inverters | 240 |  | 30 |  |  | 0.97 |  | Outdoor | Under Module
Solar Registration Program | NJSRRE1542684445 | Gloucester Twp | 8012 | 14 | 9.3 | Residential | No | Behind the Meter | Orbit Energy & Power, LLC | PSE&G | Accepted | 2019-10-28 | 2019-10-30 | 2020-10-30 | trina | tsm 310 | Solar Panels |  | 0.31 | 30 | 274 | 20 |  | Fixed | Roof
Solar Registration Program | NJSRRE1542684445 | Gloucester Twp | 8012 | 14 | 9.3 | Residential | No | Behind the Meter | Orbit Energy & Power, LLC | PSE&G | Accepted | 2019-10-28 | 2019-10-30 | 2020-10-30 | enphase | iq7 | Inverters | 240 |  | 30 |  |  | 0.986 |  | Outside | panel
Solar Registration Program | NJSRRE1542709937 | Cherry Hill | 8003 | 14 | 9.3 | Residential | No | Behind the Meter | Exact Solar | PSE&G | Accepted | 2019-10-29 | 2019-10-31 | 2020-10-31 | Aaxitec | AC-310MH/120S | Solar Panels |  | 0.31 | 19 | 183 | 28 |  | Fixed | Roof
Solar Registration Program | NJSRRE1542709937 | Cherry Hill | 8003 | 14 | 9.3 | Residential | No | Behind the Meter | Exact Solar | PSE&G | Accepted | 2019-10-29 | 2019-10-31 | 2020-10-31 | Axitec | AC-310MH/120S | Solar Panels |  | 0.31 | 7 | 273 | 38 |  | Fixed | Roof
Solar Registration Program | NJSRRE1542709937 | Cherry Hill | 8003 | 14 | 9.3 | Residential | No | Behind the Meter | Exact Solar | PSE&G | Accepted | 2019-10-29 | 2019-10-31 | 2020-10-31 | Axitec | AC-310MH/120S | Solar Panels |  | 0.31 | 4 | 93 | 38 |  | Fixed | Roof
Solar Registration Program | NJSRRE1542709937 | Cherry Hill | 8003 | 14 | 9.3 | Residential | No | Behind the Meter | Exact Solar | PSE&G | Accepted | 2019-10-29 | 2019-10-31 | 2020-10-31 | Enphase | IQ7+ | Inverters | 0.29 |  | 30 |  |  | 0.97 |  | Outside | under panels
Solar Registration Program | NJSRRE1542839488 | Hillsborough | 8844 | 5 | 9.3 | Residential | No | Behind the Meter | Greentech Solar USA LLC | PSE&G | Accepted | 2019-10-31 | 2019-11-04 | 2020-11-04 | Trina Solar | TSM-DD5A 300M | Solar Panels |  | 0.3 | 31 | 125 | 40 |  | Fixed | Roof
Solar Registration Program | NJSRRE1542839488 | Hillsborough | 8844 | 5 | 9.3 | Residential | No | Behind the Meter | Greentech Solar USA LLC | PSE&G | Accepted | 2019-10-31 | 2019-11-04 | 2020-11-04 | Growatt | 9000MTLP-US | Inverters | 9000 |  | 1 |  |  | 0.97 |  | Indoor | Basement Wall
Solar Registration Program | NJSRRE1542956724 | Williamstown | 8094 | 15 | 9.3 | Residential | Yes | Behind the Meter | Bright Planet Solar | AC Electric | Accepted | 2019-11-05 | 2019-11-07 | 2020-11-07 | Hanwha Q-Cells | Q.PEAK-G4.1 300W | Solar Panels |  | 0.3 | 23 | 218 | 22 |  | Fixed | Roof
Solar Registration Program | NJSRRE1542956724 | Williamstown | 8094 | 15 | 9.3 | Residential | Yes | Behind the Meter | Bright Planet Solar | AC Electric | Accepted | 2019-11-05 | 2019-11-07 | 2020-11-07 | Hanwha Q-Cells | Q.PEAK-G4.1 300W | Solar Panels |  | 0.3 | 8 | 218 | 22 |  | Fixed | Roof
Solar Registration Program | NJSRRE1542956724 | Williamstown | 8094 | 15 | 9.3 | Residential | Yes | Behind the Meter | Bright Planet Solar | AC Electric | Accepted | 2019-11-05 | 2019-11-07 | 2020-11-07 | Solar Edge | SE7600H-USRGM | Inverters | 7600 |  | 1 |  |  | 0.98 |  | Outdoor | Next to meter
Solar Registration Program | NJSRRE1543056675 | Marlton | 8053 | 13 | 9.3 | Residential | No | Behind the Meter | R U Bright LLC | PSE&G | Accepted | 2019-11-08 | 2019-11-12 | 2020-11-12 | Mission Solar | MSE310SQ8T | Solar Panels |  | 0.31 | 30 | 174 | 18 |  | Fixed | Roof
Solar Registration Program | NJSRRE1543056675 | Marlton | 8053 | 13 | 9.3 | Residential | No | Behind the Meter | R U Bright LLC | PSE&G | Accepted | 2019-11-08 | 2019-11-12 | 2020-11-12 | Enphase | IQ7 | Inverters | 240 |  | 30 |  |  | 0.97 |  | Outside | under modules on roof
Solar Registration Program | NJSRRE1543293034 | Lakewood | 8701 | 18 | 9.3 | Residential | No | Behind the Meter | Powerlutions | JCP&L | Accepted | 2019-11-14 | 2019-11-19 | 2020-11-19 | Trina | TSM-310 DD05A | Solar Panels |  | 0.31 | 24 | 187 | 26 |  | Fixed | Roof
Solar Registration Program | NJSRRE1543293034 | Lakewood | 8701 | 18 | 9.3 | Residential | No | Behind the Meter | Powerlutions | JCP&L | Accepted | 2019-11-14 | 2019-11-19 | 2020-11-19 | Trina | TSM-310 DD05A | Solar Panels |  | 0.31 | 6 | 97 | 36 |  | Fixed | Roof
Solar Registration Program | NJSRRE1543293034 | Lakewood | 8701 | 18 | 9.3 | Residential | No | Behind the Meter | Powerlutions | JCP&L | Accepted | 2019-11-14 | 2019-11-19 | 2020-11-19 | Solar Edge | SE7600H-US | Inverters | 7.6 |  | 1 |  |  | 0.99 |  | Outdoor | near meter
Solar Registration Program | NJSRRE1543417276 | Edison | 8820 | 11 | 9.3 | Residential | No | Behind the Meter | US Clean Energy Construction Inc. | PSE&G | Accepted | 2019-11-18 | 2019-11-20 | 2020-11-20 | TGrina | Trina Black 310W | Solar Panels |  | 0.31 | 13 | 260 | 30 |  | Fixed | Roof
Solar Registration Program | NJSRRE1543417276 | Edison | 8820 | 11 | 9.3 | Residential | No | Behind the Meter | US Clean Energy Construction Inc. | PSE&G | Accepted | 2019-11-18 | 2019-11-20 | 2020-11-20 | Trina | Trina Black 310 | Solar Panels |  | 0.31 | 17 | 87 | 30 |  | Fixed | Roof
Solar Registration Program | NJSRRE1543417276 | Edison | 8820 | 11 | 9.3 | Residential | No | Behind the Meter | US Clean Energy Construction Inc. | PSE&G | Accepted | 2019-11-18 | 2019-11-20 | 2020-11-20 | Fronius | Primo7.6-1 | Inverters | 7600 |  | 1 |  |  | 0.98 |  | Indoor | basement
Solar Registration Program | NJSRRE1543417276 | Edison | 8820 | 11 | 9.3 | Residential | No | Behind the Meter | US Clean Energy Construction Inc. | PSE&G | Accepted | 2019-11-18 | 2019-11-20 | 2020-11-20 | Vison Meter | 2E2A1P | Meters |  |  | 1 |  |  |  | Yes | Indoor
Solar Registration Program | NJSRRE1543434407 | Pleasantville | 8232 | 19 | 9.3 | Residential | Yes | Behind the Meter | All Season Solar | AC Electric | Accepted | 2019-11-21 | 2019-11-26 | 2020-11-26 | Trina | TSM DD05H.05II 310W AUG 2019 | Solar Panels |  | 0.31 | 18 | 208 | 25 |  | Fixed | Roof
Solar Registration Program | NJSRRE1543434407 | Pleasantville | 8232 | 19 | 9.3 | Residential | Yes | Behind the Meter | All Season Solar | AC Electric | Accepted | 2019-11-21 | 2019-11-26 | 2020-11-26 | Trina | TSM DD05H.05II 310W AUG 2019 | Solar Panels |  | 0.31 | 12 | 208 | 25 |  | Fixed | Roof
Solar Registration Program | NJSRRE1543434407 | Pleasantville | 8232 | 19 | 9.3 | Residential | Yes | Behind the Meter | All Season Solar | AC Electric | Accepted | 2019-11-21 | 2019-11-26 | 2020-11-26 | Enphase | IQ7 | Inverters | 240 |  | 30 |  |  | 0.97 |  | Outdoor | Under Module
Solar Registration Program | NJSRRE1543436467 | Old Bridge | 8857 | 11 | 9.3 | Residential | No | Behind the Meter | Power Home Remodeling Group | JCP&L | Accepted | 2019-11-22 | 2019-11-26 | 2020-11-26 | Hyundai | HiS-S300RG | Solar Panels |  | 0.3 | 3 | 110 | 40 |  | Fixed | Roof
Solar Registration Program | NJSRRE1543436467 | Old Bridge | 8857 | 11 | 9.3 | Residential | No | Behind the Meter | Power Home Remodeling Group | JCP&L | Accepted | 2019-11-22 | 2019-11-26 | 2020-11-26 | Hyundai | HiS-S300RG | Solar Panels |  | 0.3 | 3 | 200 | 31 |  | Fixed | Roof
Solar Registration Program | NJSRRE1543436467 | Old Bridge | 8857 | 11 | 9.3 | Residential | No | Behind the Meter | Power Home Remodeling Group | JCP&L | Accepted | 2019-11-22 | 2019-11-26 | 2020-11-26 | Hyundai | HiS-S300RG | Solar Panels |  | 0.3 | 25 | 200 | 27 |  | Fixed | Roof
Solar Registration Program | NJSRRE1543436467 | Old Bridge | 8857 | 11 | 9.3 | Residential | No | Behind the Meter | Power Home Remodeling Group | JCP&L | Accepted | 2019-11-22 | 2019-11-26 | 2020-11-26 | Solar Edge | SE7600H-US | Inverters | 7600 |  | 1 |  |  | 0.99 |  | Outdoor | Near Meter
Solar Registration Program | NJSRRE1543436467 | Old Bridge | 8857 | 11 | 9.3 | Residential | No | Behind the Meter | Power Home Remodeling Group | JCP&L | Accepted | 2019-11-22 | 2019-11-26 | 2020-11-26 | Solar Edge | Revenue Grade Data Ansi C12.20 | Meters |  |  | 1 |  |  |  | Yes | Outdoor
Solar Registration Program | NJSRRE1543443490 | Sicklerville | 8081 | 14 | 9.3 | Residential | Yes | Behind the Meter | Orbit Energy & Power, LLC | AC Electric | Accepted | 2019-11-25 | 2019-11-27 | 2020-11-27 | TRINA SOLAR | TSM-DD05A.08(II) 310W | Solar Panels |  | 0.31 | 20 | 334 | 19 |  | Fixed | Roof
Solar Registration Program | NJSRRE1543443490 | Sicklerville | 8081 | 14 | 9.3 | Residential | Yes | Behind the Meter | Orbit Energy & Power, LLC | AC Electric | Accepted | 2019-11-25 | 2019-11-27 | 2020-11-27 | TRINA SOLAR | TSM-DD05A.08(II) 310W | Solar Panels |  | 0.31 | 10 | 154 | 19 |  | Fixed | Roof
Solar Registration Program | NJSRRE1543443490 | Sicklerville | 8081 | 14 | 9.3 | Residential | Yes | Behind the Meter | Orbit Energy & Power, LLC | AC Electric | Accepted | 2019-11-25 | 2019-11-27 | 2020-11-27 | Enphase | IQ7-60-2-US | Inverters | 0.24 |  | 30 |  |  | 0.99 |  | Outside | roof
Solar Registration Program | NJSRRE1543450709 | Manahawkin | 8050 | 18 | 9.3 | Residential | Yes | Behind the Meter | Reliable Power and Solar | AC Electric | Accepted | 2019-11-27 | 2019-12-03 | 2020-12-03 | trina | tsmdd05 | Solar Panels |  | 0.31 | 4 | 244 | 34 |  | Fixed | Roof | roof
Solar Registration Program | NJSRRE1543450709 | Manahawkin | 8050 | 18 | 9.3 | Residential | Yes | Behind the Meter | Reliable Power and Solar | AC Electric | Accepted | 2019-11-27 | 2019-12-03 | 2020-12-03 | trina | tsmdd05 | Solar Panels |  | 0.31 | 5 | 154 | 34 |  | Fixed | Roof | roof
Solar Registration Program | NJSRRE1543450709 | Manahawkin | 8050 | 18 | 9.3 | Residential | Yes | Behind the Meter | Reliable Power and Solar | AC Electric | Accepted | 2019-11-27 | 2019-12-03 | 2020-12-03 | trina | tsmdd05 | Solar Panels |  | 0.31 | 6 | 154 | 34 |  | Fixed | Roof | roof
Solar Registration Program | NJSRRE1543450709 | Manahawkin | 8050 | 18 | 9.3 | Residential | Yes | Behind the Meter | Reliable Power and Solar | AC Electric | Accepted | 2019-11-27 | 2019-12-03 | 2020-12-03 | trina | tsmdd05 | Solar Panels |  | 0.31 | 4 | 244 | 34 |  | Fixed | Roof | roof
Solar Registration Program | NJSRRE1543450709 | Manahawkin | 8050 | 18 | 9.3 | Residential | Yes | Behind the Meter | Reliable Power and Solar | AC Electric | Accepted | 2019-11-27 | 2019-12-03 | 2020-12-03 | trina | tsmdd05 | Solar Panels |  | 0.31 | 6 | 244 | 34 |  | Fixed | Roof | roof
Solar Registration Program | NJSRRE1543450709 | Manahawkin | 8050 | 18 | 9.3 | Residential | Yes | Behind the Meter | Reliable Power and Solar | AC Electric | Accepted | 2019-11-27 | 2019-12-03 | 2020-12-03 | trina | tsmdd05 | Solar Panels |  | 0.31 | 5 | 64 | 34 |  | Fixed | Roof | roof
Solar Registration Program | NJSRRE1543450709 | Manahawkin | 8050 | 18 | 9.3 | Residential | Yes | Behind the Meter | Reliable Power and Solar | AC Electric | Accepted | 2019-11-27 | 2019-12-03 | 2020-12-03 | enphase | IQ7 | Inverters | 240 |  | 30 |  |  | 0.97 |  | Outdoor | rood
Solar Registration Program | NJSRRE1543501924 | Brick | 8723 | 18 | 9.3 | Residential | Yes | Behind the Meter | Solar Energy World | JCP&L | Accepted | 2019-12-09 | 2019-12-11 | 2020-12-11 | LONGi Green Energy Technology | LR6-60HPB-310M | Solar Panels |  | 0.31 | 30 | 247 | 18 |  | Fixed | Roof
Solar Registration Program | NJSRRE1543501924 | Brick | 8723 | 18 | 9.3 | Residential | Yes | Behind the Meter | Solar Energy World | JCP&L | Accepted | 2019-12-09 | 2019-12-11 | 2020-12-11 | Enphase | IQ7-60-x-US | Inverters | 310 |  | 30 |  |  | 0.973 |  | Outdoor | near panels
Solar Registration Program | NJSRRE1543501954 | Manahawkin | 8050 | 18 | 9.3 | Residential | No | Behind the Meter | Spectrum Energy, Inc. | AC Electric | Accepted | 2019-12-10 | 2019-12-11 | 2020-12-11 | Axitec | AC-310M | Solar Panels |  | 0.31 | 12 | 218 | 22 |  | Fixed | Roof
Solar Registration Program | NJSRRE1543501954 | Manahawkin | 8050 | 18 | 9.3 | Residential | No | Behind the Meter | Spectrum Energy, Inc. | AC Electric | Accepted | 2019-12-10 | 2019-12-11 | 2020-12-11 | Axitevc | AC-310M | Solar Panels |  | 0.31 | 18 | 38 | 22 |  | Fixed | Roof
Solar Registration Program | NJSRRE1543501954 | Manahawkin | 8050 | 18 | 9.3 | Residential | No | Behind the Meter | Spectrum Energy, Inc. | AC Electric | Accepted | 2019-12-10 | 2019-12-11 | 2020-12-11 | Enphase | IQ7-60-ACM-US | Inverters | 240 |  | 30 |  |  | 0.97 |  | Outdoor | under each panel
Solar Registration Program | NJSRRE1543533916 | Lafayette | 7848 | 1 | 9.3 | Residential | No | Behind the Meter | American Home Contractors | JCP&L | Accepted | 2019-12-12 | 2019-12-20 | 2020-12-20 | Silfab | SLA-M 310 (DecoTech RI2000) | Solar Panels |  | 0.31 | 30 | 180 | 37 |  | Fixed | Roof
Solar Registration Program | NJSRRE1543533916 | Lafayette | 7848 | 1 | 9.3 | Residential | No | Behind the Meter | American Home Contractors | JCP&L | Accepted | 2019-12-12 | 2019-12-20 | 2020-12-20 | SolarEdge | SE7600H-US (240V) | Inverters | 7600 |  | 1 |  |  | 0.992 |  | Outside | Southwest corner of home, outdoors
Solar Registration Program | NJSRRE1543565278 | WEST ORANGE | 7052 | 9 | 9.3 | Residential | No | Behind the Meter | UNITED SOLAR | PSE&G | Accepted | 2019-12-18 | 2019-12-23 | 2020-12-23 | AXITEC | AC-310M/156-60S | Solar Panels |  | 0.31 | 30 | 112 | 0.12 |  | Fixed | Roof
Solar Registration Program | NJSRRE1543565278 | WEST ORANGE | 7052 | 9 | 9.3 | Residential | No | Behind the Meter | UNITED SOLAR | PSE&G | Accepted | 2019-12-18 | 2019-12-23 | 2020-12-23 | APS | YC600 | Inverters | 548 |  | 15 |  |  | 0.97 |  | Outside | ROOF
Solar Registration Program | NJSRRE1540853090 | Williamstown | 8094 | 15 | 9.32 | Residential | Yes | Behind the Meter | Suntuity Solar LLC | AC Electric | Accepted | 2019-04-15 | 2019-04-16 | 2020-04-16 | Yingli Green Energy | YL310D-30b | Solar Panels |  | 0.31 | 12 | 7 | 18 |  | Fixed | Roof
Solar Registration Program | NJSRRE1540853090 | Williamstown | 8094 | 15 | 9.32 | Residential | Yes | Behind the Meter | Suntuity Solar LLC | AC Electric | Accepted | 2019-04-15 | 2019-04-16 | 2020-04-16 | Yingli Green Energy | YL310D-30b | Solar Panels |  | 0.315 | 3 | 97 | 20 |  | Fixed | Roof
Solar Registration Program | NJSRRE1540853090 | Williamstown | 8094 | 15 | 9.32 | Residential | Yes | Behind the Meter | Suntuity Solar LLC | AC Electric | Accepted | 2019-04-15 | 2019-04-16 | 2020-04-16 | Yingli Green Energy | YL310D-30b | Solar Panels |  | 0.31 | 15 | 187 | 18 |  | Fixed | Roof
Solar Registration Program | NJSRRE1540853090 | Williamstown | 8094 | 15 | 9.32 | Residential | Yes | Behind the Meter | Suntuity Solar LLC | AC Electric | Accepted | 2019-04-15 | 2019-04-16 | 2020-04-16 | Enphase Energy | IQ7-60-2-US | Inverters | 240 |  | 30 |  |  | 0.97 |  | Outdoor | Behind the PV Modules
Solar Registration Program | NJSRRE1542425688 | Jersey City | 7305 | 8 | 9.32 | Residential | Yes | Behind the Meter | Pro Custom Solar dba Momentum Solar | PSE&G | Accepted | 2019-09-20 | 2019-09-24 | 2020-09-24 | LG ELECTRONICS | LG 335N1C-V5 | Solar Panels |  | 0.345 | 6 | 311 | 43 |  | Fixed | Roof
Solar Registration Program | NJSRRE1542425688 | Jersey City | 7305 | 8 | 9.32 | Residential | Yes | Behind the Meter | Pro Custom Solar dba Momentum Solar | PSE&G | Accepted | 2019-09-20 | 2019-09-24 | 2020-09-24 | LG ELECTRONICS | LG 335N1C-V5 | Solar Panels |  | 0.345 | 13 | 131 | 44 |  | Fixed | Roof
Solar Registration Program | NJSRRE1542425688 | Jersey City | 7305 | 8 | 9.32 | Residential | Yes | Behind the Meter | Pro Custom Solar dba Momentum Solar | PSE&G | Accepted | 2019-09-20 | 2019-09-24 | 2020-09-24 | LG ELECTRONICS | LG 335N1C-V5 | Solar Panels |  | 0.345 | 8 | 311 | 43 |  | Fixed | Roof
Solar Registration Program | NJSRRE1542425688 | Jersey City | 7305 | 8 | 9.32 | Residential | Yes | Behind the Meter | Pro Custom Solar dba Momentum Solar | PSE&G | Accepted | 2019-09-20 | 2019-09-24 | 2020-09-24 | Enphase Energy | IQ7-60-2-US | Inverters | 250 |  | 27 |  |  | 0.97 |  | Outdoor | Roof
Solar Registration Program | NJSRRE1542431550 | Elizabethport | 7206 | 10 | 9.32 | Residential | Yes | Behind the Meter | Pro Custom Solar dba Momentum Solar | PSE&G | Accepted | 2019-09-24 | 2019-09-26 | 2020-09-26 | LG ELECTRONICS | LG 345N1C-V5 | Solar Panels |  | 0.345 | 24 | 235 | 45 |  | Fixed | Roof
Solar Registration Program | NJSRRE1542431550 | Elizabethport | 7206 | 10 | 9.32 | Residential | Yes | Behind the Meter | Pro Custom Solar dba Momentum Solar | PSE&G | Accepted | 2019-09-24 | 2019-09-26 | 2020-09-26 | LG ELECTRONICS | LG 345N1C-V5 | Solar Panels |  | 0.345 | 3 | 55 | 45 |  | Fixed | Roof
Solar Registration Program | NJSRRE1542431550 | Elizabethport | 7206 | 10 | 9.32 | Residential | Yes | Behind the Meter | Pro Custom Solar dba Momentum Solar | PSE&G | Accepted | 2019-09-24 | 2019-09-26 | 2020-09-26 | Enphase Energy | IQ7-60-2-US | Inverters | 250 |  | 27 |  |  | 0.97 |  | Outdoor | Roof
Solar Registration Program | NJSRRE1542445083 | BELLEVILLE | 7109 | 9 | 9.32 | Residential | No | Behind the Meter | Pro Custom Solar dba Momentum Solar | PSE&G | Accepted | 2019-09-26 | 2019-09-30 | 2020-09-30 | LG ELECTRONICS | LG 345N1C-V5 | Solar Panels |  | 0.345 | 16 | 197 | 35 |  | Fixed | Roof
Solar Registration Program | NJSRRE1542445083 | BELLEVILLE | 7109 | 9 | 9.32 | Residential | No | Behind the Meter | Pro Custom Solar dba Momentum Solar | PSE&G | Accepted | 2019-09-26 | 2019-09-30 | 2020-09-30 | LG ELECTRONICS | LG 345N1C-V5 | Solar Panels |  | 0.345 | 6 | 286 | 29 |  | Fixed | Roof
Solar Registration Program | NJSRRE1542445083 | BELLEVILLE | 7109 | 9 | 9.32 | Residential | No | Behind the Meter | Pro Custom Solar dba Momentum Solar | PSE&G | Accepted | 2019-09-26 | 2019-09-30 | 2020-09-30 | LG ELECTRONICS | LG 345N1C-V5 | Solar Panels |  | 0.345 | 5 | 106 | 29 |  | Fixed | Roof
Solar Registration Program | NJSRRE1542445083 | BELLEVILLE | 7109 | 9 | 9.32 | Residential | No | Behind the Meter | Pro Custom Solar dba Momentum Solar | PSE&G | Accepted | 2019-09-26 | 2019-09-30 | 2020-09-30 | Enphase Energy | IQ7-60-2-US | Inverters | 250 |  | 27 |  |  | 0.97 |  | Outdoor | Roof
Solar Registration Program | NJSRRE1542515677 | Dover | 7801 | 3 | 9.32 | Residential | Yes | Behind the Meter | Pro Custom Solar dba Momentum Solar | JCP&L | Accepted | 2019-10-08 | 2019-10-11 | 2020-10-11 | LG ELECTRONICS | LG 345N1C-V5 | Solar Panels |  | 0.345 | 14 | 136 | 39 |  | Fixed | Roof
Solar Registration Program | NJSRRE1542515677 | Dover | 7801 | 3 | 9.32 | Residential | Yes | Behind the Meter | Pro Custom Solar dba Momentum Solar | JCP&L | Accepted | 2019-10-08 | 2019-10-11 | 2020-10-11 | LG ELECTRONICS | LG 345N1C-V5 | Solar Panels |  | 0.345 | 13 | 316 | 42 |  | Fixed | Roof
Solar Registration Program | NJSRRE1542515677 | Dover | 7801 | 3 | 9.32 | Residential | Yes | Behind the Meter | Pro Custom Solar dba Momentum Solar | JCP&L | Accepted | 2019-10-08 | 2019-10-11 | 2020-10-11 | Enphase Energy | IQ7-60-2-US | Inverters | 250 |  | 27 |  |  | 0.97 |  | Outdoor | Roof
Solar Registration Program | NJSRRE1542523733 | Philipsburg | 8865 | 2 | 9.32 | Residential | Yes | Behind the Meter | Pro Custom Solar dba Momentum Solar | JCP&L | Accepted | 2019-10-10 | 2019-10-14 | 2020-10-14 | LG Electronic | LG 345N1C-V5 | Solar Panels |  | 0.345 | 6 | 142 | 39 |  | Fixed | Roof
Solar Registration Program | NJSRRE1542523733 | Philipsburg | 8865 | 2 | 9.32 | Residential | Yes | Behind the Meter | Pro Custom Solar dba Momentum Solar | JCP&L | Accepted | 2019-10-10 | 2019-10-14 | 2020-10-14 | LG Electronics | LG 345N1C-V5 | Solar Panels |  | 0.345 | 3 | 322 | 41 |  | Fixed | Roof
Solar Registration Program | NJSRRE1542523733 | Philipsburg | 8865 | 2 | 9.32 | Residential | Yes | Behind the Meter | Pro Custom Solar dba Momentum Solar | JCP&L | Accepted | 2019-10-10 | 2019-10-14 | 2020-10-14 | LG Electronics | LG 345N1C-V5 | Solar Panels |  | 0.345 | 5 | 232 | 41 |  | Fixed | Roof
Solar Registration Program | NJSRRE1542523733 | Philipsburg | 8865 | 2 | 9.32 | Residential | Yes | Behind the Meter | Pro Custom Solar dba Momentum Solar | JCP&L | Accepted | 2019-10-10 | 2019-10-14 | 2020-10-14 | LG Electronics | LG 345N1C-V5 | Solar Panels |  | 0.345 | 8 | 143 | 8 |  | Fixed | Roof
Solar Registration Program | NJSRRE1542523733 | Philipsburg | 8865 | 2 | 9.32 | Residential | Yes | Behind the Meter | Pro Custom Solar dba Momentum Solar | JCP&L | Accepted | 2019-10-10 | 2019-10-14 | 2020-10-14 | LG Electronics | LG 345N1C-V5 | Solar Panels |  | 0.345 | 5 | 52 | 41 |  | Fixed | Roof
Solar Registration Program | NJSRRE1542523733 | Philipsburg | 8865 | 2 | 9.32 | Residential | Yes | Behind the Meter | Pro Custom Solar dba Momentum Solar | JCP&L | Accepted | 2019-10-10 | 2019-10-14 | 2020-10-14 | Enphase Energy | IQ7-60-2-US | Inverters | 250 |  | 27 |  |  | 0.97 |  | Outdoor | Roof
Solar Registration Program | NJSRRE1542553898 | Flemington | 8822 | 4 | 9.32 | Residential | Yes | Behind the Meter | Pro Custom Solar dba Momentum Solar | JCP&L | Accepted | 2019-10-17 | 2019-10-21 | 2020-10-21 | LG ELECTRONICS | LG 345N1C-V5 | Solar Panels |  | 0.345 | 11 | 260 | 44 |  | Fixed | Roof
Solar Registration Program | NJSRRE1542553898 | Flemington | 8822 | 4 | 9.32 | Residential | Yes | Behind the Meter | Pro Custom Solar dba Momentum Solar | JCP&L | Accepted | 2019-10-17 | 2019-10-21 | 2020-10-21 | LG ELECTRONICS | LG 345N1C-V5 | Solar Panels |  | 0.345 | 5 | 170 | 34 |  | Fixed | Roof
Solar Registration Program | NJSRRE1542553898 | Flemington | 8822 | 4 | 9.32 | Residential | Yes | Behind the Meter | Pro Custom Solar dba Momentum Solar | JCP&L | Accepted | 2019-10-17 | 2019-10-21 | 2020-10-21 | LG ELECTRONICS | LG 345N1C-V5 | Solar Panels |  | 0.345 | 6 | 170 | 33 |  | Fixed | Roof
Solar Registration Program | NJSRRE1542553898 | Flemington | 8822 | 4 | 9.32 | Residential | Yes | Behind the Meter | Pro Custom Solar dba Momentum Solar | JCP&L | Accepted | 2019-10-17 | 2019-10-21 | 2020-10-21 | LG ELECTRONICS | LG 345N1C-V5 | Solar Panels |  | 0.345 | 5 | 260 | 43 |  | Fixed | Roof
Solar Registration Program | NJSRRE1542553898 | Flemington | 8822 | 4 | 9.32 | Residential | Yes | Behind the Meter | Pro Custom Solar dba Momentum Solar | JCP&L | Accepted | 2019-10-17 | 2019-10-21 | 2020-10-21 | Enphase Energy | IQ7-60-2-US | Inverters | 250 |  | 27 |  |  | 0.97 |  | Outdoor | Roof
Solar Registration Program | NJSRRE1542578657 | Woodsville | 8525 | 12 | 9.32 | Residential | No | Behind the Meter | Pro Custom Solar dba Momentum Solar | JCP&L | Accepted | 2019-10-23 | 2019-10-25 | 2020-10-25 | LG Electronics | LG 345N1C-V5 | Solar Panels |  | 0.345 | 27 | 192 | 30 |  | Fixed | Roof
Solar Registration Program | NJSRRE1542578657 | Woodsville | 8525 | 12 | 9.32 | Residential | No | Behind the Meter | Pro Custom Solar dba Momentum Solar | JCP&L | Accepted | 2019-10-23 | 2019-10-25 | 2020-10-25 | Enphase Energy | IQ7PLUS-72-2-US | Inverters | 295 |  | 27 |  |  | 0.97 |  | Outdoor | Roof
Solar Registration Program | NJSRRE1542684465 | Emerson | 7630 | 7 | 9.32 | Residential | Yes | Behind the Meter | Pro Custom Solar dba Momentum Solar | PSE&G | Accepted | 2019-10-28 | 2019-10-30 | 2020-10-30 | LG ELECTRONICS | LG 345N1C-V5 | Solar Panels |  | 0.345 | 23 | 199 | 45 |  | Fixed | Roof
Solar Registration Program | NJSRRE1542684465 | Emerson | 7630 | 7 | 9.32 | Residential | Yes | Behind the Meter | Pro Custom Solar dba Momentum Solar | PSE&G | Accepted | 2019-10-28 | 2019-10-30 | 2020-10-30 | LG ELECTRONICS | LG 345N1C-V5 | Solar Panels |  | 0.345 | 4 | 109 | 39 |  | Fixed | Roof
Solar Registration Program | NJSRRE1542684465 | Emerson | 7630 | 7 | 9.32 | Residential | Yes | Behind the Meter | Pro Custom Solar dba Momentum Solar | PSE&G | Accepted | 2019-10-28 | 2019-10-30 | 2020-10-30 | Enphase Energy | IQ7Plus-72-2-US | Inverters | 250 |  | 27 |  |  | 0.97 |  | Outdoor | Roof
Solar Registration Program | NJSRRE1542909170 | New Brunswick | 8901 | 11 | 9.32 | Residential | Yes | Behind the Meter | Pro Custom Solar dba Momentum Solar | PSE&G | Accepted | 2019-11-04 | 2019-11-06 | 2020-11-06 | LG Electronics | LG 345N1C-V5 | Solar Panels |  | 0.345 | 11 | 308 | 35 |  | Fixed | Roof
Solar Registration Program | NJSRRE1542909170 | New Brunswick | 8901 | 11 | 9.32 | Residential | Yes | Behind the Meter | Pro Custom Solar dba Momentum Solar | PSE&G | Accepted | 2019-11-04 | 2019-11-06 | 2020-11-06 | LG Electronics | LG 345N1C-V5 | Solar Panels |  | 0.345 | 10 | 128 | 35 |  | Fixed | Roof
Solar Registration Program | NJSRRE1542909170 | New Brunswick | 8901 | 11 | 9.32 | Residential | Yes | Behind the Meter | Pro Custom Solar dba Momentum Solar | PSE&G | Accepted | 2019-11-04 | 2019-11-06 | 2020-11-06 | LG Electronics | LG 345N1C-V5 | Solar Panels |  | 0.345 | 3 | 128 | 13 |  | Fixed | Roof
Solar Registration Program | NJSRRE1542909170 | New Brunswick | 8901 | 11 | 9.32 | Residential | Yes | Behind the Meter | Pro Custom Solar dba Momentum Solar | PSE&G | Accepted | 2019-11-04 | 2019-11-06 | 2020-11-06 | LG Electronics | LG 345N1C-V5 | Solar Panels |  | 0.345 | 3 | 308 | 9 |  | Fixed | Roof
Solar Registration Program | NJSRRE1542909170 | New Brunswick | 8901 | 11 | 9.32 | Residential | Yes | Behind the Meter | Pro Custom Solar dba Momentum Solar | PSE&G | Accepted | 2019-11-04 | 2019-11-06 | 2020-11-06 | Enphase Energy | IQ7PLUS-72-2-US | Inverters | 295 |  | 27 |  |  | 0.97 |  | Outdoor | Roof
Solar Registration Program | NJSRRE1543041691 | Phillipsburg | 8865 | 2 | 9.32 | Residential | Yes | Behind the Meter | Pro Custom Solar dba Momentum Solar | JCP&L | Accepted | 2019-11-06 | 2019-11-11 | 2020-11-11 | LG Electronics | LG 345N1C-V5 | Solar Panels |  | 0.345 | 13 | 323 | 32 |  | Fixed | Roof
Solar Registration Program | NJSRRE1543041691 | Phillipsburg | 8865 | 2 | 9.32 | Residential | Yes | Behind the Meter | Pro Custom Solar dba Momentum Solar | JCP&L | Accepted | 2019-11-06 | 2019-11-11 | 2020-11-11 | LG Electronics | LG 345N1C-V5 | Solar Panels |  | 0.345 | 14 | 143 | 34 |  | Fixed | Roof
Solar Registration Program | NJSRRE1543041691 | Phillipsburg | 8865 | 2 | 9.32 | Residential | Yes | Behind the Meter | Pro Custom Solar dba Momentum Solar | JCP&L | Accepted | 2019-11-06 | 2019-11-11 | 2020-11-11 | Enphase Energy | IQ7PLUS-72-2-US | Inverters | 295 |  | 27 |  |  | 0.97 |  | Outdoor | Roof
Solar Registration Program | NJSRRE1543065299 | Willingboro | 8046 | 13 | 9.32 | Residential | Yes | Behind the Meter | Pro Custom Solar dba Momentum Solar | PSE&G | Accepted | 2019-11-11 | 2019-11-13 | 2020-11-13 | LG Electronics | LG 345N1C-V5 | Solar Panels |  | 0.345 | 12 | 66 | 18 |  | Fixed | Roof
Solar Registration Program | NJSRRE1543065299 | Willingboro | 8046 | 13 | 9.32 | Residential | Yes | Behind the Meter | Pro Custom Solar dba Momentum Solar | PSE&G | Accepted | 2019-11-11 | 2019-11-13 | 2020-11-13 | LG Electronics | LG 345N1C-V5 | Solar Panels |  | 0.345 | 15 | 246 | 19 |  | Fixed | Roof
Solar Registration Program | NJSRRE1543065299 | Willingboro | 8046 | 13 | 9.32 | Residential | Yes | Behind the Meter | Pro Custom Solar dba Momentum Solar | PSE&G | Accepted | 2019-11-11 | 2019-11-13 | 2020-11-13 | Enphase Energy | IQ7PLUS-72-2-US | Inverters | 295 |  | 27 |  |  | 0.97 |  | Outdoor | Roof
Solar Registration Program | NJSRRE1543441721 | North Brunswick | 8902 | 11 | 9.32 | Residential | No | Behind the Meter | Pro Custom Solar dba Momentum Solar | PSE&G | Accepted | 2019-11-25 | 2019-11-27 | 2020-11-27 | LG Electronics | LG 345N1C-V5 | Solar Panels |  | 0.345 | 27 | 218 | 24 |  | Fixed | Roof
Solar Registration Program | NJSRRE1543441721 | North Brunswick | 8902 | 11 | 9.32 | Residential | No | Behind the Meter | Pro Custom Solar dba Momentum Solar | PSE&G | Accepted | 2019-11-25 | 2019-11-27 | 2020-11-27 | Enphase Energy | IQ7PLUS-72-2-US | Inverters | 295 |  | 27 |  |  | 0.97 |  | Outdoor | Roof
Solar Registration Program | NJSRRE1543465392 | HADDONFIELD | 8033 | 14 | 9.32 | Residential | No | Behind the Meter | Pro Custom Solar dba Momentum Solar | PSE&G | Accepted | 2019-12-02 | 2019-12-05 | 2020-12-05 | LG Electronics | LG 345N1C-V5 | Solar Panels |  | 0.345 | 8 | 58 | 35 |  | Fixed | Roof
Solar Registration Program | NJSRRE1543465392 | HADDONFIELD | 8033 | 14 | 9.32 | Residential | No | Behind the Meter | Pro Custom Solar dba Momentum Solar | PSE&G | Accepted | 2019-12-02 | 2019-12-05 | 2020-12-05 | LG Electronics | LG 345N1C-V5 | Solar Panels |  | 0.345 | 3 | 238 | 40 |  | Fixed | Roof
Solar Registration Program | NJSRRE1543465392 | HADDONFIELD | 8033 | 14 | 9.32 | Residential | No | Behind the Meter | Pro Custom Solar dba Momentum Solar | PSE&G | Accepted | 2019-12-02 | 2019-12-05 | 2020-12-05 | LG Electronics | LG 345N1C-V5 | Solar Panels |  | 0.345 | 8 | 238 | 30 |  | Fixed | Roof
Solar Registration Program | NJSRRE1543465392 | HADDONFIELD | 8033 | 14 | 9.32 | Residential | No | Behind the Meter | Pro Custom Solar dba Momentum Solar | PSE&G | Accepted | 2019-12-02 | 2019-12-05 | 2020-12-05 | LG Electronics | LG 345N1C-V5 | Solar Panels |  | 0.345 | 8 | 58 | 20 |  | Fixed | Roof
Solar Registration Program | NJSRRE1543465392 | HADDONFIELD | 8033 | 14 | 9.32 | Residential | No | Behind the Meter | Pro Custom Solar dba Momentum Solar | PSE&G | Accepted | 2019-12-02 | 2019-12-05 | 2020-12-05 | Enphase Energy | IQ7PLUS-72-2-US | Inverters | 295 |  | 27 |  |  | 0.97 |  | Outdoor | Roof
Solar Registration Program | NJSRRE1543513019 | North Bergen | 7047 | 8 | 9.32 | Residential | Yes | Behind the Meter | Pro Custom Solar dba Momentum Solar | PSE&G | Accepted | 2019-12-11 | 2019-12-16 | 2020-12-16 | LG ELECTRONICS | LG 345N1C-V5 | Solar Panels |  | 0.345 | 3 | 121 | 20 |  | Fixed | Roof
Solar Registration Program | NJSRRE1543513019 | North Bergen | 7047 | 8 | 9.32 | Residential | Yes | Behind the Meter | Pro Custom Solar dba Momentum Solar | PSE&G | Accepted | 2019-12-11 | 2019-12-16 | 2020-12-16 | LG ELECTRONICS | LG 345N1C-V5 | Solar Panels |  | 0.345 | 8 | 121 | 14 |  | Fixed | Roof
Solar Registration Program | NJSRRE1543513019 | North Bergen | 7047 | 8 | 9.32 | Residential | Yes | Behind the Meter | Pro Custom Solar dba Momentum Solar | PSE&G | Accepted | 2019-12-11 | 2019-12-16 | 2020-12-16 | LG ELECTRONICS | LG 345N1C-V5 | Solar Panels |  | 0.345 | 5 | 121 | 39 |  | Fixed | Roof
Solar Registration Program | NJSRRE1543513019 | North Bergen | 7047 | 8 | 9.32 | Residential | Yes | Behind the Meter | Pro Custom Solar dba Momentum Solar | PSE&G | Accepted | 2019-12-11 | 2019-12-16 | 2020-12-16 | LG ELECTRONICS | LG 345N1C-V5 | Solar Panels |  | 0.345 | 3 | 301 | 20 |  | Fixed | Roof
Solar Registration Program | NJSRRE1543513019 | North Bergen | 7047 | 8 | 9.32 | Residential | Yes | Behind the Meter | Pro Custom Solar dba Momentum Solar | PSE&G | Accepted | 2019-12-11 | 2019-12-16 | 2020-12-16 | LG ELECTRONICS | LG 345N1C-V5 | Solar Panels |  | 0.345 | 8 | 301 | 39 |  | Fixed | Roof
Solar Registration Program | NJSRRE1543513019 | North Bergen | 7047 | 8 | 9.32 | Residential | Yes | Behind the Meter | Pro Custom Solar dba Momentum Solar | PSE&G | Accepted | 2019-12-11 | 2019-12-16 | 2020-12-16 | Enphase Energy | IQ7Plus-72-2-US | Inverters | 295 |  | 27 |  |  | 0.97 |  | Outdoor | Roof
Solar Registration Program | NJSRRE1543556002 | Plainfield | 7062 | 10 | 9.32 | Residential | Yes | Behind the Meter | Pro Custom Solar dba Momentum Solar | PSE&G | Accepted | 2019-12-17 | 2019-12-20 | 2020-12-20 | LG ELECTRONICS | LG 345N1C-V5 | Solar Panels |  | 0.345 | 13 | 129 | 40 |  | Fixed | Roof
Solar Registration Program | NJSRRE1543556002 | Plainfield | 7062 | 10 | 9.32 | Residential | Yes | Behind the Meter | Pro Custom Solar dba Momentum Solar | PSE&G | Accepted | 2019-12-17 | 2019-12-20 | 2020-12-20 | LG ELECTRONICS | LG 345N1C-V5 | Solar Panels |  | 0.345 | 14 | 309 | 41 |  | Fixed | Roof
Solar Registration Program | NJSRRE1543556002 | Plainfield | 7062 | 10 | 9.32 | Residential | Yes | Behind the Meter | Pro Custom Solar dba Momentum Solar | PSE&G | Accepted | 2019-12-17 | 2019-12-20 | 2020-12-20 | Enphase Energy | IQ7Plus-72-2-US | Inverters | 290 |  | 27 |  |  | 0.97 |  | Outdoor | Roof
Solar Registration Program | NJSRRE1539411303 | Galloway | 8205 | 19 | 9.36 | Residential | Yes | Behind the Meter | Sun Up Zero Down | AC Electric | Accepted | 2018-09-12 | 2018-09-14 | 2020-03-14 | SUnpower | SPR-X21-360-BLK-C-AC | Solar Panels |  | 0.36 | 12 | 191 | 23 |  | Fixed | Roof
Solar Registration Program | NJSRRE1539411303 | Galloway | 8205 | 19 | 9.36 | Residential | Yes | Behind the Meter | Sun Up Zero Down | AC Electric | Accepted | 2018-09-12 | 2018-09-14 | 2020-03-14 | Sunpower | SPR-X21-360-BLK-C-AC | Solar Panels |  | 0.36 | 14 | 191 | 23 |  | Fixed | Roof
Solar Registration Program | NJSRRE1539411303 | Galloway | 8205 | 19 | 9.36 | Residential | Yes | Behind the Meter | Sun Up Zero Down | AC Electric | Accepted | 2018-09-12 | 2018-09-14 | 2020-03-14 | Sunpower | GEN 3.0-HV-208/240V | Inverters | 8320 |  | 26 |  |  | 0.96 |  | Outside | behind panels
Solar Registration Program | NJSRRE1540205241 | South Brunswick Township | 8512 | 11 | 9.36 | Residential | Yes | Behind the Meter | Sunrun Installation Services, Inc. | PSE&G | Accepted | 2019-01-04 | 2019-01-08 | 2020-01-08 | LG Electronics | LG360Q1C-A5 | Solar Panels |  | 0.36 | 15 | 160 | 17 |  | Fixed | Roof
Solar Registration Program | NJSRRE1540205241 | South Brunswick Township | 8512 | 11 | 9.36 | Residential | Yes | Behind the Meter | Sunrun Installation Services, Inc. | PSE&G | Accepted | 2019-01-04 | 2019-01-08 | 2020-01-08 | LG Electronics | LG360Q1C-A5 | Solar Panels |  | 0.36 | 11 | 248 | 37 |  | Fixed | Roof
Solar Registration Program | NJSRRE1540205241 | South Brunswick Township | 8512 | 11 | 9.36 | Residential | Yes | Behind the Meter | Sunrun Installation Services, Inc. | PSE&G | Accepted | 2019-01-04 | 2019-01-08 | 2020-01-08 | SMA America | SB3.8-1SP-US-40 | Inverters | 3800 |  | 1 |  |  | 0.96 |  | Outdoor | Next To Meter
Solar Registration Program | NJSRRE1540205241 | South Brunswick Township | 8512 | 11 | 9.36 | Residential | Yes | Behind the Meter | Sunrun Installation Services, Inc. | PSE&G | Accepted | 2019-01-04 | 2019-01-08 | 2020-01-08 | SMA America | SB5.0-1SP-US-40 | Inverters | 5000 |  | 1 |  |  | 0.96 |  | Outdoor | Next To Meter
Solar Registration Program | NJSRRE1540205269 | Bargaintown | 8234 | 19 | 9.36 | Residential | Yes | Behind the Meter | Sunrun Installation Services, Inc. | AC Electric | Accepted | 2019-01-04 | 2019-01-08 | 2020-01-08 | LG Electronics | LG360Q1C-A5 | Solar Panels |  | 0.36 | 15 | 149 | 23 |  | Fixed | Roof
Solar Registration Program | NJSRRE1540205269 | Bargaintown | 8234 | 19 | 9.36 | Residential | Yes | Behind the Meter | Sunrun Installation Services, Inc. | AC Electric | Accepted | 2019-01-04 | 2019-01-08 | 2020-01-08 | LG Electronics | LG360Q1C-A5 | Solar Panels |  | 0.36 | 11 | 329 | 23 |  | Fixed | Roof
Solar Registration Program | NJSRRE1540205269 | Bargaintown | 8234 | 19 | 9.36 | Residential | Yes | Behind the Meter | Sunrun Installation Services, Inc. | AC Electric | Accepted | 2019-01-04 | 2019-01-08 | 2020-01-08 | SMA America | SB5.0-1SP-US-40 | Inverters | 5000 |  | 1 |  |  | 0.96 |  | Outdoor | Next To Meter
Solar Registration Program | NJSRRE1540205269 | Bargaintown | 8234 | 19 | 9.36 | Residential | Yes | Behind the Meter | Sunrun Installation Services, Inc. | AC Electric | Accepted | 2019-01-04 | 2019-01-08 | 2020-01-08 | SMA America | SB3.8-1SP-US-40 | Inverters | 3800 |  | 1 |  |  | 0.96 |  | Outdoor | Next To Meter
Solar Registration Program | NJSRRE1540388281 | Paterson | 7503 | 6 | 9.38 | Residential | No | Behind the Meter | Palmetto Solar | PSE&G | Accepted | 2019-02-22 | 2019-02-26 | 2020-02-26 | LG | LG335W | Solar Panels |  | 0.335 | 13 | 349 | 27 |  | Fixed | Roof
Solar Registration Program | NJSRRE1540388281 | Paterson | 7503 | 6 | 9.38 | Residential | No | Behind the Meter | Palmetto Solar | PSE&G | Accepted | 2019-02-22 | 2019-02-26 | 2020-02-26 | LG | LG335 | Solar Panels |  | 0.335 | 15 | 169 | 27 |  | Fixed | Roof
Solar Registration Program | NJSRRE1540388281 | Paterson | 7503 | 6 | 9.38 | Residential | No | Behind the Meter | Palmetto Solar | PSE&G | Accepted | 2019-02-22 | 2019-02-26 | 2020-02-26 | Solaredge | SE7600A-US | Inverters | 7600 |  | 1 |  |  | 0.99 |  | Outdoor | side of house
Solar Registration Program | NJSRRE1540755433 | Parsippany | 7054 | 3 | 9.38 | Residential | Yes | Behind the Meter | Pro Custom Solar dba Momentum Solar | JCP&L | Accepted | 2019-03-29 | 2019-04-01 | 2020-04-01 | LG | LG 335N1C-A5 | Solar Panels |  | 0.335 | 10 | 235 | 23 |  | Fixed | Roof
Solar Registration Program | NJSRRE1540755433 | Parsippany | 7054 | 3 | 9.38 | Residential | Yes | Behind the Meter | Pro Custom Solar dba Momentum Solar | JCP&L | Accepted | 2019-03-29 | 2019-04-01 | 2020-04-01 | LG | LG 335N1C-A5 | Solar Panels |  | 0.335 | 5 | 145 | 30 |  | Fixed | Roof
Solar Registration Program | NJSRRE1540755433 | Parsippany | 7054 | 3 | 9.38 | Residential | Yes | Behind the Meter | Pro Custom Solar dba Momentum Solar | JCP&L | Accepted | 2019-03-29 | 2019-04-01 | 2020-04-01 | LG | LG 335N1C-A5 | Solar Panels |  | 0.335 | 13 | 235 | 23 |  | Fixed | Roof
Solar Registration Program | NJSRRE1540755433 | Parsippany | 7054 | 3 | 9.38 | Residential | Yes | Behind the Meter | Pro Custom Solar dba Momentum Solar | JCP&L | Accepted | 2019-03-29 | 2019-04-01 | 2020-04-01 | ENPHASE | IQ7-60-2-US | Inverters | 250 |  | 28 |  |  | 0.97 |  | Outdoor | ROOF
Solar Registration Program | NJSRRE1541041399 | Union | 7083 | 10 | 9.38 | Residential | Yes | Behind the Meter | Pro Custom Solar dba Momentum Solar | PSE&G | Accepted | 2019-05-24 | 2019-06-11 | 2020-06-11 | LG | LG 335N1C-A5 | Solar Panels |  | 0.335 | 6 | 256 | 17 |  | Fixed | Roof
Solar Registration Program | NJSRRE1541041399 | Union | 7083 | 10 | 9.38 | Residential | Yes | Behind the Meter | Pro Custom Solar dba Momentum Solar | PSE&G | Accepted | 2019-05-24 | 2019-06-11 | 2020-06-11 | LG | LG 335N1C-A5 | Solar Panels |  | 0.335 | 15 | 256 | 34 |  | Fixed | Roof
Solar Registration Program | NJSRRE1541041399 | Union | 7083 | 10 | 9.38 | Residential | Yes | Behind the Meter | Pro Custom Solar dba Momentum Solar | PSE&G | Accepted | 2019-05-24 | 2019-06-11 | 2020-06-11 | LG | LG 335N1C-A5 | Solar Panels |  | 0.335 | 3 | 256 | 15 |  | Fixed | Roof
Solar Registration Program | NJSRRE1541041399 | Union | 7083 | 10 | 9.38 | Residential | Yes | Behind the Meter | Pro Custom Solar dba Momentum Solar | PSE&G | Accepted | 2019-05-24 | 2019-06-11 | 2020-06-11 | LG | LG 335N1C-A5 | Solar Panels |  | 0.335 | 4 | 76 | 15 |  | Fixed | Roof
Solar Registration Program | NJSRRE1541041399 | Union | 7083 | 10 | 9.38 | Residential | Yes | Behind the Meter | Pro Custom Solar dba Momentum Solar | PSE&G | Accepted | 2019-05-24 | 2019-06-11 | 2020-06-11 | ENPHASE | IQ7-60-2-US | Inverters | 250 |  | 28 |  |  | 0.97 |  | Outdoor | ROOF
Solar Registration Program | NJSRRE1541041509 | Englewood | 7631 | 7 | 9.38 | Residential | Yes | Behind the Meter | Pro Custom Solar dba Momentum Solar | PSE&G | Accepted | 2019-05-24 | 2019-05-30 | 2020-05-30 | LG | LG 335N1C-A5 | Solar Panels |  | 0.335 | 19 | 174 | 30 |  | Fixed | Roof
Solar Registration Program | NJSRRE1541041509 | Englewood | 7631 | 7 | 9.38 | Residential | Yes | Behind the Meter | Pro Custom Solar dba Momentum Solar | PSE&G | Accepted | 2019-05-24 | 2019-05-30 | 2020-05-30 | LG | LG 335N1C-A5 | Solar Panels |  | 0.335 | 9 | 264 | 32 |  | Fixed | Roof
Solar Registration Program | NJSRRE1541041509 | Englewood | 7631 | 7 | 9.38 | Residential | Yes | Behind the Meter | Pro Custom Solar dba Momentum Solar | PSE&G | Accepted | 2019-05-24 | 2019-05-30 | 2020-05-30 | ENPHASE | IQ7-60-2-US | Inverters | 250 |  | 28 |  |  | 0.97 |  | Outdoor | ROOF
Solar Registration Program | NJSRRE1541437112 | EAST WINDSOR | 8520 | 12 | 9.38 | Residential | Yes | Behind the Meter | Pro Custom Solar dba Momentum Solar | JCP&L | Accepted | 2019-06-20 | 2019-06-24 | 2020-06-24 | LG | LG 335N1C-A5 | Solar Panels |  | 0.335 | 24 | 187 | 24 |  | Fixed | Roof
Solar Registration Program | NJSRRE1541437112 | EAST WINDSOR | 8520 | 12 | 9.38 | Residential | Yes | Behind the Meter | Pro Custom Solar dba Momentum Solar | JCP&L | Accepted | 2019-06-20 | 2019-06-24 | 2020-06-24 | LG | LG 335N1C-A5 | Solar Panels |  | 0.335 | 4 | 7 | 23 |  | Fixed | Roof
Solar Registration Program | NJSRRE1541437112 | EAST WINDSOR | 8520 | 12 | 9.38 | Residential | Yes | Behind the Meter | Pro Custom Solar dba Momentum Solar | JCP&L | Accepted | 2019-06-20 | 2019-06-24 | 2020-06-24 | ENPHASE | IQ7-60-2-US | Inverters | 250 |  | 28 |  |  | 0.97 |  | Outdoor | ROOF
Solar Registration Program | NJSRRE1541689300 | MILLVILLE | 8332 | 20 | 9.38 | Residential | Yes | Behind the Meter | Pro Custom Solar dba Momentum Solar | AC Electric | Accepted | 2019-07-19 | 2019-07-23 | 2020-07-23 | LG ELECTRONICS | LG 335N1C-A5 | Solar Panels |  | 0.335 | 6 | 175 | 24 |  | Fixed | Roof
Solar Registration Program | NJSRRE1541689300 | MILLVILLE | 8332 | 20 | 9.38 | Residential | Yes | Behind the Meter | Pro Custom Solar dba Momentum Solar | AC Electric | Accepted | 2019-07-19 | 2019-07-23 | 2020-07-23 | LG ELCTRONICS | LG 335N1C-A5 | Solar Panels |  | 0.335 | 7 | 175 | 24 |  | Fixed | Roof
Solar Registration Program | NJSRRE1541689300 | MILLVILLE | 8332 | 20 | 9.38 | Residential | Yes | Behind the Meter | Pro Custom Solar dba Momentum Solar | AC Electric | Accepted | 2019-07-19 | 2019-07-23 | 2020-07-23 | LG ELECTRONICS | LG 335N1C-A5 | Solar Panels |  | 0.335 | 15 | 355 | 28 |  | Fixed | Roof
Solar Registration Program | NJSRRE1541689300 | MILLVILLE | 8332 | 20 | 9.38 | Residential | Yes | Behind the Meter | Pro Custom Solar dba Momentum Solar | AC Electric | Accepted | 2019-07-19 | 2019-07-23 | 2020-07-23 | Enphase | IQ7-60-2-US | Inverters | 250 |  | 28 |  |  | 0.97 |  | Outdoor | Roof
Solar Registration Program | NJSRRE1541820869 | JERSEY CITY | 7305 | 8 | 9.38 | Residential | Yes | Behind the Meter | Pro Custom Solar dba Momentum Solar | PSE&G | Accepted | 2019-08-13 | 2019-08-27 | 2020-08-27 | LG ELECTRONICS | LG 335N1C-V5 | Solar Panels |  | 0.335 | 28 | 148 | 40 |  | Fixed | Roof
Solar Registration Program | NJSRRE1541820869 | JERSEY CITY | 7305 | 8 | 9.38 | Residential | Yes | Behind the Meter | Pro Custom Solar dba Momentum Solar | PSE&G | Accepted | 2019-08-13 | 2019-08-27 | 2020-08-27 | Enphase Energy | IQ7-60-2-US | Inverters | 250 |  | 28 |  |  | 0.97 |  | Outdoor | Roof
Solar Registration Program | NJSRRE1542373567 | Willingboro | 8046 | 13 | 9.38 | Residential | No | Behind the Meter | Public Service Solar | PSE&G | Accepted | 2019-09-11 | 2019-09-12 | 2020-09-12 | LG | LG335N1C-A5 | Solar Panels |  | 0.335 | 28 | 251 | 17 |  | Fixed | Roof
Solar Registration Program | NJSRRE1542373567 | Willingboro | 8046 | 13 | 9.38 | Residential | No | Behind the Meter | Public Service Solar | PSE&G | Accepted | 2019-09-11 | 2019-09-12 | 2020-09-12 | Enphase Energy | IQ7X-96-2-US (240V) | Inverters | 20 |  | 28 |  |  | 0.98 |  | Outside | Next to meter
Solar Registration Program | NJSRRE1542389918 | Medford | 8055 | 13 | 9.38 | Residential | No | Behind the Meter | Solar States LLC | PSE&G | Accepted | 2019-09-11 | 2019-09-13 | 2020-09-13 | LG | LG335N1C-A5 | Solar Panels |  | 0.335 | 28 | 132 | 40 |  | Fixed | Roof
Solar Registration Program | NJSRRE1542389918 | Medford | 8055 | 13 | 9.38 | Residential | No | Behind the Meter | Solar States LLC | PSE&G | Accepted | 2019-09-11 | 2019-09-13 | 2020-09-13 | SolarEdge | SE7600H-US | Inverters | 7600 |  | 1 |  |  | 0.98 |  | Outside | GARAGE
Solar Registration Program | NJSRRE1542390429 | Somerset | 8873 | 5 | 9.38 | Residential | Yes | Behind the Meter | Pro Custom Solar dba Momentum Solar | PSE&G | Accepted | 2019-09-11 | 2019-09-13 | 2020-09-13 | LG | LG 335N1C-V5 | Solar Panels |  | 0.335 | 28 | 128 | 24 |  | Fixed | Roof
Solar Registration Program | NJSRRE1542390429 | Somerset | 8873 | 5 | 9.38 | Residential | Yes | Behind the Meter | Pro Custom Solar dba Momentum Solar | PSE&G | Accepted | 2019-09-11 | 2019-09-13 | 2020-09-13 | ENPHASE | IQ7-60-2-US | Inverters | 250 |  | 28 |  |  | 0.97 |  | Outdoor | ROOF
Solar Registration Program | NJSRRE1542390491 | Dumont | 7628 | 7 | 9.38 | Residential | Yes | Behind the Meter | Pro Custom Solar dba Momentum Solar | PSE&G | Accepted | 2019-09-11 | 2019-09-13 | 2020-09-13 | LG | LG 335N1C-V5 | Solar Panels |  | 0.335 | 11 | 265 | 20 |  | Fixed | Roof
Solar Registration Program | NJSRRE1542390491 | Dumont | 7628 | 7 | 9.38 | Residential | Yes | Behind the Meter | Pro Custom Solar dba Momentum Solar | PSE&G | Accepted | 2019-09-11 | 2019-09-13 | 2020-09-13 | LG | LG 335N1C-V5 | Solar Panels |  | 0.335 | 5 | 86 | 43 |  | Fixed | Roof
Solar Registration Program | NJSRRE1542390491 | Dumont | 7628 | 7 | 9.38 | Residential | Yes | Behind the Meter | Pro Custom Solar dba Momentum Solar | PSE&G | Accepted | 2019-09-11 | 2019-09-13 | 2020-09-13 | LG | LG 335N1C-V5 | Solar Panels |  | 0.335 | 8 | 266 | 43 |  | Fixed | Roof
Solar Registration Program | NJSRRE1542390491 | Dumont | 7628 | 7 | 9.38 | Residential | Yes | Behind the Meter | Pro Custom Solar dba Momentum Solar | PSE&G | Accepted | 2019-09-11 | 2019-09-13 | 2020-09-13 | LG | LG 335N1C-V5 | Solar Panels |  | 0.335 | 4 | 175 | 12 |  | Fixed | Roof
Solar Registration Program | NJSRRE1542390491 | Dumont | 7628 | 7 | 9.38 | Residential | Yes | Behind the Meter | Pro Custom Solar dba Momentum Solar | PSE&G | Accepted | 2019-09-11 | 2019-09-13 | 2020-09-13 | ENPHASE | IQ7-60-2-US | Inverters | 250 |  | 28 |  |  | 0.97 |  | Outdoor | ROOF
Solar Registration Program | NJSRRE1542416737 | Stanhope | 7874 | 1 | 9.38 | Residential | Yes | Behind the Meter | Pro Custom Solar dba Momentum Solar | JCP&L | Accepted | 2019-09-18 | 2019-09-20 | 2020-09-20 | LG ELECTRONICS | LG 335N1C-A5 | Solar Panels |  | 0.335 | 10 | 249 | 16 |  | Fixed | Roof
Solar Registration Program | NJSRRE1542416737 | Stanhope | 7874 | 1 | 9.38 | Residential | Yes | Behind the Meter | Pro Custom Solar dba Momentum Solar | JCP&L | Accepted | 2019-09-18 | 2019-09-20 | 2020-09-20 | LG ELECTRONICS | LG 335N1C-A5 | Solar Panels |  | 0.335 | 5 | 157 | 22 |  | Fixed | Roof
Solar Registration Program | NJSRRE1542416737 | Stanhope | 7874 | 1 | 9.38 | Residential | Yes | Behind the Meter | Pro Custom Solar dba Momentum Solar | JCP&L | Accepted | 2019-09-18 | 2019-09-20 | 2020-09-20 | LG ELECTRONICS | LG 335N1C-A5 | Solar Panels |  | 0.335 | 13 | 69 | 14 |  | Fixed | Roof
Solar Registration Program | NJSRRE1542416737 | Stanhope | 7874 | 1 | 9.38 | Residential | Yes | Behind the Meter | Pro Custom Solar dba Momentum Solar | JCP&L | Accepted | 2019-09-18 | 2019-09-20 | 2020-09-20 | Enphase Energy | IQ7-60-2-US | Inverters | 250 |  | 28 |  |  | 0.97 |  | Outdoor | Roof
Solar Registration Program | NJSRRE1542419917 | Lake Hopatcong | 7849 | 3 | 9.38 | Residential | Yes | Behind the Meter | Pro Custom Solar dba Momentum Solar | JCP&L | Accepted | 2019-09-18 | 2019-09-20 | 2020-09-20 | LG ELECTRONICS | LG 335N1C-V5 | Solar Panels |  | 0.335 | 14 | 250 | 0.97 |  | Fixed | Roof
Solar Registration Program | NJSRRE1542419917 | Lake Hopatcong | 7849 | 3 | 9.38 | Residential | Yes | Behind the Meter | Pro Custom Solar dba Momentum Solar | JCP&L | Accepted | 2019-09-18 | 2019-09-20 | 2020-09-20 | LG ELECTRONICS | LG 335N1C-V5 | Solar Panels |  | 0.335 | 14 | 70 | 26 |  | Fixed | Roof
Solar Registration Program | NJSRRE1542419917 | Lake Hopatcong | 7849 | 3 | 9.38 | Residential | Yes | Behind the Meter | Pro Custom Solar dba Momentum Solar | JCP&L | Accepted | 2019-09-18 | 2019-09-20 | 2020-09-20 | Enphase Energy | IQ7-60-2-US | Inverters | 250 |  | 28 |  |  | 0.97 |  | Outdoor | Roof
Solar Registration Program | NJSRRE1542419953 | Somerset | 8873 | 5 | 9.38 | Residential | Yes | Behind the Meter | Pro Custom Solar dba Momentum Solar | PSE&G | Accepted | 2019-09-18 | 2019-09-20 | 2020-09-20 | LG ELECTRONICS | LG 335N1C-V5 | Solar Panels |  | 0.335 | 15 | 252 | 18 |  | Fixed | Roof
Solar Registration Program | NJSRRE1542419953 | Somerset | 8873 | 5 | 9.38 | Residential | Yes | Behind the Meter | Pro Custom Solar dba Momentum Solar | PSE&G | Accepted | 2019-09-18 | 2019-09-20 | 2020-09-20 | LG ELECTRONICS | LG 335N1C-V5 | Solar Panels |  | 0.335 | 13 | 118 | 23 |  | Fixed | Roof
Solar Registration Program | NJSRRE1542419953 | Somerset | 8873 | 5 | 9.38 | Residential | Yes | Behind the Meter | Pro Custom Solar dba Momentum Solar | PSE&G | Accepted | 2019-09-18 | 2019-09-20 | 2020-09-20 | Enphase Energy | IQ7-60-2-US | Inverters | 250 |  | 28 |  |  | 0.97 |  | Outdoor | Roof
Solar Registration Program | NJSRRE1542443524 | Perth Amboy | 8861 | 11 | 9.38 | Residential | Yes | Behind the Meter | Pro Custom Solar dba Momentum Solar | PSE&G | Accepted | 2019-09-26 | 2019-09-27 | 2020-09-27 | LG ELECTRONICS | LG 335N1C-A5 | Solar Panels |  | 0.335 | 12 | 116 | 40 |  | Fixed | Roof
Solar Registration Program | NJSRRE1542443524 | Perth Amboy | 8861 | 11 | 9.38 | Residential | Yes | Behind the Meter | Pro Custom Solar dba Momentum Solar | PSE&G | Accepted | 2019-09-26 | 2019-09-27 | 2020-09-27 | LG ELECTRONICS | LG 335N1C-A5 | Solar Panels |  | 0.335 | 12 | 296 | 40 |  | Fixed | Roof
Solar Registration Program | NJSRRE1542443524 | Perth Amboy | 8861 | 11 | 9.38 | Residential | Yes | Behind the Meter | Pro Custom Solar dba Momentum Solar | PSE&G | Accepted | 2019-09-26 | 2019-09-27 | 2020-09-27 | LG ELECTRONICS | LG 335N1C-A5 | Solar Panels |  | 0.335 | 2 | 116 | 4 |  | Fixed | Roof
Solar Registration Program | NJSRRE1542443524 | Perth Amboy | 8861 | 11 | 9.38 | Residential | Yes | Behind the Meter | Pro Custom Solar dba Momentum Solar | PSE&G | Accepted | 2019-09-26 | 2019-09-27 | 2020-09-27 | LG ELECTRONICS | LG 335N1C-A5 | Solar Panels |  | 0.335 | 2 | 296 | 4 |  | Fixed | Roof
Solar Registration Program | NJSRRE1542443524 | Perth Amboy | 8861 | 11 | 9.38 | Residential | Yes | Behind the Meter | Pro Custom Solar dba Momentum Solar | PSE&G | Accepted | 2019-09-26 | 2019-09-27 | 2020-09-27 | Enphase Energy | IQ7-60-2-US | Inverters | 250 |  | 28 |  |  | 0.97 |  | Outdoor | Roof
Solar Registration Program | NJSRRE1542562109 | Somerset | 8873 | 5 | 9.38 | Residential | Yes | Behind the Meter | Pro Custom Solar dba Momentum Solar | PSE&G | Accepted | 2019-10-21 | 2019-10-23 | 2020-10-23 | LG Electronics | LG 335N1C-V5 | Solar Panels |  | 0.335 | 10 | 263 | 40 |  | Fixed | Roof
Solar Registration Program | NJSRRE1542562109 | Somerset | 8873 | 5 | 9.38 | Residential | Yes | Behind the Meter | Pro Custom Solar dba Momentum Solar | PSE&G | Accepted | 2019-10-21 | 2019-10-23 | 2020-10-23 | LG Electronics | LG 335N1C-V5 | Solar Panels |  | 0.335 | 18 | 83 | 25 |  | Fixed | Roof
Solar Registration Program | NJSRRE1542562109 | Somerset | 8873 | 5 | 9.38 | Residential | Yes | Behind the Meter | Pro Custom Solar dba Momentum Solar | PSE&G | Accepted | 2019-10-21 | 2019-10-23 | 2020-10-23 | Enphase Energy | IQ7-60-2-US | Inverters | 250 |  | 28 |  |  | 0.97 |  | Outdoor | Roof
Solar Registration Program | NJSRRE1542562938 | Edison | 8817 | 11 | 9.38 | Residential | No | Behind the Meter | Green Power Energy | PSE&G | Accepted | 2019-10-21 | 2019-10-23 | 2020-10-23 | Trina Solar | TSM-375DE14A(II) | Solar Panels |  | 0.375 | 8 | 227 | 27 |  | Fixed | Roof
Solar Registration Program | NJSRRE1542562938 | Edison | 8817 | 11 | 9.38 | Residential | No | Behind the Meter | Green Power Energy | PSE&G | Accepted | 2019-10-21 | 2019-10-23 | 2020-10-23 | Trina Solar | TSM-375DE14A(II) | Solar Panels |  | 0.375 | 17 | 226 | 27 |  | Fixed | Roof
Solar Registration Program | NJSRRE1542562938 | Edison | 8817 | 11 | 9.38 | Residential | No | Behind the Meter | Green Power Energy | PSE&G | Accepted | 2019-10-21 | 2019-10-23 | 2020-10-23 | SolarEdge | SE7600H-US | Inverters | 7600 |  | 1 |  |  | 0.97 |  | Outside | next to meter
Solar Registration Program | NJSRRE1542684883 | Harrison | 7029 | 8 | 9.38 | Residential | Yes | Behind the Meter | Pro Custom Solar dba Momentum Solar | PSE&G | Accepted | 2019-10-28 | 2019-10-30 | 2020-10-30 | LG Electronics | LG 335N1C-V5 | Solar Panels |  | 0.335 | 22 | 258 | 47 |  | Fixed | Roof
Solar Registration Program | NJSRRE1542684883 | Harrison | 7029 | 8 | 9.38 | Residential | Yes | Behind the Meter | Pro Custom Solar dba Momentum Solar | PSE&G | Accepted | 2019-10-28 | 2019-10-30 | 2020-10-30 | LG Electronics | LG 335N1C-V5 | Solar Panels |  | 0.335 | 6 | 259 | 27 |  | Fixed | Roof
Solar Registration Program | NJSRRE1542684883 | Harrison | 7029 | 8 | 9.38 | Residential | Yes | Behind the Meter | Pro Custom Solar dba Momentum Solar | PSE&G | Accepted | 2019-10-28 | 2019-10-30 | 2020-10-30 | Enphase Energy | IQ7-60-2-US | Inverters | 250 |  | 28 |  |  | 0.97 |  | Outdoor | Roof
Solar Registration Program | NJSRRE1542837393 | Mount Laurel | 8054 | 13 | 9.38 | Residential | No | Behind the Meter | Public Service Solar | PSE&G | Accepted | 2019-10-30 | 2019-11-04 | 2020-11-04 | LG | 335N1K-V5 | Solar Panels |  | 0.335 | 28 | 216 | 27 |  | Fixed | Roof
Solar Registration Program | NJSRRE1542837393 | Mount Laurel | 8054 | 13 | 9.38 | Residential | No | Behind the Meter | Public Service Solar | PSE&G | Accepted | 2019-10-30 | 2019-11-04 | 2020-11-04 | Enphase | IQ7+ | Inverters | 0.29 |  | 28 |  |  | 0.96 |  | Outside | Under panels
Solar Registration Program | NJSRRE1542852999 | Hillsborough | 8844 | 5 | 9.38 | Residential | No | Behind the Meter | Green House Solar | PSE&G | Accepted | 2019-11-01 | 2019-11-05 | 2020-11-05 | Sunpower | SPR-X21-335-E-AC | Solar Panels |  | 0.335 | 3 | 188 | 45 |  | Fixed | Roof
Solar Registration Program | NJSRRE1542852999 | Hillsborough | 8844 | 5 | 9.38 | Residential | No | Behind the Meter | Green House Solar | PSE&G | Accepted | 2019-11-01 | 2019-11-05 | 2020-11-05 | Sunpower | SPR-X21-335-E-AC | Solar Panels |  | 0.335 | 2 | 187 | 45 |  | Fixed | Roof
Solar Registration Program | NJSRRE1542852999 | Hillsborough | 8844 | 5 | 9.38 | Residential | No | Behind the Meter | Green House Solar | PSE&G | Accepted | 2019-11-01 | 2019-11-05 | 2020-11-05 | Sunpower | SPR-X21-335-E-AC | Solar Panels |  | 0.335 | 5 | 278 | 25 |  | Fixed | Roof
Solar Registration Program | NJSRRE1542852999 | Hillsborough | 8844 | 5 | 9.38 | Residential | No | Behind the Meter | Green House Solar | PSE&G | Accepted | 2019-11-01 | 2019-11-05 | 2020-11-05 | Sunpower | SPR-X21-335-E-AC | Solar Panels |  | 0.335 | 15 | 277 | 37 |  | Fixed | Roof
Solar Registration Program | NJSRRE1542852999 | Hillsborough | 8844 | 5 | 9.38 | Residential | No | Behind the Meter | Green House Solar | PSE&G | Accepted | 2019-11-01 | 2019-11-05 | 2020-11-05 | Sunpower | SPR-X21-335-E-AC | Solar Panels |  | 0.335 | 3 | 278 | 40 |  | Fixed | Roof
Solar Registration Program | NJSRRE1542852999 | Hillsborough | 8844 | 5 | 9.38 | Residential | No | Behind the Meter | Green House Solar | PSE&G | Accepted | 2019-11-01 | 2019-11-05 | 2020-11-05 | Sunpower | SPR-X21-335-E-AC | Inverters | 315 |  | 28 |  |  | 0.975 |  | Other | Panel Mounted
Solar Registration Program | NJSRRE1543037656 | Jackson | 8527 | 18 | 9.38 | Residential | No | Behind the Meter | Public Service Solar | JCP&L | Accepted | 2019-11-05 | 2019-11-08 | 2020-11-08 | LG | 335N1K-V5 | Solar Panels |  | 0.335 | 28 | 252 | 39 |  | Fixed | Roof
Solar Registration Program | NJSRRE1543037656 | Jackson | 8527 | 18 | 9.38 | Residential | No | Behind the Meter | Public Service Solar | JCP&L | Accepted | 2019-11-05 | 2019-11-08 | 2020-11-08 | Enphase | IQ7+ | Inverters | 0.29 |  | 28 |  |  | 0.96 |  | Outside | Under panels
Solar Registration Program | NJSRRE1543067379 | PLAINSBORO | 8536 | 11 | 9.38 | Residential | No | Behind the Meter | Infinity Solar Systems | PSE&G | Accepted | 2019-11-12 | 2019-11-14 | 2020-11-14 | LG | LG335N1K-V5 | Solar Panels |  | 0.335 | 19 | 173 | 30 |  | Fixed | Roof
Solar Registration Program | NJSRRE1543067379 | PLAINSBORO | 8536 | 11 | 9.38 | Residential | No | Behind the Meter | Infinity Solar Systems | PSE&G | Accepted | 2019-11-12 | 2019-11-14 | 2020-11-14 | ENPHASE | IQ7-60-X-US | Solar Panels |  | 0.335 | 9 | 353 | 30 |  | Fixed | Roof
Solar Registration Program | NJSRRE1543067379 | PLAINSBORO | 8536 | 11 | 9.38 | Residential | No | Behind the Meter | Infinity Solar Systems | PSE&G | Accepted | 2019-11-12 | 2019-11-14 | 2020-11-14 | ENPHASE | IQ7-60-X-US | Inverters | 240 |  | 28 |  |  | 0.97 |  | Other | MICROINVERTERS
Solar Registration Program | NJSRRE1541620832 | Cape May Court House | 8210 | 21 | 9.43 | Commercial | No | Behind the Meter | New Jersey Clean Energy Solutions | AC Electric | Accepted | 2019-07-08 | 2019-07-10 | 2020-07-10 | Canadian Solar | CS6P | Solar Panels |  | 0.23 | 41 | 203 | 0 |  | Fixed | Roof | Building
Solar Registration Program | NJSRRE1541620832 | Cape May Court House | 8210 | 21 | 9.43 | Commercial | No | Behind the Meter | New Jersey Clean Energy Solutions | AC Electric | Accepted | 2019-07-08 | 2019-07-10 | 2020-07-10 | SMA | SB7.7-15P-US-40 | Inverters | 7.7 |  | 1 |  |  | 0.97 |  | Outside | near meter
Solar Registration Program | NJSRRE1541976305 | Baville | 8721 | 18 | 9.43 | Residential | No | Behind the Meter | Maier Solar Engineering dba Solar Me | JCP&L | Accepted | 2019-08-30 | 2019-09-04 | 2020-09-04 | Canadian | CH1S-325W | Solar Panels |  | 0.325 | 29 | 175 | 35 |  | Fixed | Roof
Solar Registration Program | NJSRRE1541976305 | Baville | 8721 | 18 | 9.43 | Residential | No | Behind the Meter | Maier Solar Engineering dba Solar Me | JCP&L | Accepted | 2019-08-30 | 2019-09-04 | 2020-09-04 | Solar Edge | SE10000H-US | Inverters | 10000 |  | 1 |  |  | 0.97 |  | Outdoor | Next to meter
Solar Registration Program | NJSRRE1542431275 | Bordentown | 8620 | 12 | 9.43 | Residential | No | Behind the Meter |  | PSE&G | Accepted | 2019-09-24 | 2019-09-26 | 2020-09-26 | Panasonic | VBHN325KA03 | Solar Panels |  | 0.325 | 10 | 170 | 20 |  | Fixed | Roof
Solar Registration Program | NJSRRE1542431275 | Bordentown | 8620 | 12 | 9.43 | Residential | No | Behind the Meter |  | PSE&G | Accepted | 2019-09-24 | 2019-09-26 | 2020-09-26 | Panasonic | VBHN325KA03 | Solar Panels |  | 0.325 | 19 | 170 | 20 |  | Fixed | Roof
Solar Registration Program | NJSRRE1542431275 | Bordentown | 8620 | 12 | 9.43 | Residential | No | Behind the Meter |  | PSE&G | Accepted | 2019-09-24 | 2019-09-26 | 2020-09-26 | Solar Edge | SE10000H-US | Inverters | 10000 |  | 1 |  |  | 0.97 |  | Outside | next to meter
Solar Registration Program | NJSRRE1542444242 | Passaic | 7055 | 6 | 9.43 | Residential | No | Behind the Meter | Green Power Energy | PSE&G | Accepted | 2019-09-26 | 2019-09-30 | 2020-09-30 | Panasonic | VBHN325KA03 | Solar Panels |  | 0.325 | 16 | 300 | 12 |  | Fixed | Roof
Solar Registration Program | NJSRRE1542444242 | Passaic | 7055 | 6 | 9.43 | Residential | No | Behind the Meter | Green Power Energy | PSE&G | Accepted | 2019-09-26 | 2019-09-30 | 2020-09-30 | Panasonic | VBHN325KA03 | Solar Panels |  | 0.325 | 13 | 120 | 10 |  | Fixed | Roof
Solar Registration Program | NJSRRE1542444242 | Passaic | 7055 | 6 | 9.43 | Residential | No | Behind the Meter | Green Power Energy | PSE&G | Accepted | 2019-09-26 | 2019-09-30 | 2020-09-30 | Solar Edge | SE10000H-US | Inverters | 10000 |  | 1 |  |  | 0.97 |  | Outside | next to meter
Solar Registration Program | NJSRRE1542486849 | Montgomery | 8502 | 5 | 9.43 | Residential | No | Behind the Meter | Maier Solar Engineering dba Solar Me | PSE&G | Accepted | 2019-10-02 | 2019-10-04 | 2020-10-04 | Panasonic | VBHN325KA03 | Solar Panels |  | 0.325 | 29 | 151 | 35 |  | Fixed | Roof
Solar Registration Program | NJSRRE1542486849 | Montgomery | 8502 | 5 | 9.43 | Residential | No | Behind the Meter | Maier Solar Engineering dba Solar Me | PSE&G | Accepted | 2019-10-02 | 2019-10-04 | 2020-10-04 | Solar Edge | SE10000H-US | Inverters | 10000 |  | 1 |  |  | 0.97 |  | Outdoor | Next to meter
Solar Registration Program | NJSRRE1542511040 | Sicklerville | 8081 | 14 | 9.43 | Residential | No | Behind the Meter | Sunny Corp | AC Electric | Accepted | 2019-10-07 | 2019-10-09 | 2020-10-09 | Panasonic | VBHN325KA03 | Solar Panels |  | 0.325 | 29 | 258 | 27 |  | Fixed | Roof
Solar Registration Program | NJSRRE1542511040 | Sicklerville | 8081 | 14 | 9.43 | Residential | No | Behind the Meter | Sunny Corp | AC Electric | Accepted | 2019-10-07 | 2019-10-09 | 2020-10-09 | SolarEdge | SE7600H-US | Inverters | 7600 |  | 1 |  |  | 0.992 |  | Outside | GARAGE
Solar Registration Program | NJSRRE1542553255 | Bergenfield | 7670 | 7 | 9.43 | Residential | No | Behind the Meter | Maier Solar Engineering dba Solar Me | PSE&G | Accepted | 2019-10-17 | 2019-10-21 | 2020-10-21 | Canadian | CS1H-325MS | Solar Panels |  | 0.325 | 12 | 267 | 38 |  | Fixed | Roof
Solar Registration Program | NJSRRE1542553255 | Bergenfield | 7670 | 7 | 9.43 | Residential | No | Behind the Meter | Maier Solar Engineering dba Solar Me | PSE&G | Accepted | 2019-10-17 | 2019-10-21 | 2020-10-21 | Canadian | CS1H-325MS | Solar Panels |  | 0.325 | 2 | 167 | 45 |  | Fixed | Roof
Solar Registration Program | NJSRRE1542553255 | Bergenfield | 7670 | 7 | 9.43 | Residential | No | Behind the Meter | Maier Solar Engineering dba Solar Me | PSE&G | Accepted | 2019-10-17 | 2019-10-21 | 2020-10-21 | Canadian | CS1H-325MS | Solar Panels |  | 0.325 | 10 | 267 | 30 |  | Fixed | Roof
Solar Registration Program | NJSRRE1542553255 | Bergenfield | 7670 | 7 | 9.43 | Residential | No | Behind the Meter | Maier Solar Engineering dba Solar Me | PSE&G | Accepted | 2019-10-17 | 2019-10-21 | 2020-10-21 | Canadian | CS1H-325MS | Solar Panels |  | 0.325 | 5 | 87 | 17 |  | Fixed | Roof
Solar Registration Program | NJSRRE1542553255 | Bergenfield | 7670 | 7 | 9.43 | Residential | No | Behind the Meter | Maier Solar Engineering dba Solar Me | PSE&G | Accepted | 2019-10-17 | 2019-10-21 | 2020-10-21 | Enphase | IQ7 | Inverters | 240 |  | 29 |  |  | 0.96 |  | Outdoor | Next to meter
Solar Registration Program | NJSRRE1542579426 | Elmwood Park | 7407 | 7 | 9.43 | Residential | No | Behind the Meter | Maier Solar Engineering dba Solar Me | PSE&G | Accepted | 2019-10-23 | 2019-10-25 | 2020-10-25 | Panasonic | VBHN325KA03 | Solar Panels |  | 0.325 | 19 | 251 | 19 |  | Fixed | Roof
Solar Registration Program | NJSRRE1542579426 | Elmwood Park | 7407 | 7 | 9.43 | Residential | No | Behind the Meter | Maier Solar Engineering dba Solar Me | PSE&G | Accepted | 2019-10-23 | 2019-10-25 | 2020-10-25 | Panasonic | VBHN325KA03 | Solar Panels |  | 0.325 | 10 | 161 | 15 |  | Fixed | Roof
Solar Registration Program | NJSRRE1542579426 | Elmwood Park | 7407 | 7 | 9.43 | Residential | No | Behind the Meter | Maier Solar Engineering dba Solar Me | PSE&G | Accepted | 2019-10-23 | 2019-10-25 | 2020-10-25 | Enphase | IQ7X | Inverters | 315 |  | 29 |  |  | 0.96 |  | Outdoor | Next to meter
Solar Registration Program | NJSRRE1543046659 | Holmdel | 7733 | 17 | 9.43 | Residential | No | Behind the Meter | Green Power Energy | JCP&L | Accepted | 2019-11-07 | 2019-11-12 | 2020-11-12 | Panasonic | VBHN325KA03 | Solar Panels |  | 0.325 | 20 | 193 | 27 |  | Fixed | Roof
Solar Registration Program | NJSRRE1543046659 | Holmdel | 7733 | 17 | 9.43 | Residential | No | Behind the Meter | Green Power Energy | JCP&L | Accepted | 2019-11-07 | 2019-11-12 | 2020-11-12 | Panasonic | VBHN325KA03 | Solar Panels |  | 0.325 | 9 | 104 | 37 |  | Fixed | Roof
Solar Registration Program | NJSRRE1543046659 | Holmdel | 7733 | 17 | 9.43 | Residential | No | Behind the Meter | Green Power Energy | JCP&L | Accepted | 2019-11-07 | 2019-11-12 | 2020-11-12 | SolarEdge | SE6000H-US | Inverters | 6000 |  | 1 |  |  | 0.97 |  | Outside | Next to meter
Solar Registration Program | NJSRRE1543046659 | Holmdel | 7733 | 17 | 9.43 | Residential | No | Behind the Meter | Green Power Energy | JCP&L | Accepted | 2019-11-07 | 2019-11-12 | 2020-11-12 | SolarEdge | SE3000H-US | Inverters | 3000 |  | 1 |  |  | 0.97 |  | Outside | Next to meter
Solar Registration Program | NJSRRE1543433838 | Neshanic Station | 8853 | 5 | 9.43 | Residential | No | Behind the Meter | SunnyMac LLC | JCP&L | Accepted | 2019-11-21 | 2019-11-25 | 2020-11-25 | SunPower, | A-Series410 | Solar Panels |  | 0.41 | 23 | 278 | 26 |  | Fixed | Roof
Solar Registration Program | NJSRRE1543433838 | Neshanic Station | 8853 | 5 | 9.43 | Residential | No | Behind the Meter | SunnyMac LLC | JCP&L | Accepted | 2019-11-21 | 2019-11-25 | 2020-11-25 | Enphase | IQ7XS-96-ACM-US | Inverters | 0.315 |  | 23 |  |  | 0.99 |  | Outdoor | roof
Solar Registration Program | NJSRRE1538605041 | Sewell | 8080 | 15 | 9.44 | Residential | No | Behind the Meter | Green Cities Energy, LLC | AC Electric | Accepted | 2018-07-29 | 2018-08-14 | 2020-02-14 | Jinko | JKM295M-60-v | Solar Panels |  | 0.295 | 16 | 264 | 27 |  | Fixed | Roof
Solar Registration Program | NJSRRE1538605041 | Sewell | 8080 | 15 | 9.44 | Residential | No | Behind the Meter | Green Cities Energy, LLC | AC Electric | Accepted | 2018-07-29 | 2018-08-14 | 2020-02-14 | Jinko | JKM295M-60-V | Solar Panels |  | 0.295 | 16 | 84 | 27 |  | Fixed | Roof
Solar Registration Program | NJSRRE1538605041 | Sewell | 8080 | 15 | 9.44 | Residential | No | Behind the Meter | Green Cities Energy, LLC | AC Electric | Accepted | 2018-07-29 | 2018-08-14 | 2020-02-14 | Enphase Energy | M250 | Inverters | 0.25 |  | 32 |  |  | 0.96 |  | Outdoor | under modules
Solar Registration Program | NJSRRE1540396448 | South Plainfield | 7080 | 11 | 9.44 | Residential | Yes | Behind the Meter | Pro Custom Solar dba Momentum Solar | PSE&G | Accepted | 2019-02-26 | 2019-02-27 | 2020-02-27 | HANWHA Q-CELLS | Q.PEAK BLK-G4.1 295 | Solar Panels |  | 0.295 | 15 | 155 | 31 |  | Fixed | Roof
Solar Registration Program | NJSRRE1540396448 | South Plainfield | 7080 | 11 | 9.44 | Residential | Yes | Behind the Meter | Pro Custom Solar dba Momentum Solar | PSE&G | Accepted | 2019-02-26 | 2019-02-27 | 2020-02-27 | HANWHA Q-CELLS | Q.PEAK BLK-G4.1 295 | Solar Panels |  | 0.295 | 17 | 155 | 31 |  | Fixed | Roof
Solar Registration Program | NJSRRE1540396448 | South Plainfield | 7080 | 11 | 9.44 | Residential | Yes | Behind the Meter | Pro Custom Solar dba Momentum Solar | PSE&G | Accepted | 2019-02-26 | 2019-02-27 | 2020-02-27 | ENPHASE | IQ6-60-2-US | Inverters | 240 |  | 32 |  |  | 0.97 |  | Outdoor | ROOF
Solar Registration Program | NJSRRE1543248763 | Pleasantville | 8232 | 19 | 9.44 | Residential | No | Behind the Meter | Bright Planet Solar | AC Electric | Accepted | 2019-11-14 | 2019-11-19 | 2020-11-19 | Hanwha Q-Cells | Q.PEAK BLK-G4.1 295W | Solar Panels |  | 0.295 | 17 | 223 | 37 |  | Fixed | Roof
Solar Registration Program | NJSRRE1543248763 | Pleasantville | 8232 | 19 | 9.44 | Residential | No | Behind the Meter | Bright Planet Solar | AC Electric | Accepted | 2019-11-14 | 2019-11-19 | 2020-11-19 | Hanwha Q-Cells | Q.PEAK BLK-G4.1 295W | Solar Panels |  | 0.295 | 15 | 44 | 34 |  | Fixed | Roof
Solar Registration Program | NJSRRE1543248763 | Pleasantville | 8232 | 19 | 9.44 | Residential | No | Behind the Meter | Bright Planet Solar | AC Electric | Accepted | 2019-11-14 | 2019-11-19 | 2020-11-19 | Solar Edge | SE7600H-USRGM | Inverters | 7600 |  | 1 |  |  | 0.98 |  | Outdoor | Next to meter
Solar Registration Program | NJSRRE1540232376 | Rio Grande | 8242 | 21 | 9.45 | Residential | Yes | Behind the Meter | Pro Custom Solar dba Momentum Solar | AC Electric | Accepted | 2019-01-10 | 2019-01-14 | 2020-01-14 | HANWHA | Q.PEAK DUO BLK-G5 315 | Solar Panels |  | 0.315 | 15 | 179 | 17 |  | Fixed | Roof
Solar Registration Program | NJSRRE1540232376 | Rio Grande | 8242 | 21 | 9.45 | Residential | Yes | Behind the Meter | Pro Custom Solar dba Momentum Solar | AC Electric | Accepted | 2019-01-10 | 2019-01-14 | 2020-01-14 | HANWHA | Q.PEAK DUO BLK-G5 315 | Solar Panels |  | 0.315 | 5 | 179 | 17 |  | Fixed | Roof
Solar Registration Program | NJSRRE1540232376 | Rio Grande | 8242 | 21 | 9.45 | Residential | Yes | Behind the Meter | Pro Custom Solar dba Momentum Solar | AC Electric | Accepted | 2019-01-10 | 2019-01-14 | 2020-01-14 | HANWHA | Q.PEAK DUO BLK-G5 315 | Solar Panels |  | 0.315 | 10 | 359 | 17 |  | Fixed | Roof
Solar Registration Program | NJSRRE1540232376 | Rio Grande | 8242 | 21 | 9.45 | Residential | Yes | Behind the Meter | Pro Custom Solar dba Momentum Solar | AC Electric | Accepted | 2019-01-10 | 2019-01-14 | 2020-01-14 | ENPHASE | IQ7-60-2-US | Inverters | 250 |  | 30 |  |  | 0.97 |  | Outdoor | ROOF
Solar Registration Program | NJSRRE1540239328 | Little Egg Harbor Township | 8087 | 18 | 9.45 | Residential | Yes | Behind the Meter | Suntuity Solar LLC | AC Electric | Accepted | 2019-01-14 | 2019-01-16 | 2020-01-16 | Hanwha Solar | Q-Cells 315 Mono | Solar Panels |  | 0.315 | 26 | 235 | 21 |  | Fixed | Roof
Solar Registration Program | NJSRRE1540239328 | Little Egg Harbor Township | 8087 | 18 | 9.45 | Residential | Yes | Behind the Meter | Suntuity Solar LLC | AC Electric | Accepted | 2019-01-14 | 2019-01-16 | 2020-01-16 | Hanwha Solar | Q-Cells 315 Mono | Solar Panels |  | 0.315 | 4 | 55 | 21 |  | Fixed | Roof
Solar Registration Program | NJSRRE1540239328 | Little Egg Harbor Township | 8087 | 18 | 9.45 | Residential | Yes | Behind the Meter | Suntuity Solar LLC | AC Electric | Accepted | 2019-01-14 | 2019-01-16 | 2020-01-16 | SolarEdge | SE7600H-US | Inverters | 7600 |  | 1 |  |  | 0.99 |  | Outdoor | Besides the meter
Solar Registration Program | NJSRRE1540254952 | Belle Mead | 8502 | 5 | 9.45 | Residential | Yes | Behind the Meter | Pro Custom Solar dba Momentum Solar | PSE&G | Accepted | 2019-01-17 | 2019-01-22 | 2020-01-22 | HANWHA | Q.PEAK DUO BLK-G5 315 | Solar Panels |  | 0.315 | 30 | 211 | 29 |  | Fixed | Roof
Solar Registration Program | NJSRRE1540254952 | Belle Mead | 8502 | 5 | 9.45 | Residential | Yes | Behind the Meter | Pro Custom Solar dba Momentum Solar | PSE&G | Accepted | 2019-01-17 | 2019-01-22 | 2020-01-22 | ENPHASE | IQ7-60-2-US | Inverters | 250 |  | 30 |  |  | 0.97 |  | Outdoor | ROOF
Solar Registration Program | NJSRRE1540295818 | North Bergen | 7047 | 8 | 9.45 | Residential | Yes | Behind the Meter | Pro Custom Solar dba Momentum Solar | PSE&G | Accepted | 2019-01-29 | 2019-01-30 | 2020-01-30 | HANWHA | Q.PEAK DUO BLK-G5 315 | Solar Panels |  | 0.315 | 6 | 212 | 39 |  | Fixed | Roof
Solar Registration Program | NJSRRE1540295818 | North Bergen | 7047 | 8 | 9.45 | Residential | Yes | Behind the Meter | Pro Custom Solar dba Momentum Solar | PSE&G | Accepted | 2019-01-29 | 2019-01-30 | 2020-01-30 | HANWHA | Q.PEAK DUO BLK-G5 315 | Solar Panels |  | 0.315 | 6 | 122 | 39 |  | Fixed | Roof
Solar Registration Program | NJSRRE1540295818 | North Bergen | 7047 | 8 | 9.45 | Residential | Yes | Behind the Meter | Pro Custom Solar dba Momentum Solar | PSE&G | Accepted | 2019-01-29 | 2019-01-30 | 2020-01-30 | HANWHA | Q.PEAK DUO BLK-G5 315 | Solar Panels |  | 0.315 | 6 | 302 | 39 |  | Fixed | Roof
Solar Registration Program | NJSRRE1540295818 | North Bergen | 7047 | 8 | 9.45 | Residential | Yes | Behind the Meter | Pro Custom Solar dba Momentum Solar | PSE&G | Accepted | 2019-01-29 | 2019-01-30 | 2020-01-30 | HANWHA | Q.PEAK DUO BLK-G5 315 | Solar Panels |  | 0.315 | 6 | 300 | 32 |  | Fixed | Roof
Solar Registration Program | NJSRRE1540295818 | North Bergen | 7047 | 8 | 9.45 | Residential | Yes | Behind the Meter | Pro Custom Solar dba Momentum Solar | PSE&G | Accepted | 2019-01-29 | 2019-01-30 | 2020-01-30 | HANWHA | Q.PEAK DUO BLK-G5 315 | Solar Panels |  | 0.315 | 6 | 120 | 32 |  | Fixed | Roof
Solar Registration Program | NJSRRE1540295818 | North Bergen | 7047 | 8 | 9.45 | Residential | Yes | Behind the Meter | Pro Custom Solar dba Momentum Solar | PSE&G | Accepted | 2019-01-29 | 2019-01-30 | 2020-01-30 | ENPHASE | IQ7 | Inverters | 240 |  | 30 |  |  | 0.97 |  | Outside | ROOF
Solar Registration Program | NJSRRE1540306851 | Edison | 8817 | 11 | 9.45 | Residential | Yes | Behind the Meter | Vivint Solar Developer, LLC | PSE&G | Accepted | 2019-02-05 | 2019-02-05 | 2020-02-05 | Hanwha Solar | Q.Peak BLK-G5 315 | Solar Panels |  | 0.315 | 17 | 267 | 26 |  | Fixed | Roof
Solar Registration Program | NJSRRE1540306851 | Edison | 8817 | 11 | 9.45 | Residential | Yes | Behind the Meter | Vivint Solar Developer, LLC | PSE&G | Accepted | 2019-02-05 | 2019-02-05 | 2020-02-05 | Hanwha Solar | Q.Peak BLK-G5 315 | Solar Panels |  | 0.315 | 13 | 267 | 26 |  | Fixed | Roof
Solar Registration Program | NJSRRE1540306851 | Edison | 8817 | 11 | 9.45 | Residential | Yes | Behind the Meter | Vivint Solar Developer, LLC | PSE&G | Accepted | 2019-02-05 | 2019-02-05 | 2020-02-05 | Solar Edge | SE7600H-US | Inverters | 7600 |  | 1 |  |  | 0.992 |  | Outdoor | Near the Utility Meter.
Solar Registration Program | NJSRRE1540337867 | Somerset | 8873 | 5 | 9.45 | Residential | Yes | Behind the Meter | Trinity Solar | PSE&G | Accepted | 2019-02-06 | 2019-02-08 | 2020-02-08 | Hanwha | Q.PEAK DUO BLK-G5 315 | Solar Panels |  | 0.315 | 28 | 129 | 40 |  | Fixed | Roof
Solar Registration Program | NJSRRE1540337867 | Somerset | 8873 | 5 | 9.45 | Residential | Yes | Behind the Meter | Trinity Solar | PSE&G | Accepted | 2019-02-06 | 2019-02-08 | 2020-02-08 | Hanwha | Q.PEAK DUO BLK-G5 315 | Solar Panels |  | 0.315 | 2 | 129 | 27 |  | Fixed | Roof
Solar Registration Program | NJSRRE1540337867 | Somerset | 8873 | 5 | 9.45 | Residential | Yes | Behind the Meter | Trinity Solar | PSE&G | Accepted | 2019-02-06 | 2019-02-08 | 2020-02-08 | Solar Edge | SE7600 | Inverters | 7600 |  | 1 |  |  | 0.97 |  | Outside | side of home
Solar Registration Program | NJSRRE1540350632 | Stafford Township | 8050 | 18 | 9.45 | Residential | Yes | Behind the Meter | Suntuity Solar LLC | AC Electric | Accepted | 2019-02-09 | 2019-02-13 | 2020-02-13 | Hanwha Solar | Q-Cells 315 Mono | Solar Panels |  | 0.315 | 14 | 155 | 27 |  | Fixed | Roof
Solar Registration Program | NJSRRE1540350632 | Stafford Township | 8050 | 18 | 9.45 | Residential | Yes | Behind the Meter | Suntuity Solar LLC | AC Electric | Accepted | 2019-02-09 | 2019-02-13 | 2020-02-13 | Hanwha Solar | Q-Cells 315 Mono | Solar Panels |  | 0.315 | 4 | 155 | 27 |  | Fixed | Roof
Solar Registration Program | NJSRRE1540350632 | Stafford Township | 8050 | 18 | 9.45 | Residential | Yes | Behind the Meter | Suntuity Solar LLC | AC Electric | Accepted | 2019-02-09 | 2019-02-13 | 2020-02-13 | Hanwha Solar | Q-Cells 315 Mono | Solar Panels |  | 0.315 | 2 | 155 | 27 |  | Fixed | Roof
Solar Registration Program | NJSRRE1540350632 | Stafford Township | 8050 | 18 | 9.45 | Residential | Yes | Behind the Meter | Suntuity Solar LLC | AC Electric | Accepted | 2019-02-09 | 2019-02-13 | 2020-02-13 | Hanwha Solar | Q-Cells 315 Mono | Solar Panels |  | 0.315 | 3 | 245 | 37 |  | Fixed | Roof
Solar Registration Program | NJSRRE1540350632 | Stafford Township | 8050 | 18 | 9.45 | Residential | Yes | Behind the Meter | Suntuity Solar LLC | AC Electric | Accepted | 2019-02-09 | 2019-02-13 | 2020-02-13 | Hanwha Solar | Q-Cells 315 Mono | Solar Panels |  | 0.315 | 7 | 335 | 27 |  | Fixed | Roof
Solar Registration Program | NJSRRE1540350632 | Stafford Township | 8050 | 18 | 9.45 | Residential | Yes | Behind the Meter | Suntuity Solar LLC | AC Electric | Accepted | 2019-02-09 | 2019-02-13 | 2020-02-13 | SolarEdge | SE7600H-US | Inverters | 7600 |  | 1 |  |  | 0.99 |  | Outdoor | Besides the meter
Solar Registration Program | NJSRRE1540351528 | EGG HARBOR TOWNSHIP | 8234 | 19 | 9.45 | Residential | Yes | Behind the Meter | Vivint Solar Developer, LLC | AC Electric | Accepted | 2019-02-11 | 2019-02-13 | 2020-02-13 | Hanwha Solar | Q.PEAK DUO BLK-G5 315 | Solar Panels |  | 0.315 | 30 | 138 | 33 |  | Fixed | Roof
Solar Registration Program | NJSRRE1540351528 | EGG HARBOR TOWNSHIP | 8234 | 19 | 9.45 | Residential | Yes | Behind the Meter | Vivint Solar Developer, LLC | AC Electric | Accepted | 2019-02-11 | 2019-02-13 | 2020-02-13 | Solar Edge | SE7600H-US | Inverters | 7600 |  | 1 |  |  | 0.992 |  | Outdoor | Near the Utility Meter
Solar Registration Program | NJSRRE1540369136 | Keyport | 7735 | 17 | 9.45 | Residential | Yes | Behind the Meter | Vivint Solar Developer, LLC | JCP&L | Accepted | 2019-02-20 | 2019-02-21 | 2020-02-21 | Hanwha Solar | Q.PEAK DUO BLK-G5 315 | Solar Panels |  | 0.315 | 15 | 354 | 26 |  | Fixed | Roof
Solar Registration Program | NJSRRE1540369136 | Keyport | 7735 | 17 | 9.45 | Residential | Yes | Behind the Meter | Vivint Solar Developer, LLC | JCP&L | Accepted | 2019-02-20 | 2019-02-21 | 2020-02-21 | Hanwha Solar | Q.PEAK DUO BLK-G5 315 | Solar Panels |  | 0.315 | 15 | 174 | 26 |  | Fixed | Roof
Solar Registration Program | NJSRRE1540369136 | Keyport | 7735 | 17 | 9.45 | Residential | Yes | Behind the Meter | Vivint Solar Developer, LLC | JCP&L | Accepted | 2019-02-20 | 2019-02-21 | 2020-02-21 | Solar Edge | SE7600H-US | Inverters | 7600 |  | 1 |  |  | 0.992 |  | Outdoor | Near the Utility Meter
Solar Registration Program | NJSRRE1540381298 | RIVER EDGE | 7661 | 7 | 9.45 | Residential | Yes | Behind the Meter | Vivint Solar Developer, LLC | PSE&G | Accepted | 2019-02-20 | 2019-02-22 | 2020-02-22 | Hanwha Solar | Q.PEAK BLK-G5 315 | Solar Panels |  | 0.315 | 2 | 200 | 36 |  | Fixed | Roof
Solar Registration Program | NJSRRE1540381298 | RIVER EDGE | 7661 | 7 | 9.45 | Residential | Yes | Behind the Meter | Vivint Solar Developer, LLC | PSE&G | Accepted | 2019-02-20 | 2019-02-22 | 2020-02-22 | Hanwha Solar | Q.PEAK BLK-G5 315 | Solar Panels |  | 0.315 | 17 | 200 | 14 |  | Fixed | Roof
Solar Registration Program | NJSRRE1540381298 | RIVER EDGE | 7661 | 7 | 9.45 | Residential | Yes | Behind the Meter | Vivint Solar Developer, LLC | PSE&G | Accepted | 2019-02-20 | 2019-02-22 | 2020-02-22 | Hanwha Solar | Q.PEAK BLK-G5 315 | Solar Panels |  | 0.315 | 11 | 200 | 10 |  | Fixed | Roof
Solar Registration Program | NJSRRE1540381298 | RIVER EDGE | 7661 | 7 | 9.45 | Residential | Yes | Behind the Meter | Vivint Solar Developer, LLC | PSE&G | Accepted | 2019-02-20 | 2019-02-22 | 2020-02-22 | Solar Edge | SE7600H-US | Inverters | 7600 |  | 1 |  |  | 0.992 |  | Outdoor | Near the Utility Meter
Solar Registration Program | NJSRRE1540396437 | Wenonah | 8090 | 15 | 9.45 | Residential | Yes | Behind the Meter | Trinity Solar | AC Electric | Accepted | 2019-02-26 | 2019-02-27 | 2020-02-27 | HANWHA | Q.PEAK DUO BLK-G5 315 | Solar Panels |  | 0.315 | 19 | 226 | 5 |  | Fixed | Roof
Solar Registration Program | NJSRRE1540396437 | Wenonah | 8090 | 15 | 9.45 | Residential | Yes | Behind the Meter | Trinity Solar | AC Electric | Accepted | 2019-02-26 | 2019-02-27 | 2020-02-27 | HANWHA | Q.PEAK DUO BLK-G5 315 | Solar Panels |  | 0.315 | 11 | 46 | 6 |  | Fixed | Roof
Solar Registration Program | NJSRRE1540396437 | Wenonah | 8090 | 15 | 9.45 | Residential | Yes | Behind the Meter | Trinity Solar | AC Electric | Accepted | 2019-02-26 | 2019-02-27 | 2020-02-27 | Solar Edge | SE7600H-US000NNC2 | Inverters | 7600 |  | 1 |  |  | 0.97 |  | Outdoor | side of home
Solar Registration Program | NJSRRE1540459346 | Woodstown | 8098 | 16 | 9.45 | Residential | Yes | Behind the Meter | Trinity Solar | AC Electric | Accepted | 2019-03-07 | 2019-03-08 | 2020-03-08 | HANWHA | Q.PEAK DUO BLK-G5 315 | Solar Panels |  | 0.315 | 30 | 180 | 30 |  | Fixed | Roof
Solar Registration Program | NJSRRE1540459346 | Woodstown | 8098 | 16 | 9.45 | Residential | Yes | Behind the Meter | Trinity Solar | AC Electric | Accepted | 2019-03-07 | 2019-03-08 | 2020-03-08 | Solar Edge | SE7600 | Inverters | 7600 |  | 1 |  |  | 0.97 |  | Outside | Side of home
Solar Registration Program | NJSRRE1540756161 | Stewartsville | 8886 | 2 | 9.45 | Residential | Yes | Behind the Meter | Tesla Energy Operations Inc | JCP&L | Accepted | 2019-03-29 | 2019-04-01 | 2020-04-01 | LG Electronics | LG315N1C-Z4 | Solar Panels |  | 0.315 | 30 | 277 | 30 |  | Fixed | Roof
Solar Registration Program | NJSRRE1540756161 | Stewartsville | 8886 | 2 | 9.45 | Residential | Yes | Behind the Meter | Tesla Energy Operations Inc | JCP&L | Accepted | 2019-03-29 | 2019-04-01 | 2020-04-01 | Delta | Solivia 7.6 TL | Inverters | 7600 |  | 1 |  |  | 0.975 |  | Outdoor | Outdoor
Solar Registration Program | NJSRRE1540756253 | North Brunswick | 8902 | 11 | 9.45 | Residential | Yes | Behind the Meter | Vivint Solar Developer, LLC | PSE&G | Accepted | 2019-04-02 | 2019-04-02 | 2020-04-02 | Hanwha Solar | Q.Peak BLK-G5 315 | Solar Panels |  | 0.315 | 14 | 138 | 27 |  | Fixed | Roof
Solar Registration Program | NJSRRE1540756253 | North Brunswick | 8902 | 11 | 9.45 | Residential | Yes | Behind the Meter | Vivint Solar Developer, LLC | PSE&G | Accepted | 2019-04-02 | 2019-04-02 | 2020-04-02 | Hanwha Solar | Q.Peak BLK-G5 315 | Solar Panels |  | 0.315 | 16 | 318 | 27 |  | Fixed | Roof
Solar Registration Program | NJSRRE1540756253 | North Brunswick | 8902 | 11 | 9.45 | Residential | Yes | Behind the Meter | Vivint Solar Developer, LLC | PSE&G | Accepted | 2019-04-02 | 2019-04-02 | 2020-04-02 | Solar Edge | SE7600H-US | Inverters | 7600 |  | 1 |  |  | 0.992 |  | Outdoor | Near the Utility Meter.
Solar Registration Program | NJSRRE1540815725 | Beesley Point | 8223 | 21 | 9.45 | Residential | No | Behind the Meter | New Jersey Clean Energy Solutions | AC Electric | Accepted | 2019-04-03 | 2019-04-04 | 2020-04-04 | Solar Edge | SE7600H-US | Inverters | 7600 |  | 1 |  |  | 0.97 |  | Outside | near meter
Solar Registration Program | NJSRRE1540815725 | Beesley Point | 8223 | 21 | 9.45 | Residential | No | Behind the Meter | New Jersey Clean Energy Solutions | AC Electric | Accepted | 2019-04-03 | 2019-04-04 | 2020-04-04 | QCell Peak Duo | BLK-G5-1-315 | Solar Panels |  | 0.315 | 30 | 136 | 28 |  | Fixed | Roof | House
Solar Registration Program | NJSRRE1541063695 | Belleville | 7109 | 9 | 9.45 | Residential | Yes | Behind the Meter | Pro Custom Solar dba Momentum Solar | PSE&G | Accepted | 2019-05-31 | 2019-06-04 | 2020-06-04 | HANWHA | Q.PEAK DUO BLK-G5 315 | Solar Panels |  | 0.315 | 30 | 130 | 5 |  | Fixed | Roof
Solar Registration Program | NJSRRE1541063695 | Belleville | 7109 | 9 | 9.45 | Residential | Yes | Behind the Meter | Pro Custom Solar dba Momentum Solar | PSE&G | Accepted | 2019-05-31 | 2019-06-04 | 2020-06-04 | ENPHASE | IQ7-60-2-US | Inverters | 250 |  | 30 |  |  | 0.97 |  | Outdoor | ROOF
Solar Registration Program | NJSRRE1541066884 | Cherry Hill | 8002 | 14 | 9.45 | Residential | Yes | Behind the Meter | Trinity Solar | PSE&G | Accepted | 2019-06-03 | 2019-06-06 | 2020-06-06 | Hanwha | Q.PEAK DUO BLK-G5 315 | Solar Panels |  | 0.315 | 30 | 208 | 37 |  | Fixed | Roof
Solar Registration Program | NJSRRE1541066884 | Cherry Hill | 8002 | 14 | 9.45 | Residential | Yes | Behind the Meter | Trinity Solar | PSE&G | Accepted | 2019-06-03 | 2019-06-06 | 2020-06-06 | Solar Edge | SE7600 | Inverters | 7600 |  | 1 |  |  | 0.97 |  | Outside | side of home
Solar Registration Program | NJSRRE1541584847 | PENNSAUKEN | 8109 | 14 | 9.45 | Residential | Yes | Behind the Meter | Vivint Solar Developer, LLC | PSE&G | Accepted | 2019-07-05 | 2019-07-08 | 2020-07-08 | HANWHA SOLAR | Q.PEAK BLK-G5 315 | Solar Panels |  | 0.315 | 10 | 116 | 41 |  | Fixed | Roof
Solar Registration Program | NJSRRE1541584847 | PENNSAUKEN | 8109 | 14 | 9.45 | Residential | Yes | Behind the Meter | Vivint Solar Developer, LLC | PSE&G | Accepted | 2019-07-05 | 2019-07-08 | 2020-07-08 | HANWHA SOLAR | Q.PEAK BLK-G5 315 | Solar Panels |  | 0.315 | 20 | 296 | 41 |  | Fixed | Roof
Solar Registration Program | NJSRRE1541584847 | PENNSAUKEN | 8109 | 14 | 9.45 | Residential | Yes | Behind the Meter | Vivint Solar Developer, LLC | PSE&G | Accepted | 2019-07-05 | 2019-07-08 | 2020-07-08 | SOLAREDGE | SE7600H-US | Inverters | 7600 |  | 1 |  |  | 0.992 |  | Outdoor | Near The Utility Meter
Solar Registration Program | NJSRRE1541614717 | Cape May | 8204 | 21 | 9.45 | Residential | Yes | Behind the Meter | Trinity Solar | AC Electric | Accepted | 2019-07-05 | 2019-07-09 | 2020-07-09 | Hanwha 315 | Q.PEAK DUO BLK-G5 315 | Solar Panels |  | 0.315 | 13 | 156 | 23 |  | Fixed | Roof
Solar Registration Program | NJSRRE1541614717 | Cape May | 8204 | 21 | 9.45 | Residential | Yes | Behind the Meter | Trinity Solar | AC Electric | Accepted | 2019-07-05 | 2019-07-09 | 2020-07-09 | Hanwha 315 | Q.PEAK DUO BLK-G5 315 | Solar Panels |  | 0.315 | 9 | 66 | 27 |  | Fixed | Roof
Solar Registration Program | NJSRRE1541614717 | Cape May | 8204 | 21 | 9.45 | Residential | Yes | Behind the Meter | Trinity Solar | AC Electric | Accepted | 2019-07-05 | 2019-07-09 | 2020-07-09 | Hanwha 315 | Q.PEAK DUO BLK-G5 315 | Solar Panels |  | 0.315 | 8 | 246 | 27 |  | Fixed | Roof
Solar Registration Program | NJSRRE1541614717 | Cape May | 8204 | 21 | 9.45 | Residential | Yes | Behind the Meter | Trinity Solar | AC Electric | Accepted | 2019-07-05 | 2019-07-09 | 2020-07-09 | Solar Edge | SE7600H-US | Inverters | 7600 |  | 1 |  |  | 0.97 |  | Outside | Side of home
Solar Registration Program | NJSRRE1541620990 | FAIR LAWN | 7410 | 7 | 9.45 | Residential | Yes | Behind the Meter | Vivint Solar Developer, LLC | PSE&G | Accepted | 2019-07-09 | 2019-07-10 | 2020-07-10 | Hanhwa Solar | Q.PEAK BLK-G5 315 | Solar Panels |  | 0.315 | 16 | 251 | 35 |  | Fixed | Roof
Solar Registration Program | NJSRRE1541620990 | FAIR LAWN | 7410 | 7 | 9.45 | Residential | Yes | Behind the Meter | Vivint Solar Developer, LLC | PSE&G | Accepted | 2019-07-09 | 2019-07-10 | 2020-07-10 | Hanwha Solar | Q.PEAK BLK-G5 315 | Solar Panels |  | 0.315 | 14 | 71 | 35 |  | Fixed | Roof
Solar Registration Program | NJSRRE1541620990 | FAIR LAWN | 7410 | 7 | 9.45 | Residential | Yes | Behind the Meter | Vivint Solar Developer, LLC | PSE&G | Accepted | 2019-07-09 | 2019-07-10 | 2020-07-10 | Solar Edge | SE7600H-US000BNC4 | Inverters | 7600 |  | 1 |  |  | 0.992 |  | Outdoor | Near The Utility Meter
Solar Registration Program | NJSRRE1541711852 | Mount Holly | 8060 | 13 | 9.45 | Residential | Yes | Behind the Meter | Vivint Solar Developer, LLC | PSE&G | Accepted | 2019-08-03 | 2019-08-05 | 2020-08-05 | Hanwha Solar | Q. Peak BLK-G5 315 | Solar Panels |  | 0.315 | 18 | 106 | 26 |  | Fixed | Roof
Solar Registration Program | NJSRRE1541711852 | Mount Holly | 8060 | 13 | 9.45 | Residential | Yes | Behind the Meter | Vivint Solar Developer, LLC | PSE&G | Accepted | 2019-08-03 | 2019-08-05 | 2020-08-05 | Hanwha Solar | Q. Peak BLK-G5 315 | Solar Panels |  | 0.315 | 12 | 286 | 26 |  | Fixed | Roof
Solar Registration Program | NJSRRE1541711852 | Mount Holly | 8060 | 13 | 9.45 | Residential | Yes | Behind the Meter | Vivint Solar Developer, LLC | PSE&G | Accepted | 2019-08-03 | 2019-08-05 | 2020-08-05 | Solar Edge | SE7600H-US | Inverters | 7600 |  | 1 |  |  | 0.992 |  | Outdoor | Near the Utility Meter
Solar Registration Program | NJSRRE1541722726 | Dumont | 7628 | 7 | 9.45 | Residential | Yes | Behind the Meter | Vivint Solar Developer, LLC | PSE&G | Accepted | 2019-08-01 | 2019-08-05 | 2020-08-05 | Hanwha Solar | Q.PEAK BLK-G5 315 | Solar Panels |  | 0.315 | 12 | 88 | 40 |  | Fixed | Roof
Solar Registration Program | NJSRRE1541722726 | Dumont | 7628 | 7 | 9.45 | Residential | Yes | Behind the Meter | Vivint Solar Developer, LLC | PSE&G | Accepted | 2019-08-01 | 2019-08-05 | 2020-08-05 | Hanwha Solar | Q.PEAK BLK-G5 315 | Solar Panels |  | 0.315 | 3 | 358 | 15 |  | Fixed | Roof
Solar Registration Program | NJSRRE1541722726 | Dumont | 7628 | 7 | 9.45 | Residential | Yes | Behind the Meter | Vivint Solar Developer, LLC | PSE&G | Accepted | 2019-08-01 | 2019-08-05 | 2020-08-05 | Hanwha Solar | Q.PEAK BLK-G5 315 | Solar Panels |  | 0.315 | 13 | 268 | 40 |  | Fixed | Roof
Solar Registration Program | NJSRRE1541722726 | Dumont | 7628 | 7 | 9.45 | Residential | Yes | Behind the Meter | Vivint Solar Developer, LLC | PSE&G | Accepted | 2019-08-01 | 2019-08-05 | 2020-08-05 | Hanwha Solar | Q.PEAK BLK-G5 315 | Solar Panels |  | 0.315 | 2 | 178 | 15 |  | Fixed | Roof
Solar Registration Program | NJSRRE1541722726 | Dumont | 7628 | 7 | 9.45 | Residential | Yes | Behind the Meter | Vivint Solar Developer, LLC | PSE&G | Accepted | 2019-08-01 | 2019-08-05 | 2020-08-05 | Solar Edge | SE7600H-US | Inverters | 7600 |  | 1 |  |  | 0.992 |  | Outdoor | Near the Utility Meter
Solar Registration Program | NJSRRE1541859649 | Giddbstown | 8021 | 14 | 9.45 | Residential | Yes | Behind the Meter | Vivint Solar Developer, LLC | AC Electric | Accepted | 2019-08-26 | 2019-08-27 | 2020-08-27 | Hanwha | Q.PEak DUO BLK G5 315 | Solar Panels |  | 0.315 | 10 | 240 | 21 |  | Fixed | Roof
Solar Registration Program | NJSRRE1541859649 | Giddbstown | 8021 | 14 | 9.45 | Residential | Yes | Behind the Meter | Vivint Solar Developer, LLC | AC Electric | Accepted | 2019-08-26 | 2019-08-27 | 2020-08-27 | Hanwha | Q.Peak Duo BLK G5 315 | Solar Panels |  | 0.315 | 20 | 240 | 21 |  | Fixed | Roof
Solar Registration Program | NJSRRE1541859649 | Giddbstown | 8021 | 14 | 9.45 | Residential | Yes | Behind the Meter | Vivint Solar Developer, LLC | AC Electric | Accepted | 2019-08-26 | 2019-08-27 | 2020-08-27 | SE7600H-US | SE7600 | Inverters | 7600 |  | 1 |  |  | 0.992 |  | Other | near the utility meter
Solar Registration Program | NJSRRE1541881084 | PENNSAUKEN | 8110 | 14 | 9.45 | Residential | Yes | Behind the Meter | Vivint Solar Developer, LLC | PSE&G | Accepted | 2019-09-05 | 2019-09-05 | 2020-09-05 | Hanwha Solar | Q.PEAK BLK-G5 315 | Solar Panels |  | 0.315 | 4 | 147 | 37 |  | Fixed | Roof
Solar Registration Program | NJSRRE1541881084 | PENNSAUKEN | 8110 | 14 | 9.45 | Residential | Yes | Behind the Meter | Vivint Solar Developer, LLC | PSE&G | Accepted | 2019-09-05 | 2019-09-05 | 2020-09-05 | Hanwha Solar | Q.PEAK BLK-G5 315 | Solar Panels |  | 0.315 | 4 | 147 | 37 |  | Fixed | Roof
Solar Registration Program | NJSRRE1541881084 | PENNSAUKEN | 8110 | 14 | 9.45 | Residential | Yes | Behind the Meter | Vivint Solar Developer, LLC | PSE&G | Accepted | 2019-09-05 | 2019-09-05 | 2020-09-05 | Hanwha Solar | Q.PEAK BLK-G5 315 | Solar Panels |  | 0.315 | 8 | 147 | 16 |  | Fixed | Roof
Solar Registration Program | NJSRRE1541881084 | PENNSAUKEN | 8110 | 14 | 9.45 | Residential | Yes | Behind the Meter | Vivint Solar Developer, LLC | PSE&G | Accepted | 2019-09-05 | 2019-09-05 | 2020-09-05 | Hanwha Solar | Q.PEAK BLK-G5 315 | Solar Panels |  | 0.315 | 4 | 237 | 37 |  | Fixed | Roof
Solar Registration Program | NJSRRE1541881084 | PENNSAUKEN | 8110 | 14 | 9.45 | Residential | Yes | Behind the Meter | Vivint Solar Developer, LLC | PSE&G | Accepted | 2019-09-05 | 2019-09-05 | 2020-09-05 | Hanwha Solar | Q.PEAK BLK-G5 315 | Solar Panels |  | 0.315 | 10 | 147 | 20 |  | Fixed | Roof
Solar Registration Program | NJSRRE1541881084 | PENNSAUKEN | 8110 | 14 | 9.45 | Residential | Yes | Behind the Meter | Vivint Solar Developer, LLC | PSE&G | Accepted | 2019-09-05 | 2019-09-05 | 2020-09-05 | SolarEdge Technologies | SE7600H-US | Inverters | 7600 |  | 1 |  |  | 0.992 |  | Outdoor | Near the Utility Meter
Solar Registration Program | NJSRRE1541883673 | Runnemede | 8078 | 14 | 9.45 | Residential | Yes | Behind the Meter | Vivint Solar Developer, LLC | PSE&G | Accepted | 2019-08-29 | 2019-08-30 | 2020-08-30 | Hanwha Solar | Q.PEAK BLK-G5 315w | Solar Panels |  | 0.315 | 15 | 339 | 37 |  | Fixed | Roof
Solar Registration Program | NJSRRE1541883673 | Runnemede | 8078 | 14 | 9.45 | Residential | Yes | Behind the Meter | Vivint Solar Developer, LLC | PSE&G | Accepted | 2019-08-29 | 2019-08-30 | 2020-08-30 | Hanwha Solar | Q.PEAK BLK-G5 315w | Solar Panels |  | 0.315 | 15 | 159 | 37 |  | Fixed | Roof
Solar Registration Program | NJSRRE1541883673 | Runnemede | 8078 | 14 | 9.45 | Residential | Yes | Behind the Meter | Vivint Solar Developer, LLC | PSE&G | Accepted | 2019-08-29 | 2019-08-30 | 2020-08-30 | Solar Edge | SE7600H-US | Inverters | 7600 |  | 1 |  |  | 0.992 |  | Outdoor | Near the Utility Meter
Solar Registration Program | NJSRRE1541883865 | Monmouth Junction | 8852 | 11 | 9.45 | Residential | Yes | Behind the Meter | Vivint Solar Developer, LLC | PSE&G | Accepted | 2019-09-05 | 2019-09-05 | 2020-09-05 | Hanwha Solar | Q.PEAK BLK-G5 315 | Solar Panels |  | 0.315 | 4 | 67 | 20 |  | Fixed | Roof
Solar Registration Program | NJSRRE1541883865 | Monmouth Junction | 8852 | 11 | 9.45 | Residential | Yes | Behind the Meter | Vivint Solar Developer, LLC | PSE&G | Accepted | 2019-09-05 | 2019-09-05 | 2020-09-05 | Hanwha Solar | Q.PEAK BLK-G5 315 | Solar Panels |  | 0.315 | 4 | 157 | 16 |  | Fixed | Roof
Solar Registration Program | NJSRRE1541883865 | Monmouth Junction | 8852 | 11 | 9.45 | Residential | Yes | Behind the Meter | Vivint Solar Developer, LLC | PSE&G | Accepted | 2019-09-05 | 2019-09-05 | 2020-09-05 | Hanwha Solar | Q.PEAK BLK-G5 315 | Solar Panels |  | 0.315 | 8 | 247 | 20 |  | Fixed | Roof
Solar Registration Program | NJSRRE1541883865 | Monmouth Junction | 8852 | 11 | 9.45 | Residential | Yes | Behind the Meter | Vivint Solar Developer, LLC | PSE&G | Accepted | 2019-09-05 | 2019-09-05 | 2020-09-05 | HANWHA SOLAR | Q.PEAK BLK-G5 315 | Solar Panels |  | 0.315 | 14 | 247 | 19 |  | Fixed | Roof
Solar Registration Program | NJSRRE1541883865 | Monmouth Junction | 8852 | 11 | 9.45 | Residential | Yes | Behind the Meter | Vivint Solar Developer, LLC | PSE&G | Accepted | 2019-09-05 | 2019-09-05 | 2020-09-05 | SOLAR EDGE | SE7600H-US | Inverters | 7600 |  | 1 |  |  | 0.992 |  | Outdoor | Near the Utility Meter
Solar Registration Program | NJSRRE1541888230 | PLAINFIELD | 7060 | 10 | 9.45 | Residential | No | Behind the Meter | Vivint Solar Developer, LLC | PSE&G | Accepted | 2019-09-04 | 2019-09-04 | 2020-09-04 | Hanwha Solar | Q.PEAK BLK-G5 315 | Solar Panels |  | 0.315 | 30 | 128 | 39 |  | Fixed | Roof
Solar Registration Program | NJSRRE1541888230 | PLAINFIELD | 7060 | 10 | 9.45 | Residential | No | Behind the Meter | Vivint Solar Developer, LLC | PSE&G | Accepted | 2019-09-04 | 2019-09-04 | 2020-09-04 | SolarEdge | SE7600H-US | Inverters | 7600 |  | 1 |  |  | 0.992 |  | Outdoor | Near the Utility Meter
Solar Registration Program | NJSRRE1541989906 | PENNSAUKEN | 8110 | 14 | 9.45 | Residential | Yes | Behind the Meter | Vivint Solar Developer, LLC | PSE&G | Accepted | 2019-09-04 | 2019-09-05 | 2020-09-05 | Hanwha Solar | Q.PEAK BLK-G5 315 | Solar Panels |  | 0.315 | 3 | 329 | 39 |  | Fixed | Roof
Solar Registration Program | NJSRRE1541989906 | PENNSAUKEN | 8110 | 14 | 9.45 | Residential | Yes | Behind the Meter | Vivint Solar Developer, LLC | PSE&G | Accepted | 2019-09-04 | 2019-09-05 | 2020-09-05 | Hanwha Solar | Q.PEAK BLK-G5 315 | Solar Panels |  | 0.315 | 3 | 149 | 39 |  | Fixed | Roof
Solar Registration Program | NJSRRE1541989906 | PENNSAUKEN | 8110 | 14 | 9.45 | Residential | Yes | Behind the Meter | Vivint Solar Developer, LLC | PSE&G | Accepted | 2019-09-04 | 2019-09-05 | 2020-09-05 | Hanwha Solar | Q.PEAK BLK-G5 315 | Solar Panels |  | 0.315 | 16 | 149 | 39 |  | Fixed | Roof
Solar Registration Program | NJSRRE1541989906 | PENNSAUKEN | 8110 | 14 | 9.45 | Residential | Yes | Behind the Meter | Vivint Solar Developer, LLC | PSE&G | Accepted | 2019-09-04 | 2019-09-05 | 2020-09-05 | Hanwha Solar | Q.PEAK BLK-G5 315 | Solar Panels |  | 0.315 | 8 | 329 | 39 |  | Fixed | Roof
Solar Registration Program | NJSRRE1541989906 | PENNSAUKEN | 8110 | 14 | 9.45 | Residential | Yes | Behind the Meter | Vivint Solar Developer, LLC | PSE&G | Accepted | 2019-09-04 | 2019-09-05 | 2020-09-05 | Solar Edge | SE7600H-US000BNC4 | Inverters | 7600 |  | 1 |  |  | 0.992 |  | Outdoor | Near the utility meter
Solar Registration Program | NJSRRE1542054008 | Metuchen | 8840 | 11 | 9.45 | Residential | No | Behind the Meter | New Jersey Clean Energy Solutions | PSE&G | Accepted | 2019-09-03 | 2019-09-05 | 2020-09-05 | Hanwha | Q-Peak Duo Blk-G5 | Solar Panels |  | 0.315 | 15 | 84 | 40 |  | Fixed | Roof | House
Solar Registration Program | NJSRRE1542054008 | Metuchen | 8840 | 11 | 9.45 | Residential | No | Behind the Meter | New Jersey Clean Energy Solutions | PSE&G | Accepted | 2019-09-03 | 2019-09-05 | 2020-09-05 | Hanwha | Q-Peak Duo Blk-G5 | Solar Panels |  | 0.315 | 8 | 84 | 28 |  | Fixed | Roof | House
Solar Registration Program | NJSRRE1542054008 | Metuchen | 8840 | 11 | 9.45 | Residential | No | Behind the Meter | New Jersey Clean Energy Solutions | PSE&G | Accepted | 2019-09-03 | 2019-09-05 | 2020-09-05 | Hanwha | Q-Peak Duo Blk-G5 | Solar Panels |  | 0.315 | 3 | 174 | 25 |  | Fixed | Roof | House
Solar Registration Program | NJSRRE1542054008 | Metuchen | 8840 | 11 | 9.45 | Residential | No | Behind the Meter | New Jersey Clean Energy Solutions | PSE&G | Accepted | 2019-09-03 | 2019-09-05 | 2020-09-05 | Hanwha | Q-Peak Duo Blk-G5 | Solar Panels |  | 0.315 | 2 | 174 | 25 |  | Fixed | Roof | House
Solar Registration Program | NJSRRE1542054008 | Metuchen | 8840 | 11 | 9.45 | Residential | No | Behind the Meter | New Jersey Clean Energy Solutions | PSE&G | Accepted | 2019-09-03 | 2019-09-05 | 2020-09-05 | Hanwha | Q-Peak Duo Blk-G5 | Solar Panels |  | 0.315 | 2 | 264 | 28 |  | Fixed | Roof | House
Solar Registration Program | NJSRRE1542054008 | Metuchen | 8840 | 11 | 9.45 | Residential | No | Behind the Meter | New Jersey Clean Energy Solutions | PSE&G | Accepted | 2019-09-03 | 2019-09-05 | 2020-09-05 | Solar Edge | SE7600H-US | Inverters | 7600 |  | 1 |  |  | 0.97 |  | Outside | near meter
Solar Registration Program | NJSRRE1542162545 | Glassboro | 8028 | 15 | 9.45 | Residential | Yes | Behind the Meter | Castle Energy, LLC | AC Electric | Accepted | 2019-09-04 | 2019-09-06 | 2020-09-06 | Hanwha Q-Cells | Q.Peak DUO-G5 315 | Solar Panels |  | 0.315 | 30 | 180 | 25 |  | Fixed | Ground
Solar Registration Program | NJSRRE1542162545 | Glassboro | 8028 | 15 | 9.45 | Residential | Yes | Behind the Meter | Castle Energy, LLC | AC Electric | Accepted | 2019-09-04 | 2019-09-06 | 2020-09-06 | Enphase Energy | IQ7-60-2-US | Inverters | 240 |  | 30 |  |  | 0.967 |  | Outside | under each solar panel
Solar Registration Program | NJSRRE1542407217 | Marlton | 8053 | 13 | 9.45 | Residential | No | Behind the Meter | Vivint Solar Developer, LLC | PSE&G | Accepted | 2019-09-16 | 2019-09-18 | 2020-09-18 | Hanwha Solar | Q.PEAK BLK-G5 315 | Solar Panels |  | 0.315 | 25 | 233 | 31 |  | Fixed | Roof
Solar Registration Program | NJSRRE1542407217 | Marlton | 8053 | 13 | 9.45 | Residential | No | Behind the Meter | Vivint Solar Developer, LLC | PSE&G | Accepted | 2019-09-16 | 2019-09-18 | 2020-09-18 | Hanwha Solar | Q.PEAK BLK-G5 315 | Solar Panels |  | 0.315 | 5 | 233 | 31 |  | Fixed | Roof
Solar Registration Program | NJSRRE1542407217 | Marlton | 8053 | 13 | 9.45 | Residential | No | Behind the Meter | Vivint Solar Developer, LLC | PSE&G | Accepted | 2019-09-16 | 2019-09-18 | 2020-09-18 | Solar Edge | SE7600H-US000BNC4 | Inverters | 7600 |  | 1 |  |  | 0.992 |  | Outdoor | near the utility meter
Solar Registration Program | NJSRRE1542408728 | Franklinville | 8322 | 15 | 9.45 | Residential | Yes | Behind the Meter | Suntuity Solar LLC | AC Electric | Accepted | 2019-09-16 | 2019-09-18 | 2020-09-18 | Yingli Green Energy | YL315D-30b | Solar Panels |  | 0.315 | 30 | 177 | 20 |  | Fixed | Ground
Solar Registration Program | NJSRRE1542408728 | Franklinville | 8322 | 15 | 9.45 | Residential | Yes | Behind the Meter | Suntuity Solar LLC | AC Electric | Accepted | 2019-09-16 | 2019-09-18 | 2020-09-18 | Enphase Energy | IQ7-60-2-US | Inverters | 240 |  | 30 |  |  | 0.97 |  | Outdoor | Behind the PV Modules
Solar Registration Program | NJSRRE1542408971 | Toms Rive | 8753 | 18 | 9.45 | Residential | Yes | Behind the Meter | Vivint Solar Developer, LLC | JCP&L | Accepted | 2019-09-16 | 2019-09-18 | 2020-09-18 | HANWHA SOLAR | Q.PEAK BLK-G5 315 | Solar Panels |  | 0.315 | 9 | 115 | 23 |  | Fixed | Roof
Solar Registration Program | NJSRRE1542408971 | Toms Rive | 8753 | 18 | 9.45 | Residential | Yes | Behind the Meter | Vivint Solar Developer, LLC | JCP&L | Accepted | 2019-09-16 | 2019-09-18 | 2020-09-18 | HANWHA SOLAR | Q.PEAK BLK-G5 315 | Solar Panels |  | 0.315 | 11 | 295 | 23 |  | Fixed | Roof
Solar Registration Program | NJSRRE1542408971 | Toms Rive | 8753 | 18 | 9.45 | Residential | Yes | Behind the Meter | Vivint Solar Developer, LLC | JCP&L | Accepted | 2019-09-16 | 2019-09-18 | 2020-09-18 | HANWHA SOLAR | Q.PEAK BLK-G5 315 | Solar Panels |  | 0.315 | 10 | 115 | 23 |  | Fixed | Roof
Solar Registration Program | NJSRRE1542408971 | Toms Rive | 8753 | 18 | 9.45 | Residential | Yes | Behind the Meter | Vivint Solar Developer, LLC | JCP&L | Accepted | 2019-09-16 | 2019-09-18 | 2020-09-18 | Solar Edge | SE7600H-US000BNC4 | Inverters | 7600 |  | 1 |  |  | 0.992 |  | Outdoor | Near the Utility Meter
Solar Registration Program | NJSRRE1542425021 | Sicklerville | 8081 | 14 | 9.45 | Residential | No | Behind the Meter | Trinity Solar | AC Electric | Accepted | 2019-09-20 | 2019-09-24 | 2020-09-24 | HANWHA | Q.PEAK DUO BLK-G5 315 | Solar Panels |  | 0.315 | 17 | 232 | 23 |  | Fixed | Roof
Solar Registration Program | NJSRRE1542425021 | Sicklerville | 8081 | 14 | 9.45 | Residential | No | Behind the Meter | Trinity Solar | AC Electric | Accepted | 2019-09-20 | 2019-09-24 | 2020-09-24 | HANWHA | Q.PEAK DUO BLK-G5 315 | Solar Panels |  | 0.315 | 13 | 52 | 23 |  | Fixed | Roof
Solar Registration Program | NJSRRE1542425021 | Sicklerville | 8081 | 14 | 9.45 | Residential | No | Behind the Meter | Trinity Solar | AC Electric | Accepted | 2019-09-20 | 2019-09-24 | 2020-09-24 | SOLAR EDGE | SE7600H-US | Inverters | 7600 |  | 1 |  |  | 0.97 |  | Outdoor | SIDE
Solar Registration Program | NJSRRE1542425479 | WESTAMPTON | 8060 | 13 | 9.45 | Residential | No | Behind the Meter | Vivint Solar Developer, LLC | PSE&G | Accepted | 2019-09-20 | 2019-09-24 | 2020-09-24 | HANWHA SOLAR | Q.PEAK BLK-G5 315 | Solar Panels |  | 0.315 | 15 | 228 | 24 |  | Fixed | Roof
Solar Registration Program | NJSRRE1542425479 | WESTAMPTON | 8060 | 13 | 9.45 | Residential | No | Behind the Meter | Vivint Solar Developer, LLC | PSE&G | Accepted | 2019-09-20 | 2019-09-24 | 2020-09-24 | HANWHA SOLAR | Q.PEAK BLK-G5 315 | Solar Panels |  | 0.315 | 6 | 48 | 24 |  | Fixed | Roof
Solar Registration Program | NJSRRE1542425479 | WESTAMPTON | 8060 | 13 | 9.45 | Residential | No | Behind the Meter | Vivint Solar Developer, LLC | PSE&G | Accepted | 2019-09-20 | 2019-09-24 | 2020-09-24 | HANWHA SOLAR | Q.PEAK BLK-G5 315 | Solar Panels |  | 0.315 | 9 | 228 | 24 |  | Fixed | Roof
Solar Registration Program | NJSRRE1542425479 | WESTAMPTON | 8060 | 13 | 9.45 | Residential | No | Behind the Meter | Vivint Solar Developer, LLC | PSE&G | Accepted | 2019-09-20 | 2019-09-24 | 2020-09-24 | SOLAREDGE | SE7600H-US000BNC4 | Inverters | 7600 |  | 1 |  |  | 0.992 |  | Outdoor | Near The Utility Meter
Solar Registration Program | NJSRRE1542425692 | DELRAN | 8075 | 13 | 9.45 | Residential | Yes | Behind the Meter | Vivint Solar Developer, LLC | PSE&G | Accepted | 2019-09-21 | 2019-09-24 | 2020-09-24 | HANWHA SOLAR | Q.PEAK BLK-G5 315 | Solar Panels |  | 0.315 | 9 | 247 | 19 |  | Fixed | Roof
Solar Registration Program | NJSRRE1542425692 | DELRAN | 8075 | 13 | 9.45 | Residential | Yes | Behind the Meter | Vivint Solar Developer, LLC | PSE&G | Accepted | 2019-09-21 | 2019-09-24 | 2020-09-24 | HANWHA SOLAR | Q.PEAK BLK-G5 315 | Solar Panels |  | 0.315 | 3 | 247 | 19 |  | Fixed | Roof
Solar Registration Program | NJSRRE1542425692 | DELRAN | 8075 | 13 | 9.45 | Residential | Yes | Behind the Meter | Vivint Solar Developer, LLC | PSE&G | Accepted | 2019-09-21 | 2019-09-24 | 2020-09-24 | HANWHA SOLAR | Q.PEAK BLK-G5 315 | Solar Panels |  | 0.315 | 6 | 157 | 19 |  | Fixed | Roof
Solar Registration Program | NJSRRE1542425692 | DELRAN | 8075 | 13 | 9.45 | Residential | Yes | Behind the Meter | Vivint Solar Developer, LLC | PSE&G | Accepted | 2019-09-21 | 2019-09-24 | 2020-09-24 | HANWHA SOLAR | Q.PEAK BLK-G5 315 | Solar Panels |  | 0.315 | 12 | 67 | 19 |  | Fixed | Roof
Solar Registration Program | NJSRRE1542425692 | DELRAN | 8075 | 13 | 9.45 | Residential | Yes | Behind the Meter | Vivint Solar Developer, LLC | PSE&G | Accepted | 2019-09-21 | 2019-09-24 | 2020-09-24 | SolarEdge | SE7600H-US | Inverters | 7600 |  | 1 |  |  | 0.992 |  | Outdoor | Near the Utility Meter
Solar Registration Program | NJSRRE1542428794 | Salem | 8079 | 16 | 9.45 | Residential | Yes | Behind the Meter | Pro Custom Solar dba Momentum Solar | AC Electric | Accepted | 2019-09-23 | 2019-09-25 | 2020-09-25 | HANWHA | Q.PEAK DUO BLK-G5 315 | Solar Panels |  | 0.315 | 8 | 198 | 36 |  | Fixed | Roof
Solar Registration Program | NJSRRE1542428794 | Salem | 8079 | 16 | 9.45 | Residential | Yes | Behind the Meter | Pro Custom Solar dba Momentum Solar | AC Electric | Accepted | 2019-09-23 | 2019-09-25 | 2020-09-25 | HANWHA | Q.PEAK DUO BLK-G5 315 | Solar Panels |  | 0.315 | 4 | 198 | 7 |  | Fixed | Roof
Solar Registration Program | NJSRRE1542428794 | Salem | 8079 | 16 | 9.45 | Residential | Yes | Behind the Meter | Pro Custom Solar dba Momentum Solar | AC Electric | Accepted | 2019-09-23 | 2019-09-25 | 2020-09-25 | HANWHA | Q.PEAK DUO BLK-G5 315 | Solar Panels |  | 0.315 | 9 | 108 | 8 |  | Fixed | Roof
Solar Registration Program | NJSRRE1542428794 | Salem | 8079 | 16 | 9.45 | Residential | Yes | Behind the Meter | Pro Custom Solar dba Momentum Solar | AC Electric | Accepted | 2019-09-23 | 2019-09-25 | 2020-09-25 | HANWHA | Q.PEAK DUO BLK-G5 315 | Solar Panels |  | 0.315 | 9 | 198 | 5 |  | Fixed | Roof
Solar Registration Program | NJSRRE1542428794 | Salem | 8079 | 16 | 9.45 | Residential | Yes | Behind the Meter | Pro Custom Solar dba Momentum Solar | AC Electric | Accepted | 2019-09-23 | 2019-09-25 | 2020-09-25 | Enphase Energy | IQ6-60-2-US | Inverters | 240 |  | 30 |  |  | 0.97 |  | Outdoor | Roof
Solar Registration Program | NJSRRE1542428962 | Plainfield | 7060 | 10 | 9.45 | Residential | Yes | Behind the Meter | Vivint Solar Developer, LLC | PSE&G | Accepted | 2019-09-23 | 2019-09-25 | 2020-09-25 | HANWHA SOLAR | Q.PEAK BLK-G5 315 | Solar Panels |  | 0.315 | 15 | 133 | 35 |  | Fixed | Roof
Solar Registration Program | NJSRRE1542428962 | Plainfield | 7060 | 10 | 9.45 | Residential | Yes | Behind the Meter | Vivint Solar Developer, LLC | PSE&G | Accepted | 2019-09-23 | 2019-09-25 | 2020-09-25 | HANWHA SOLAR | Q.PEAK BLK-G5 315 | Solar Panels |  | 0.315 | 15 | 313 | 35 |  | Fixed | Roof
Solar Registration Program | NJSRRE1542428962 | Plainfield | 7060 | 10 | 9.45 | Residential | Yes | Behind the Meter | Vivint Solar Developer, LLC | PSE&G | Accepted | 2019-09-23 | 2019-09-25 | 2020-09-25 | SOLAREDGE | SE7600H-US000BNC4 | Inverters | 7600 |  | 1 |  |  | 0.992 |  | Outdoor | Near The Utility Meter
Solar Registration Program | NJSRRE1542429006 | ROSELLE | 7203 | 10 | 9.45 | Residential | Yes | Behind the Meter | Vivint Solar Developer, LLC | PSE&G | Accepted | 2019-09-24 | 2019-09-25 | 2020-09-25 | HANWHA SOLAR | Q.PEAK BLK-G5 315 | Solar Panels |  | 0.315 | 18 | 44 | 43 |  | Fixed | Roof
Solar Registration Program | NJSRRE1542429006 | ROSELLE | 7203 | 10 | 9.45 | Residential | Yes | Behind the Meter | Vivint Solar Developer, LLC | PSE&G | Accepted | 2019-09-24 | 2019-09-25 | 2020-09-25 | HANWHA SOLAR | Q.PEAK BLK-G5 315 | Solar Panels |  | 0.315 | 6 | 224 | 21 |  | Fixed | Roof
Solar Registration Program | NJSRRE1542429006 | ROSELLE | 7203 | 10 | 9.45 | Residential | Yes | Behind the Meter | Vivint Solar Developer, LLC | PSE&G | Accepted | 2019-09-24 | 2019-09-25 | 2020-09-25 | HANWHA SOLAR | Q.PEAK BLK-G5 315 | Solar Panels |  | 0.315 | 6 | 224 | 43 |  | Fixed | Roof
Solar Registration Program | NJSRRE1542429006 | ROSELLE | 7203 | 10 | 9.45 | Residential | Yes | Behind the Meter | Vivint Solar Developer, LLC | PSE&G | Accepted | 2019-09-24 | 2019-09-25 | 2020-09-25 | SOLAREDGE | SE7600H-US000BNC4 | Inverters | 7600 |  | 1 |  |  | 0.992 |  | Outdoor | Near The Utility Meter
Solar Registration Program | NJSRRE1542467246 | Roselle | 7203 | 10 | 9.45 | Residential | Yes | Behind the Meter | Trinity Solar | PSE&G | Accepted | 2019-10-01 | 2019-10-03 | 2020-10-03 | Hanwha 315 | Q.PEAK DUO BLK-G5 315 | Solar Panels |  | 0.315 | 8 | 260 | 37 |  | Fixed | Roof
Solar Registration Program | NJSRRE1542467246 | Roselle | 7203 | 10 | 9.45 | Residential | Yes | Behind the Meter | Trinity Solar | PSE&G | Accepted | 2019-10-01 | 2019-10-03 | 2020-10-03 | Hanwha 315 | Q.PEAK DUO BLK-G5 315 | Solar Panels |  | 0.315 | 9 | 80 | 37 |  | Fixed | Roof
Solar Registration Program | NJSRRE1542467246 | Roselle | 7203 | 10 | 9.45 | Residential | Yes | Behind the Meter | Trinity Solar | PSE&G | Accepted | 2019-10-01 | 2019-10-03 | 2020-10-03 | Hanwha 315 | Q.PEAK DUO BLK-G5 315 | Solar Panels |  | 0.315 | 6 | 260 | 14 |  | Fixed | Roof
Solar Registration Program | NJSRRE1542467246 | Roselle | 7203 | 10 | 9.45 | Residential | Yes | Behind the Meter | Trinity Solar | PSE&G | Accepted | 2019-10-01 | 2019-10-03 | 2020-10-03 | Hanwha 315 | Q.PEAK DUO BLK-G5 315 | Solar Panels |  | 0.315 | 4 | 80 | 5 |  | Fixed | Roof
Solar Registration Program | NJSRRE1542467246 | Roselle | 7203 | 10 | 9.45 | Residential | Yes | Behind the Meter | Trinity Solar | PSE&G | Accepted | 2019-10-01 | 2019-10-03 | 2020-10-03 | Hanwha 315 | Q.PEAK DUO BLK-G5 315 | Solar Panels |  | 0.315 | 3 | 80 | 14 |  | Fixed | Roof
Solar Registration Program | NJSRRE1542467246 | Roselle | 7203 | 10 | 9.45 | Residential | Yes | Behind the Meter | Trinity Solar | PSE&G | Accepted | 2019-10-01 | 2019-10-03 | 2020-10-03 | Solar Edge | SE7600 | Inverters | 7600 |  | 1 |  |  | 0.97 |  | Outside | side of home
Solar Registration Program | NJSRRE1542467362 | Manahawkin | 8050 | 18 | 9.45 | Residential | Yes | Behind the Meter | Trinity Solar | AC Electric | Accepted | 2019-10-01 | 2019-10-03 | 2020-10-03 | Hanwha | Q.PEAK DUO BLK-G5 315 | Solar Panels |  | 0.315 | 6 | 285 | 18 |  | Fixed | Roof
Solar Registration Program | NJSRRE1542467362 | Manahawkin | 8050 | 18 | 9.45 | Residential | Yes | Behind the Meter | Trinity Solar | AC Electric | Accepted | 2019-10-01 | 2019-10-03 | 2020-10-03 | Hanwha | Q.PEAK DUO BLK-G5 315 | Solar Panels |  | 0.315 | 12 | 105 | 34 |  | Fixed | Roof
Solar Registration Program | NJSRRE1542467362 | Manahawkin | 8050 | 18 | 9.45 | Residential | Yes | Behind the Meter | Trinity Solar | AC Electric | Accepted | 2019-10-01 | 2019-10-03 | 2020-10-03 | Hanwha | Q.PEAK DUO BLK-G5 315 | Solar Panels |  | 0.315 | 7 | 195 | 18 |  | Fixed | Roof
Solar Registration Program | NJSRRE1542467362 | Manahawkin | 8050 | 18 | 9.45 | Residential | Yes | Behind the Meter | Trinity Solar | AC Electric | Accepted | 2019-10-01 | 2019-10-03 | 2020-10-03 | Hanwha | Q.PEAK DUO BLK-G5 315 | Solar Panels |  | 0.315 | 5 | 105 | 18 |  | Fixed | Roof
Solar Registration Program | NJSRRE1542467362 | Manahawkin | 8050 | 18 | 9.45 | Residential | Yes | Behind the Meter | Trinity Solar | AC Electric | Accepted | 2019-10-01 | 2019-10-03 | 2020-10-03 | Solar Edge | SE7600 | Inverters | 7600 |  | 1 |  |  | 0.97 |  | Outside | side of home
Solar Registration Program | NJSRRE1542504648 | ARA AMUDHAN SOUNDARARAJAN | 8515 | 13 | 9.45 | Residential | No | Behind the Meter | Tesla Energy Operations Inc | PSE&G | Accepted | 2019-10-04 | 2019-10-08 | 2020-10-08 | Hanwha Q-Cells | Q.Peak DUO BLK-G5/SC315 | Solar Panels |  | 0.315 | 21 | 180 | 34 |  | Fixed | Roof
Solar Registration Program | NJSRRE1542504648 | ARA AMUDHAN SOUNDARARAJAN | 8515 | 13 | 9.45 | Residential | No | Behind the Meter | Tesla Energy Operations Inc | PSE&G | Accepted | 2019-10-04 | 2019-10-08 | 2020-10-08 | Hanwha Q-Cells | Q.Peak DUO BLK-G5/SC315 | Solar Panels |  | 0.315 | 9 | 270 | 34 |  | Fixed | Roof
Solar Registration Program | NJSRRE1542504648 | ARA AMUDHAN SOUNDARARAJAN | 8515 | 13 | 9.45 | Residential | No | Behind the Meter | Tesla Energy Operations Inc | PSE&G | Accepted | 2019-10-04 | 2019-10-08 | 2020-10-08 | SOLAREDGE | SE10000H-US000SNC2 | Inverters | 10000 |  | 1 |  |  | 0.98 |  | Outside | Outside
Solar Registration Program | NJSRRE1542507853 | PASSAIC | 7055 | 6 | 9.45 | Residential | Yes | Behind the Meter | Pro Custom Solar dba Momentum Solar | PSE&G | Accepted | 2019-10-04 | 2019-10-09 | 2020-10-09 | HANWHA | Q.PEAK DUO BLK-G5 315 | Solar Panels |  | 0.315 | 14 | 71 | 38 |  | Fixed | Roof
Solar Registration Program | NJSRRE1542507853 | PASSAIC | 7055 | 6 | 9.45 | Residential | Yes | Behind the Meter | Pro Custom Solar dba Momentum Solar | PSE&G | Accepted | 2019-10-04 | 2019-10-09 | 2020-10-09 | HANWHA | Q.PEAK DUO BLK-G5 315 | Solar Panels |  | 0.315 | 12 | 251 | 38 |  | Fixed | Roof
Solar Registration Program | NJSRRE1542507853 | PASSAIC | 7055 | 6 | 9.45 | Residential | Yes | Behind the Meter | Pro Custom Solar dba Momentum Solar | PSE&G | Accepted | 2019-10-04 | 2019-10-09 | 2020-10-09 | HANWHA | Q.PEAK DUO BLK-G5 315 | Solar Panels |  | 0.315 | 4 | 161 | 27 |  | Fixed | Roof
Solar Registration Program | NJSRRE1542507853 | PASSAIC | 7055 | 6 | 9.45 | Residential | Yes | Behind the Meter | Pro Custom Solar dba Momentum Solar | PSE&G | Accepted | 2019-10-04 | 2019-10-09 | 2020-10-09 | Enphase Energy | IQ7-60-2-US | Inverters | 250 |  | 30 |  |  | 0.97 |  | Outdoor | Roof
Solar Registration Program | NJSRRE1542515178 | Sewell | 8080 | 15 | 9.45 | Residential | Yes | Behind the Meter | Trinity Solar | AC Electric | Accepted | 2019-10-08 | 2019-10-10 | 2020-10-10 | Hanwha 315 | Q.PEAK DUO BLK-G5 315 | Solar Panels |  | 0.315 | 15 | 164 | 23 |  | Fixed | Roof
Solar Registration Program | NJSRRE1542515178 | Sewell | 8080 | 15 | 9.45 | Residential | Yes | Behind the Meter | Trinity Solar | AC Electric | Accepted | 2019-10-08 | 2019-10-10 | 2020-10-10 | Hanwha 315 | Q.PEAK DUO BLK-G5 315 | Solar Panels |  | 0.315 | 7 | 164 | 23 |  | Fixed | Roof
Solar Registration Program | NJSRRE1542515178 | Sewell | 8080 | 15 | 9.45 | Residential | Yes | Behind the Meter | Trinity Solar | AC Electric | Accepted | 2019-10-08 | 2019-10-10 | 2020-10-10 | Hanwha 315 | Q.PEAK DUO BLK-G5 315 | Solar Panels |  | 0.315 | 8 | 164 | 23 |  | Fixed | Roof
Solar Registration Program | NJSRRE1542515178 | Sewell | 8080 | 15 | 9.45 | Residential | Yes | Behind the Meter | Trinity Solar | AC Electric | Accepted | 2019-10-08 | 2019-10-10 | 2020-10-10 | Solar Edge | SE7600H-US | Inverters | 7600 |  | 1 |  |  | 0.97 |  | Outside | side of home
Solar Registration Program | NJSRRE1542518886 | Mount Laurel | 8054 | 13 | 9.45 | Residential | Yes | Behind the Meter | Suntuity Solar LLC | PSE&G | Accepted | 2019-10-09 | 2019-10-11 | 2020-10-11 | Yingli Green Energy | YL315D-30b | Solar Panels |  | 0.315 | 30 | 324 | 24 |  | Fixed | Roof
Solar Registration Program | NJSRRE1542518886 | Mount Laurel | 8054 | 13 | 9.45 | Residential | Yes | Behind the Meter | Suntuity Solar LLC | PSE&G | Accepted | 2019-10-09 | 2019-10-11 | 2020-10-11 | Enphase Energy | IQ7-60-2-US | Inverters | 240 |  | 30 |  |  | 0.97 |  | Outdoor | Behind the PV Modules
Solar Registration Program | NJSRRE1542519382 | Hammonton | 8037 | 19 | 9.45 | Residential | Yes | Behind the Meter | Trinity Solar | AC Electric | Accepted | 2019-10-09 | 2019-10-11 | 2020-10-11 | Hanwha | Q.PEAK DUO BLK-G5 315 | Solar Panels |  | 0.315 | 30 | 172 | 30 |  | Fixed | Roof
Solar Registration Program | NJSRRE1542519382 | Hammonton | 8037 | 19 | 9.45 | Residential | Yes | Behind the Meter | Trinity Solar | AC Electric | Accepted | 2019-10-09 | 2019-10-11 | 2020-10-11 | Solar Edge | SE7600 | Inverters | 7600 |  | 1 |  |  | 0.97 |  | Outside | side of home
Solar Registration Program | NJSRRE1542521313 | Linden | 7036 | 10 | 9.45 | Residential | No | Behind the Meter | Pro Custom Solar dba Momentum Solar | PSE&G | Accepted | 2019-10-09 | 2019-10-11 | 2020-10-11 | HANWHA | Q.PEAK DUO BLK-G5 315 | Solar Panels |  | 0.315 | 16 | 308 | 20 |  | Fixed | Roof
Solar Registration Program | NJSRRE1542521313 | Linden | 7036 | 10 | 9.45 | Residential | No | Behind the Meter | Pro Custom Solar dba Momentum Solar | PSE&G | Accepted | 2019-10-09 | 2019-10-11 | 2020-10-11 | HANWHA | Q.PEAK DUO BLK-G5 315 | Solar Panels |  | 0.315 | 14 | 128 | 20 |  | Fixed | Roof
Solar Registration Program | NJSRRE1542521313 | Linden | 7036 | 10 | 9.45 | Residential | No | Behind the Meter | Pro Custom Solar dba Momentum Solar | PSE&G | Accepted | 2019-10-09 | 2019-10-11 | 2020-10-11 | Enphase Energy | IQ6-60-2-US | Inverters | 240 |  | 30 |  |  | 0.97 |  | Outdoor | Roof
Solar Registration Program | NJSRRE1542523691 | Linden | 7036 | 10 | 9.45 | Residential | Yes | Behind the Meter | Trinity Solar | PSE&G | Accepted | 2019-10-10 | 2019-10-14 | 2020-10-14 | Hanwha | Q.PEAK DUO BLK-G5 315 | Solar Panels |  | 0.315 | 16 | 126 | 20 |  | Fixed | Roof
Solar Registration Program | NJSRRE1542523691 | Linden | 7036 | 10 | 9.45 | Residential | Yes | Behind the Meter | Trinity Solar | PSE&G | Accepted | 2019-10-10 | 2019-10-14 | 2020-10-14 | Hanwha | Q.PEAK DUO BLK-G5 315 | Solar Panels |  | 0.315 | 7 | 126 | 23 |  | Fixed | Roof
Solar Registration Program | NJSRRE1542523691 | Linden | 7036 | 10 | 9.45 | Residential | Yes | Behind the Meter | Trinity Solar | PSE&G | Accepted | 2019-10-10 | 2019-10-14 | 2020-10-14 | Hanwha | Q.PEAK DUO BLK-G5 315 | Solar Panels |  | 0.315 | 7 | 126 | 23 |  | Fixed | Roof
Solar Registration Program | NJSRRE1542523691 | Linden | 7036 | 10 | 9.45 | Residential | Yes | Behind the Meter | Trinity Solar | PSE&G | Accepted | 2019-10-10 | 2019-10-14 | 2020-10-14 | Solar Edge | SE7600 | Inverters | 7600 |  | 1 |  |  | 0.97 |  | Outside | side of home
Solar Registration Program | NJSRRE1542538838 | Jackson | 8527 | 18 | 9.45 | Residential | Yes | Behind the Meter | Suntuity Solar LLC | JCP&L | Accepted | 2019-10-12 | 2019-10-16 | 2020-10-16 | Longi | LR6-60HPB-315M | Solar Panels |  | 0.315 | 30 | 144 | 17 |  | Fixed | Roof
Solar Registration Program | NJSRRE1542538838 | Jackson | 8527 | 18 | 9.45 | Residential | Yes | Behind the Meter | Suntuity Solar LLC | JCP&L | Accepted | 2019-10-12 | 2019-10-16 | 2020-10-16 | Enphase Energy | IQ7-60-2-US | Inverters | 240 |  | 30 |  |  | 0.97 |  | Outdoor | Behind the PV Modules
Solar Registration Program | NJSRRE1542553618 | KEYPORT | 7735 | 17 | 9.45 | Residential | Yes | Behind the Meter | Vivint Solar Developer, LLC | JCP&L | Accepted | 2019-10-17 | 2019-10-21 | 2020-10-21 | Hanwha | Q.PEAK BLK-G5 315 | Solar Panels |  | 0.315 | 9 | 292 | 22 |  | Fixed | Roof
Solar Registration Program | NJSRRE1542553618 | KEYPORT | 7735 | 17 | 9.45 | Residential | Yes | Behind the Meter | Vivint Solar Developer, LLC | JCP&L | Accepted | 2019-10-17 | 2019-10-21 | 2020-10-21 | Solar Edge | SE7600H-US000BNC4 | Inverters | 7600 |  | 1 |  |  | 0.992 |  | Outdoor | Near the Utility Meter
Solar Registration Program | NJSRRE1542553618 | KEYPORT | 7735 | 17 | 9.45 | Residential | Yes | Behind the Meter | Vivint Solar Developer, LLC | JCP&L | Accepted | 2019-10-17 | 2019-10-21 | 2020-10-21 | Hanwha | Q.PEAK BLK-G5 315 | Solar Panels |  | 0.315 | 5 | 202 | 22 |  | Fixed | Roof
Solar Registration Program | NJSRRE1542553618 | KEYPORT | 7735 | 17 | 9.45 | Residential | Yes | Behind the Meter | Vivint Solar Developer, LLC | JCP&L | Accepted | 2019-10-17 | 2019-10-21 | 2020-10-21 | Hanwha | Q.PEAK BLK-G5 315 | Solar Panels |  | 0.315 | 10 | 112 | 22 |  | Fixed | Roof
Solar Registration Program | NJSRRE1542553618 | KEYPORT | 7735 | 17 | 9.45 | Residential | Yes | Behind the Meter | Vivint Solar Developer, LLC | JCP&L | Accepted | 2019-10-17 | 2019-10-21 | 2020-10-21 | Hanwha | Q.PEAK BLK-G5 315 | Solar Panels |  | 0.315 | 6 | 22 | 22 |  | Fixed | Roof
Solar Registration Program | NJSRRE1542560962 | Scotch Plains | 7076 | 10 | 9.45 | Residential | No | Behind the Meter | Sundial Solar Innovations | PSE&G | Accepted | 2019-10-19 | 2019-10-22 | 2020-10-22 | Sunpower | x22-350-e-ac | Solar Panels |  | 0.35 | 14 | 230 | 20 |  | Fixed | Roof
Solar Registration Program | NJSRRE1542560962 | Scotch Plains | 7076 | 10 | 9.45 | Residential | No | Behind the Meter | Sundial Solar Innovations | PSE&G | Accepted | 2019-10-19 | 2019-10-22 | 2020-10-22 | Sunpower | x22-350-e-ac | Solar Panels |  | 0.35 | 13 | 140 | 20 |  | Fixed | Roof
Solar Registration Program | NJSRRE1542560962 | Scotch Plains | 7076 | 10 | 9.45 | Residential | No | Behind the Meter | Sundial Solar Innovations | PSE&G | Accepted | 2019-10-19 | 2019-10-22 | 2020-10-22 | Enphase | iq7x | Inverters | 315 |  | 27 |  |  | 0.97 |  | Outdoor | roof
Solar Registration Program | NJSRRE1542560962 | Scotch Plains | 7076 | 10 | 9.45 | Residential | No | Behind the Meter | Sundial Solar Innovations | PSE&G | Accepted | 2019-10-19 | 2019-10-22 | 2020-10-22 | Sunpower | PVS6 | Meters |  |  | 1 |  |  |  | Yes | Indoor
Solar Registration Program | NJSRRE1542562104 | Freehold | 7728 | 17 | 9.45 | Residential | No | Behind the Meter | New Jersey Clean Energy Solutions | JCP&L | Accepted | 2019-10-21 | 2019-10-23 | 2020-10-23 | Q Peak | G5.1 Duo Blk | Solar Panels |  | 0.315 | 30 | 190 | 18 |  | Fixed | Roof | House
Solar Registration Program | NJSRRE1542562104 | Freehold | 7728 | 17 | 9.45 | Residential | No | Behind the Meter | New Jersey Clean Energy Solutions | JCP&L | Accepted | 2019-10-21 | 2019-10-23 | 2020-10-23 | Enphase | IQ7 | Inverters | 240 |  | 30 |  |  | 0.97 |  | Outside | under panel
Solar Registration Program | NJSRRE1542575576 | Willingboro | 8046 | 13 | 9.45 | Residential | Yes | Behind the Meter | Trinity Solar | PSE&G | Accepted | 2019-10-22 | 2019-10-24 | 2020-10-24 | Hanwha | Q.PEAK DUO BLK-G5 315 | Solar Panels |  | 0.315 | 24 | 109 | 27 |  | Fixed | Roof
Solar Registration Program | NJSRRE1542575576 | Willingboro | 8046 | 13 | 9.45 | Residential | Yes | Behind the Meter | Trinity Solar | PSE&G | Accepted | 2019-10-22 | 2019-10-24 | 2020-10-24 | Hanwha | Q.PEAK DUO BLK-G5 315 | Solar Panels |  | 0.315 | 6 | 109 | 27 |  | Fixed | Roof
Solar Registration Program | NJSRRE1542575576 | Willingboro | 8046 | 13 | 9.45 | Residential | Yes | Behind the Meter | Trinity Solar | PSE&G | Accepted | 2019-10-22 | 2019-10-24 | 2020-10-24 | Solar Edge | SE7600 | Inverters | 7600 |  | 1 |  |  | 0.97 |  | Outside | side of home
Solar Registration Program | NJSRRE1542579382 | Linden | 7036 | 10 | 9.45 | Residential | No | Behind the Meter | New Jersey Suntech | PSE&G | Accepted | 2019-10-23 | 2019-10-25 | 2020-10-25 | Jinko | JKM315M-60 | Solar Panels |  | 0.315 | 30 | 245 | 22 |  | Fixed | Roof
Solar Registration Program | NJSRRE1542579382 | Linden | 7036 | 10 | 9.45 | Residential | No | Behind the Meter | New Jersey Suntech | PSE&G | Accepted | 2019-10-23 | 2019-10-25 | 2020-10-25 | Solaredge | SE7600 | Inverters | 7600 |  | 1 |  |  | 0.97 |  | Outdoor | Side of house next to meter
Solar Registration Program | NJSRRE1542765456 | Barnegat | 8005 | 18 | 9.45 | Residential | No | Behind the Meter | Suntuity Solar LLC | AC Electric | Accepted | 2019-10-30 | 2019-10-31 | 2020-10-31 | Yingli Green Energy | YL315D-30b | Solar Panels |  | 0.315 | 30 | 133 | 30 |  | Fixed | Roof
Solar Registration Program | NJSRRE1542765456 | Barnegat | 8005 | 18 | 9.45 | Residential | No | Behind the Meter | Suntuity Solar LLC | AC Electric | Accepted | 2019-10-30 | 2019-10-31 | 2020-10-31 | Enphase Energy | IQ7-60-2-US | Inverters | 240 |  | 30 |  |  | 0.97 |  | Outdoor | Behind the PV Modules
Solar Registration Program | NJSRRE1542846995 | Pennsauken | 8110 | 14 | 9.45 | Residential | Yes | Behind the Meter | Vivint Solar Developer, LLC | PSE&G | Accepted | 2019-10-31 | 2019-11-04 | 2020-11-04 | Hanwha Solar | Q.PEAK BLK-G5 315 | Solar Panels |  | 0.315 | 14 | 231 | 40 |  | Fixed | Roof
Solar Registration Program | NJSRRE1542846995 | Pennsauken | 8110 | 14 | 9.45 | Residential | Yes | Behind the Meter | Vivint Solar Developer, LLC | PSE&G | Accepted | 2019-10-31 | 2019-11-04 | 2020-11-04 | Hanwha Solar | Q.PEAK BLK-G5 315 | Solar Panels |  | 0.315 | 16 | 51 | 40 |  | Fixed | Roof
Solar Registration Program | NJSRRE1542846995 | Pennsauken | 8110 | 14 | 9.45 | Residential | Yes | Behind the Meter | Vivint Solar Developer, LLC | PSE&G | Accepted | 2019-10-31 | 2019-11-04 | 2020-11-04 | Solar Edge | SE7600H-US000BNC4 | Inverters | 7600 |  | 1 |  |  | 0.992 |  | Outdoor | Near the Utility Meter
Solar Registration Program | NJSRRE1542884154 | Egg Harbor Township | 8234 | 19 | 9.45 | Residential | Yes | Behind the Meter | Acos Energy, LLC | AC Electric | Accepted | 2019-11-01 | 2019-11-05 | 2020-11-05 | Hanwha | HSL72P6-PC-3-315Q | Solar Panels |  | 0.315 | 30 | 180 | 25 |  | Fixed | Ground
Solar Registration Program | NJSRRE1542884154 | Egg Harbor Township | 8234 | 19 | 9.45 | Residential | Yes | Behind the Meter | Acos Energy, LLC | AC Electric | Accepted | 2019-11-01 | 2019-11-05 | 2020-11-05 | Enphase | IQ7 | Inverters | 0.24 |  | 30 |  |  | 0.97 |  | Outside | ground mount
Solar Registration Program | NJSRRE1542887954 | PAULSBORO | 8066 | 15 | 9.45 | Residential | Yes | Behind the Meter | Vivint Solar Developer, LLC | AC Electric | Accepted | 2019-11-02 | 2019-11-05 | 2020-11-05 | HANWHA SOLAR | Q.PEAK BLK-G5 315 | Solar Panels |  | 0.315 | 15 | 96 | 32 |  | Fixed | Roof
Solar Registration Program | NJSRRE1542887954 | PAULSBORO | 8066 | 15 | 9.45 | Residential | Yes | Behind the Meter | Vivint Solar Developer, LLC | AC Electric | Accepted | 2019-11-02 | 2019-11-05 | 2020-11-05 | HANWHA SOLAR | Q.PEAK BLK-G5 315 | Solar Panels |  | 0.315 | 15 | 276 | 32 |  | Fixed | Roof
Solar Registration Program | NJSRRE1542887954 | PAULSBORO | 8066 | 15 | 9.45 | Residential | Yes | Behind the Meter | Vivint Solar Developer, LLC | AC Electric | Accepted | 2019-11-02 | 2019-11-05 | 2020-11-05 | solar edge | SE7600H-US | Inverters | 7600 |  | 1 |  |  | 0.992 |  | Outdoor | near utility meter
Solar Registration Program | NJSRRE1542909574 | Manville | 8835 | 5 | 9.45 | Residential | Yes | Behind the Meter | Vivint Solar Developer, LLC | PSE&G | Accepted | 2019-11-04 | 2019-11-06 | 2020-11-06 | Hanwha | Q.PEAK BLK-G5 315 | Solar Panels |  | 0.315 | 14 | 128 | 7 |  | Fixed | Roof
Solar Registration Program | NJSRRE1542909574 | Manville | 8835 | 5 | 9.45 | Residential | Yes | Behind the Meter | Vivint Solar Developer, LLC | PSE&G | Accepted | 2019-11-04 | 2019-11-06 | 2020-11-06 | Hanwha | Q.PEAK BLK-G5 315 | Solar Panels |  | 0.315 | 16 | 308 | 7 |  | Fixed | Roof
Solar Registration Program | NJSRRE1542909574 | Manville | 8835 | 5 | 9.45 | Residential | Yes | Behind the Meter | Vivint Solar Developer, LLC | PSE&G | Accepted | 2019-11-04 | 2019-11-06 | 2020-11-06 | Solar Edge | SE7600H-US000BNC4 | Inverters | 7600 |  | 1 |  |  | 0.992 |  | Outdoor | Near the utility meter
Solar Registration Program | NJSRRE1543041120 | West Deptford | 8093 | 15 | 9.45 | Residential | Yes | Behind the Meter | Trinity Solar | PSE&G | Accepted | 2019-11-06 | 2019-11-08 | 2020-11-08 | HANWHA | Q.PEAK DUO BLK-G5 315 | Solar Panels |  | 0.315 | 30 | 202 | 23 |  | Fixed | Roof
Solar Registration Program | NJSRRE1543041120 | West Deptford | 8093 | 15 | 9.45 | Residential | Yes | Behind the Meter | Trinity Solar | PSE&G | Accepted | 2019-11-06 | 2019-11-08 | 2020-11-08 | SOLAR EDGE | SE7600H-US | Inverters | 7600 |  | 1 |  |  | 0.97 |  | Other | SIDE OF HOME
Solar Registration Program | NJSRRE1543047273 | Monroe Township | 8831 | 11 | 9.45 | Residential | Yes | Behind the Meter | Pro Custom Solar dba Momentum Solar | JCP&L | Accepted | 2019-11-07 | 2019-11-12 | 2020-11-12 | Hanwha | Q.Peak DUO BLK-G5 315 | Solar Panels |  | 0.315 | 27 | 95 | 30 |  | Fixed | Roof
Solar Registration Program | NJSRRE1543047273 | Monroe Township | 8831 | 11 | 9.45 | Residential | Yes | Behind the Meter | Pro Custom Solar dba Momentum Solar | JCP&L | Accepted | 2019-11-07 | 2019-11-12 | 2020-11-12 | Hanwha | Q.Peak DUO BLK-G5 315 | Solar Panels |  | 0.315 | 3 | 185 | 32 |  | Fixed | Roof
Solar Registration Program | NJSRRE1543047273 | Monroe Township | 8831 | 11 | 9.45 | Residential | Yes | Behind the Meter | Pro Custom Solar dba Momentum Solar | JCP&L | Accepted | 2019-11-07 | 2019-11-12 | 2020-11-12 | Enphase Energy | IQ6-60-2-US | Inverters | 240 |  | 30 |  |  | 0.97 |  | Outdoor | Roof
Solar Registration Program | NJSRRE1543058013 | Mullica Hill | 8062 | 15 | 9.45 | Residential | No | Behind the Meter | Sun Up Zero Down | AC Electric | Final As-Built Received | 2019-11-08 | 2019-11-12 | 2020-11-12 | certainteed | CT315HC11-04 | Solar Panels |  | 0.315 | 30 | 128 | 34 |  | Fixed | Roof
Solar Registration Program | NJSRRE1543058013 | Mullica Hill | 8062 | 15 | 9.45 | Residential | No | Behind the Meter | Sun Up Zero Down | AC Electric | Final As-Built Received | 2019-11-08 | 2019-11-12 | 2020-11-12 | soalredge | SE7600H-US | Inverters | 7600 |  | 1 |  |  | 0.973 |  | Other | outside wall
Solar Registration Program | NJSRRE1543058066 | Millville | 8332 | 20 | 9.45 | Residential | Yes | Behind the Meter | Pro Custom Solar dba Momentum Solar | AC Electric | Accepted | 2019-11-08 | 2019-11-12 | 2020-11-12 | Hanwha | Q.Peak DUO BLK-G5 315 | Solar Panels |  | 0.315 | 20 | 183 | 18 |  | Fixed | Roof
Solar Registration Program | NJSRRE1543058066 | Millville | 8332 | 20 | 9.45 | Residential | Yes | Behind the Meter | Pro Custom Solar dba Momentum Solar | AC Electric | Accepted | 2019-11-08 | 2019-11-12 | 2020-11-12 | Hanwha | Q.Peak DUO BLK-G5 315 | Solar Panels |  | 0.315 | 10 | 3 | 19 |  | Fixed | Roof
Solar Registration Program | NJSRRE1543058066 | Millville | 8332 | 20 | 9.45 | Residential | Yes | Behind the Meter | Pro Custom Solar dba Momentum Solar | AC Electric | Accepted | 2019-11-08 | 2019-11-12 | 2020-11-12 | Enphase Energy | IQ6-60-2-US | Inverters | 240 |  | 30 |  |  | 0.97 |  | Outdoor | Roof
Solar Registration Program | NJSRRE1543058709 | Lakehurst | 8759 | 18 | 9.45 | Residential | Yes | Behind the Meter | Trinity Solar | JCP&L | Accepted | 2019-11-08 | 2019-11-12 | 2020-11-12 | Hanwha | Q.PEAK DUO BLK-G5 315 | Solar Panels |  | 0.315 | 27 | 57 | 27 |  | Fixed | Roof
Solar Registration Program | NJSRRE1543058709 | Lakehurst | 8759 | 18 | 9.45 | Residential | Yes | Behind the Meter | Trinity Solar | JCP&L | Accepted | 2019-11-08 | 2019-11-12 | 2020-11-12 | Hanwha | Q.PEAK DUO BLK-G5 315 | Solar Panels |  | 0.315 | 3 | 237 | 27 |  | Fixed | Roof
Solar Registration Program | NJSRRE1543058709 | Lakehurst | 8759 | 18 | 9.45 | Residential | Yes | Behind the Meter | Trinity Solar | JCP&L | Accepted | 2019-11-08 | 2019-11-12 | 2020-11-12 | Solar Edge | SE7600 | Inverters | 7600 |  | 1 |  |  | 0.97 |  | Outside | side of home
Solar Registration Program | NJSRRE1543060787 | Sicklerville | 8081 | 14 | 9.45 | Residential | Yes | Behind the Meter | Trinity Solar | AC Electric | Accepted | 2019-11-08 | 2019-11-13 | 2020-11-13 | Hanwha | Q.PEAK DUO BLK-G5 315 | Solar Panels |  | 0.315 | 20 | 214 | 27 |  | Fixed | Roof
Solar Registration Program | NJSRRE1543060787 | Sicklerville | 8081 | 14 | 9.45 | Residential | Yes | Behind the Meter | Trinity Solar | AC Electric | Accepted | 2019-11-08 | 2019-11-13 | 2020-11-13 | Hanwha | Q.PEAK DUO BLK-G5 315 | Solar Panels |  | 0.315 | 10 | 124 | 34 |  | Fixed | Roof
Solar Registration Program | NJSRRE1543060787 | Sicklerville | 8081 | 14 | 9.45 | Residential | Yes | Behind the Meter | Trinity Solar | AC Electric | Accepted | 2019-11-08 | 2019-11-13 | 2020-11-13 | Solar Edge | SE7600 | Inverters | 7600 |  | 1 |  |  | 0.97 |  | Outside | side of home
Solar Registration Program | NJSRRE1543066057 | PENNSAUKEN | 8110 | 14 | 9.45 | Residential | Yes | Behind the Meter | Vivint Solar Developer, LLC | PSE&G | Accepted | 2019-11-12 | 2019-11-14 | 2020-11-14 | Hanwha | Q.PEAK BLK-G5 315 | Solar Panels |  | 0.315 | 12 | 58 | 36 |  | Fixed | Roof
Solar Registration Program | NJSRRE1543066057 | PENNSAUKEN | 8110 | 14 | 9.45 | Residential | Yes | Behind the Meter | Vivint Solar Developer, LLC | PSE&G | Accepted | 2019-11-12 | 2019-11-14 | 2020-11-14 | Hanwha | Q.PEAK BLK-G5 315 | Solar Panels |  | 0.315 | 3 | 58 | 14 |  | Fixed | Roof
Solar Registration Program | NJSRRE1543066057 | PENNSAUKEN | 8110 | 14 | 9.45 | Residential | Yes | Behind the Meter | Vivint Solar Developer, LLC | PSE&G | Accepted | 2019-11-12 | 2019-11-14 | 2020-11-14 | Hanwha | Q.PEAK BLK-G5 315 | Solar Panels |  | 0.315 | 11 | 238 | 36 |  | Fixed | Roof
Solar Registration Program | NJSRRE1543066057 | PENNSAUKEN | 8110 | 14 | 9.45 | Residential | Yes | Behind the Meter | Vivint Solar Developer, LLC | PSE&G | Accepted | 2019-11-12 | 2019-11-14 | 2020-11-14 | Hanwha | Q.PEAK BLK-G5 315 | Solar Panels |  | 0.315 | 4 | 328 | 36 |  | Fixed | Roof
Solar Registration Program | NJSRRE1543066057 | PENNSAUKEN | 8110 | 14 | 9.45 | Residential | Yes | Behind the Meter | Vivint Solar Developer, LLC | PSE&G | Accepted | 2019-11-12 | 2019-11-14 | 2020-11-14 | Solar Edge | SE7600H-US000BNC4 | Inverters | 7600 |  | 1 |  |  | 0.992 |  | Outdoor | Near the utility meter
Solar Registration Program | NJSRRE1543067329 | Morris Plains | 7950 | 3 | 9.45 | Residential | No | Behind the Meter | Suntuity Solar LLC | JCP&L | Accepted | 2019-11-12 | 2019-11-14 | 2020-11-14 | Yingli Green Energy | YL315D-30b | Solar Panels |  | 0.315 | 20 | 137 | 26 |  | Fixed | Roof
Solar Registration Program | NJSRRE1543067329 | Morris Plains | 7950 | 3 | 9.45 | Residential | No | Behind the Meter | Suntuity Solar LLC | JCP&L | Accepted | 2019-11-12 | 2019-11-14 | 2020-11-14 | Yingli Green Energy | YL315D-30b | Solar Panels |  | 0.315 | 10 | 317 | 26 |  | Fixed | Roof
Solar Registration Program | NJSRRE1543067329 | Morris Plains | 7950 | 3 | 9.45 | Residential | No | Behind the Meter | Suntuity Solar LLC | JCP&L | Accepted | 2019-11-12 | 2019-11-14 | 2020-11-14 | Enphase Energy | IQ7-60-2-US | Inverters | 240 |  | 30 |  |  | 0.97 |  | Outdoor | Behind the PV modules
Solar Registration Program | NJSRRE1543177058 | Livingston | 7039 | 9 | 9.45 | Residential | Yes | Behind the Meter | Pro Custom Solar dba Momentum Solar | JCP&L | Accepted | 2019-11-13 | 2019-11-15 | 2020-11-15 | Hanwha | Q.Peak DUO BLK-G5 315 | Solar Panels |  | 0.315 | 4 | 190 | 32 |  | Fixed | Roof
Solar Registration Program | NJSRRE1543177058 | Livingston | 7039 | 9 | 9.45 | Residential | Yes | Behind the Meter | Pro Custom Solar dba Momentum Solar | JCP&L | Accepted | 2019-11-13 | 2019-11-15 | 2020-11-15 | Hanwha | Q.Peak DUO BLK-G5 315 | Solar Panels |  | 0.315 | 12 | 190 | 32 |  | Fixed | Roof
Solar Registration Program | NJSRRE1543177058 | Livingston | 7039 | 9 | 9.45 | Residential | Yes | Behind the Meter | Pro Custom Solar dba Momentum Solar | JCP&L | Accepted | 2019-11-13 | 2019-11-15 | 2020-11-15 | Hanwha | Q.Peak DUO BLK-G5 315 | Solar Panels |  | 0.315 | 6 | 10 | 33 |  | Fixed | Roof
Solar Registration Program | NJSRRE1543177058 | Livingston | 7039 | 9 | 9.45 | Residential | Yes | Behind the Meter | Pro Custom Solar dba Momentum Solar | JCP&L | Accepted | 2019-11-13 | 2019-11-15 | 2020-11-15 | Hanwha | Q.Peak DUO BLK-G5 315 | Solar Panels |  | 0.315 | 3 | 280 | 46 |  | Fixed | Roof
Solar Registration Program | NJSRRE1543177058 | Livingston | 7039 | 9 | 9.45 | Residential | Yes | Behind the Meter | Pro Custom Solar dba Momentum Solar | JCP&L | Accepted | 2019-11-13 | 2019-11-15 | 2020-11-15 | Hanwha | Q.Peak DUO BLK-G5 315 | Solar Panels |  | 0.315 | 2 | 100 | 47 |  | Fixed | Roof
Solar Registration Program | NJSRRE1543177058 | Livingston | 7039 | 9 | 9.45 | Residential | Yes | Behind the Meter | Pro Custom Solar dba Momentum Solar | JCP&L | Accepted | 2019-11-13 | 2019-11-15 | 2020-11-15 | Hanwha | Q.Peak DUO BLK-G5 315 | Solar Panels |  | 0.315 | 3 | 280 | 45 |  | Fixed | Roof
Solar Registration Program | NJSRRE1543177058 | Livingston | 7039 | 9 | 9.45 | Residential | Yes | Behind the Meter | Pro Custom Solar dba Momentum Solar | JCP&L | Accepted | 2019-11-13 | 2019-11-15 | 2020-11-15 | Enphase Energy | IQ6-60-2-US | Inverters | 240 |  | 30 |  |  | 0.97 |  | Outdoor | Roof
Solar Registration Program | NJSRRE1543248738 | Camden | 8105 | 14 | 9.45 | Residential | No | Behind the Meter | New Jersey Suntech | PSE&G | Accepted | 2019-11-14 | 2019-11-19 | 2020-11-19 | Jinko | JKM315M-60 | Solar Panels |  | 0.315 | 30 | 170 | 42 |  | Fixed | Roof
Solar Registration Program | NJSRRE1543248738 | Camden | 8105 | 14 | 9.45 | Residential | No | Behind the Meter | New Jersey Suntech | PSE&G | Accepted | 2019-11-14 | 2019-11-19 | 2020-11-19 | Solaredge | SE7600-US | Inverters | 7600 |  | 1 |  |  | 0.97 |  | Outdoor | Side of house next to meter
Solar Registration Program | NJSRRE1543417334 | Paulsboro | 8066 | 15 | 9.45 | Residential | Yes | Behind the Meter | Pro Custom Solar dba Momentum Solar | AC Electric | Accepted | 2019-11-18 | 2019-11-20 | 2020-11-20 | HANWHA | Q.PEAK DUO BLK-G5 315 | Solar Panels |  | 0.315 | 4 | 114 | 21 |  | Fixed | Roof
Solar Registration Program | NJSRRE1543417334 | Paulsboro | 8066 | 15 | 9.45 | Residential | Yes | Behind the Meter | Pro Custom Solar dba Momentum Solar | AC Electric | Accepted | 2019-11-18 | 2019-11-20 | 2020-11-20 | HANWHA | Q.PEAK DUO BLK-G5 315 | Solar Panels |  | 0.315 | 8 | 115 | 31 |  | Fixed | Roof
Solar Registration Program | NJSRRE1543417334 | Paulsboro | 8066 | 15 | 9.45 | Residential | Yes | Behind the Meter | Pro Custom Solar dba Momentum Solar | AC Electric | Accepted | 2019-11-18 | 2019-11-20 | 2020-11-20 | HANWHA | Q.PEAK DUO BLK-G5 315 | Solar Panels |  | 0.315 | 10 | 115 | 11 |  | Fixed | Roof
Solar Registration Program | NJSRRE1543417334 | Paulsboro | 8066 | 15 | 9.45 | Residential | Yes | Behind the Meter | Pro Custom Solar dba Momentum Solar | AC Electric | Accepted | 2019-11-18 | 2019-11-20 | 2020-11-20 | HANWHA | Q.PEAK DUO BLK-G5 315 | Solar Panels |  | 0.315 | 4 | 25 | 22 |  | Fixed | Roof
Solar Registration Program | NJSRRE1543417334 | Paulsboro | 8066 | 15 | 9.45 | Residential | Yes | Behind the Meter | Pro Custom Solar dba Momentum Solar | AC Electric | Accepted | 2019-11-18 | 2019-11-20 | 2020-11-20 | HANWHA | Q.PEAK DUO BLK-G5 315 | Solar Panels |  | 0.315 | 4 | 295 | 32 |  | Fixed | Roof
Solar Registration Program | NJSRRE1543417334 | Paulsboro | 8066 | 15 | 9.45 | Residential | Yes | Behind the Meter | Pro Custom Solar dba Momentum Solar | AC Electric | Accepted | 2019-11-18 | 2019-11-20 | 2020-11-20 | Enphase Energy | IQ6-60-2-US | Inverters | 240 |  | 30 |  |  | 0.97 |  | Outdoor | Roof
Solar Registration Program | NJSRRE1543417400 | Belleville | 7109 | 9 | 9.45 | Residential | Yes | Behind the Meter | Pro Custom Solar dba Momentum Solar | PSE&G | Accepted | 2019-11-18 | 2019-11-20 | 2020-11-20 | HANWHA | Q.PEAK DUO BLK-G5 315 | Solar Panels |  | 0.315 | 11 | 26 | 26 |  | Fixed | Roof
Solar Registration Program | NJSRRE1543417400 | Belleville | 7109 | 9 | 9.45 | Residential | Yes | Behind the Meter | Pro Custom Solar dba Momentum Solar | PSE&G | Accepted | 2019-11-18 | 2019-11-20 | 2020-11-20 | HANWHA | Q.PEAK DUO BLK-G5 315 | Solar Panels |  | 0.315 | 2 | 26 | 41 |  | Fixed | Roof
Solar Registration Program | NJSRRE1543417400 | Belleville | 7109 | 9 | 9.45 | Residential | Yes | Behind the Meter | Pro Custom Solar dba Momentum Solar | PSE&G | Accepted | 2019-11-18 | 2019-11-20 | 2020-11-20 | HANWHA | Q.PEAK DUO BLK-G5 315 | Solar Panels |  | 0.315 | 3 | 206 | 27 |  | Fixed | Roof
Solar Registration Program | NJSRRE1543417400 | Belleville | 7109 | 9 | 9.45 | Residential | Yes | Behind the Meter | Pro Custom Solar dba Momentum Solar | PSE&G | Accepted | 2019-11-18 | 2019-11-20 | 2020-11-20 | HANWHA | Q.PEAK DUO BLK-G5 315 | Solar Panels |  | 0.315 | 14 | 206 | 38 |  | Fixed | Roof
Solar Registration Program | NJSRRE1543417400 | Belleville | 7109 | 9 | 9.45 | Residential | Yes | Behind the Meter | Pro Custom Solar dba Momentum Solar | PSE&G | Accepted | 2019-11-18 | 2019-11-20 | 2020-11-20 | Enphase Energy | IQ6-60-2-US | Inverters | 240 |  | 30 |  |  | 0.97 |  | Outdoor | Roof
Solar Registration Program | NJSRRE1543417941 | Browns Mills | 8015 | 13 | 9.45 | Residential | Yes | Behind the Meter | Trinity Solar | JCP&L | Accepted | 2019-11-18 | 2019-11-20 | 2020-11-20 | Hanwha | Q.PEAK DUO BLK-G5 315 | Solar Panels |  | 0.315 | 14 | 135 | 14 |  | Fixed | Roof
Solar Registration Program | NJSRRE1543417941 | Browns Mills | 8015 | 13 | 9.45 | Residential | Yes | Behind the Meter | Trinity Solar | JCP&L | Accepted | 2019-11-18 | 2019-11-20 | 2020-11-20 | Hanwha | Q.PEAK DUO BLK-G5 315 | Solar Panels |  | 0.315 | 16 | 315 | 14 |  | Fixed | Roof
Solar Registration Program | NJSRRE1543417941 | Browns Mills | 8015 | 13 | 9.45 | Residential | Yes | Behind the Meter | Trinity Solar | JCP&L | Accepted | 2019-11-18 | 2019-11-20 | 2020-11-20 | Solar Edge | SE7600 | Inverters | 7600 |  | 1 |  |  | 0.97 |  | Outside | side of home
Solar Registration Program | NJSRRE1543417949 | Boonton | 7005 | 3 | 9.45 | Residential | No | Behind the Meter | Trinity Solar | JCP&L | Accepted | 2019-11-18 | 2019-11-20 | 2020-11-20 | Hanwha | Q.PEAK DUO BLK-G5 315 | Solar Panels |  | 0.315 | 30 | 203 | 23 |  | Fixed | Roof
Solar Registration Program | NJSRRE1543417949 | Boonton | 7005 | 3 | 9.45 | Residential | No | Behind the Meter | Trinity Solar | JCP&L | Accepted | 2019-11-18 | 2019-11-20 | 2020-11-20 | Solar Edge | SE7600 | Inverters | 7600 |  | 1 |  |  | 0.97 |  | Outside | side of home
Solar Registration Program | NJSRRE1543433610 | Pine Hill | 8021 | 14 | 9.45 | Residential | Yes | Behind the Meter | Suntuity Solar LLC | AC Electric | Accepted | 2019-11-21 | 2019-11-25 | 2020-11-25 | Yingli Green Energy | YL315D-30b | Solar Panels |  | 0.315 | 15 | 226 | 27 |  | Fixed | Roof
Solar Registration Program | NJSRRE1543433610 | Pine Hill | 8021 | 14 | 9.45 | Residential | Yes | Behind the Meter | Suntuity Solar LLC | AC Electric | Accepted | 2019-11-21 | 2019-11-25 | 2020-11-25 | Yingli Green Energy | YL315D-30b | Solar Panels |  | 0.315 | 15 | 46 | 27 |  | Fixed | Roof
Solar Registration Program | NJSRRE1543433610 | Pine Hill | 8021 | 14 | 9.45 | Residential | Yes | Behind the Meter | Suntuity Solar LLC | AC Electric | Accepted | 2019-11-21 | 2019-11-25 | 2020-11-25 | Enphase Energy | IQ7-60-2-US | Inverters | 240 |  | 30 |  |  | 0.97 |  | Outdoor | Behind the PV Modules
Solar Registration Program | NJSRRE1543433692 | Swedesboro | 8085 | 15 | 9.45 | Residential | No | Behind the Meter | Trinity Solar | AC Electric | Accepted | 2019-11-21 | 2019-11-25 | 2020-11-25 | Hanwha 315 | Q.PEAK DUO BLK-G5 315 | Solar Panels |  | 0.315 | 30 | 132 | 33 |  | Fixed | Roof
Solar Registration Program | NJSRRE1543433692 | Swedesboro | 8085 | 15 | 9.45 | Residential | No | Behind the Meter | Trinity Solar | AC Electric | Accepted | 2019-11-21 | 2019-11-25 | 2020-11-25 | Solar Edge | SE7600H-US | Inverters | 7600 |  | 1 |  |  | 0.97 |  | Outside | side of home
Solar Registration Program | NJSRRE1543434156 | Villas | 8251 | 21 | 9.45 | Residential | Yes | Behind the Meter | Pro Custom Solar dba Momentum Solar | AC Electric | Accepted | 2019-11-21 | 2019-11-25 | 2020-11-25 | Hanwha | Q.Peak DUO BLK-G5 315 | Solar Panels |  | 0.315 | 17 | 293 | 21 |  | Fixed | Roof
Solar Registration Program | NJSRRE1543434156 | Villas | 8251 | 21 | 9.45 | Residential | Yes | Behind the Meter | Pro Custom Solar dba Momentum Solar | AC Electric | Accepted | 2019-11-21 | 2019-11-25 | 2020-11-25 | Hanwha | Q.Peak DUO BLK-G5 315 | Solar Panels |  | 0.315 | 13 | 113 | 33 |  | Fixed | Roof
Solar Registration Program | NJSRRE1543434156 | Villas | 8251 | 21 | 9.45 | Residential | Yes | Behind the Meter | Pro Custom Solar dba Momentum Solar | AC Electric | Accepted | 2019-11-21 | 2019-11-25 | 2020-11-25 | Enphase Energy | IQ6-60-2-US | Inverters | 240 |  | 30 |  |  | 0.97 |  | Outdoor | Roof
Solar Registration Program | NJSRRE1543456384 | Woodbine | 8270 | 21 | 9.45 | Residential | Yes | Behind the Meter | Suntuity Solar LLC | AC Electric | Accepted | 2019-11-28 | 2019-12-04 | 2020-12-04 | Yingli Green Energy | YL315D-30b | Solar Panels |  | 0.315 | 30 | 180 | 20 |  | Fixed | Ground
Solar Registration Program | NJSRRE1543456384 | Woodbine | 8270 | 21 | 9.45 | Residential | Yes | Behind the Meter | Suntuity Solar LLC | AC Electric | Accepted | 2019-11-28 | 2019-12-04 | 2020-12-04 | Enphase Energy | IQ7-60-2-US | Inverters | 240 |  | 30 |  |  | 0.97 |  | Outdoor | Behind the PV Modules
Solar Registration Program | NJSRRE1543463402 | Bloomfield | 7003 | 9 | 9.45 | Residential | Yes | Behind the Meter | Trinity Solar | PSE&G | Accepted | 2019-12-02 | 2019-12-04 | 2020-12-04 | Hanwha | Q.PEAK DUO BLK-G5 315 | Solar Panels |  | 0.315 | 20 | 265 | 40 |  | Fixed | Roof
Solar Registration Program | NJSRRE1543463402 | Bloomfield | 7003 | 9 | 9.45 | Residential | Yes | Behind the Meter | Trinity Solar | PSE&G | Accepted | 2019-12-02 | 2019-12-04 | 2020-12-04 | Hanwha | Q.PEAK DUO BLK-G5 315 | Solar Panels |  | 0.315 | 10 | 85 | 40 |  | Fixed | Roof
Solar Registration Program | NJSRRE1543463402 | Bloomfield | 7003 | 9 | 9.45 | Residential | Yes | Behind the Meter | Trinity Solar | PSE&G | Accepted | 2019-12-02 | 2019-12-04 | 2020-12-04 | Solar Edge | SE7600 | Inverters | 7600 |  | 1 |  |  | 0.97 |  | Outside | side of home
Solar Registration Program | NJSRRE1543470846 | Manahawkin | 8050 | 18 | 9.45 | Residential | Yes | Behind the Meter | Suntuity Solar LLC | AC Electric | Accepted | 2019-12-03 | 2019-12-05 | 2020-12-05 | Yingli Green Energy | YL315D-30b | Solar Panels |  | 0.315 | 30 | 172 | 30 |  | Fixed | Roof
Solar Registration Program | NJSRRE1543470846 | Manahawkin | 8050 | 18 | 9.45 | Residential | Yes | Behind the Meter | Suntuity Solar LLC | AC Electric | Accepted | 2019-12-03 | 2019-12-05 | 2020-12-05 | Enphase Energy | IQ7-60-2-US | Inverters | 240 |  | 30 |  |  | 0.97 |  | Outdoor | Behind the PV Modules
Solar Registration Program | NJSRRE1543473745 | Howell | 7731 | 17 | 9.45 | Residential | Yes | Behind the Meter | Trinity Solar | JCP&L | Accepted | 2019-12-03 | 2019-12-05 | 2020-12-05 | HANWHA | Q.PEAK DUO BLK-G5 315 | Solar Panels |  | 0.315 | 30 | 205 | 18 |  | Fixed | Roof
Solar Registration Program | NJSRRE1543473745 | Howell | 7731 | 17 | 9.45 | Residential | Yes | Behind the Meter | Trinity Solar | JCP&L | Accepted | 2019-12-03 | 2019-12-05 | 2020-12-05 | SOLAR EDGE | SE7600H-US | Inverters | 7600 |  | 1 |  |  | 0.97 |  | Outside | SIDE OF HOME
Solar Registration Program | NJSRRE1543478209 | PARAMUS | 7652 | 7 | 9.45 | Residential | Yes | Behind the Meter | Vivint Solar Developer, LLC | PSE&G | Accepted | 2019-12-04 | 2019-12-06 | 2020-12-06 | Hanwha Solar | Q.PEAKBLK-G5315 | Solar Panels |  | 0.315 | 30 | 199 | 27 |  | Fixed | Roof
Solar Registration Program | NJSRRE1543478209 | PARAMUS | 7652 | 7 | 9.45 | Residential | Yes | Behind the Meter | Vivint Solar Developer, LLC | PSE&G | Accepted | 2019-12-04 | 2019-12-06 | 2020-12-06 | Solar Edge | SE7600H-US | Inverters | 7600 |  | 1 |  |  | 0.992 |  | Outdoor | near the utility meter
Solar Registration Program | NJSRRE1543478460 | Trenton | 8618 | 12 | 9.45 | Residential | Yes | Behind the Meter | Vivint Solar Developer, LLC | PSE&G | Accepted | 2019-12-04 | 2019-12-09 | 2020-12-09 | Hanwha Solar | Q.PEAK BLK-G5 315 | Solar Panels |  | 0.315 | 30 | 107 | 22 |  | Fixed | Roof
Solar Registration Program | NJSRRE1543478460 | Trenton | 8618 | 12 | 9.45 | Residential | Yes | Behind the Meter | Vivint Solar Developer, LLC | PSE&G | Accepted | 2019-12-04 | 2019-12-09 | 2020-12-09 | Solar Edge | SE7600H-US | Inverters | 7600 |  | 1 |  |  | 0.992 |  | Outdoor | near the utility meter
Solar Registration Program | NJSRRE1543478605 | Gillette | 7933 | 3 | 9.45 | Residential | No | Behind the Meter | Solar Spectrum LLC | JCP&L | Accepted | 2019-12-04 | 2019-12-09 | 2020-12-09 | Q CELLS | Q Cells Q.PEAK-DUO-BLK-G5-315 | Solar Panels |  | 0.315 | 21 | 165 | 34 |  | Fixed | Roof
Solar Registration Program | NJSRRE1543478605 | Gillette | 7933 | 3 | 9.45 | Residential | No | Behind the Meter | Solar Spectrum LLC | JCP&L | Accepted | 2019-12-04 | 2019-12-09 | 2020-12-09 | Q CELLS | Q Cells Q.PEAK-DUO-BLK-G5-315 | Solar Panels |  | 0.315 | 9 | 165 | 34 |  | Fixed | Roof
Solar Registration Program | NJSRRE1543478605 | Gillette | 7933 | 3 | 9.45 | Residential | No | Behind the Meter | Solar Spectrum LLC | JCP&L | Accepted | 2019-12-04 | 2019-12-09 | 2020-12-09 | SolarEdge Tech. | SE7600H-US | Inverters | 32 |  | 1 |  |  | 0.99 |  | Outdoor | near meter
Solar Registration Program | NJSRRE1543501714 | Delran | 8075 | 13 | 9.45 | Residential | Yes | Behind the Meter | Trinity Solar | PSE&G | Accepted | 2019-12-09 | 2019-12-11 | 2020-12-11 | HANWHA | Q.PEAK DUO BLK-G5 315 | Solar Panels |  | 0.315 | 9 | 126 | 30 |  | Fixed | Roof
Solar Registration Program | NJSRRE1543501714 | Delran | 8075 | 13 | 9.45 | Residential | Yes | Behind the Meter | Trinity Solar | PSE&G | Accepted | 2019-12-09 | 2019-12-11 | 2020-12-11 | HANWHA | Q.PEAK DUO BLK-G5 315 | Solar Panels |  | 0.315 | 10 | 126 | 30 |  | Fixed | Roof
Solar Registration Program | NJSRRE1543501714 | Delran | 8075 | 13 | 9.45 | Residential | Yes | Behind the Meter | Trinity Solar | PSE&G | Accepted | 2019-12-09 | 2019-12-11 | 2020-12-11 | HANWHA | Q.PEAK DUO BLK-G5 315 | Solar Panels |  | 0.315 | 6 | 216 | 45 |  | Fixed | Roof
Solar Registration Program | NJSRRE1543501714 | Delran | 8075 | 13 | 9.45 | Residential | Yes | Behind the Meter | Trinity Solar | PSE&G | Accepted | 2019-12-09 | 2019-12-11 | 2020-12-11 | HANWHA | Q.PEAK DUO BLK-G5 315 | Solar Panels |  | 0.315 | 5 | 126 | 30 |  | Fixed | Roof
Solar Registration Program | NJSRRE1543501714 | Delran | 8075 | 13 | 9.45 | Residential | Yes | Behind the Meter | Trinity Solar | PSE&G | Accepted | 2019-12-09 | 2019-12-11 | 2020-12-11 | SOLAR EDGE | SE7600H-US | Inverters | 7600 |  | 1 |  |  | 0.97 |  | Outside | SIDE
Solar Registration Program | NJSRRE1543502036 | IRVINGTON | 7111 | 9 | 9.45 | Residential | Yes | Behind the Meter | Vivint Solar Developer, LLC | PSE&G | Accepted | 2019-12-09 | 2019-12-11 | 2020-12-11 | Hanwha | Q.PEAK BLK-G5 315 | Solar Panels |  | 0.315 | 2 | 102 | 11 |  | Fixed | Roof
Solar Registration Program | NJSRRE1543502036 | IRVINGTON | 7111 | 9 | 9.45 | Residential | Yes | Behind the Meter | Vivint Solar Developer, LLC | PSE&G | Accepted | 2019-12-09 | 2019-12-11 | 2020-12-11 | Hanwha | Q.PEAK BLK-G5 315 | Solar Panels |  | 0.315 | 3 | 192 | 35 |  | Fixed | Roof
Solar Registration Program | NJSRRE1543502036 | IRVINGTON | 7111 | 9 | 9.45 | Residential | Yes | Behind the Meter | Vivint Solar Developer, LLC | PSE&G | Accepted | 2019-12-09 | 2019-12-11 | 2020-12-11 | Hanwha | Q.PEAK BLK-G5 315 | Solar Panels |  | 0.315 | 12 | 12 | 2 |  | Fixed | Roof
Solar Registration Program | NJSRRE1543502036 | IRVINGTON | 7111 | 9 | 9.45 | Residential | Yes | Behind the Meter | Vivint Solar Developer, LLC | PSE&G | Accepted | 2019-12-09 | 2019-12-11 | 2020-12-11 | Hanwha | Q.PEAK BLK-G5 315 | Solar Panels |  | 0.315 | 6 | 12 | 35 |  | Fixed | Roof
Solar Registration Program | NJSRRE1543502036 | IRVINGTON | 7111 | 9 | 9.45 | Residential | Yes | Behind the Meter | Vivint Solar Developer, LLC | PSE&G | Accepted | 2019-12-09 | 2019-12-11 | 2020-12-11 | Hanwha | Q.PEAK BLK-G5 315 | Solar Panels |  | 0.315 | 4 | 192 | 35 |  | Fixed | Roof
Solar Registration Program | NJSRRE1543502036 | IRVINGTON | 7111 | 9 | 9.45 | Residential | Yes | Behind the Meter | Vivint Solar Developer, LLC | PSE&G | Accepted | 2019-12-09 | 2019-12-11 | 2020-12-11 | Hanwha | Q.PEAK BLK-G5 315 | Solar Panels |  | 0.315 | 3 | 192 | 11 |  | Fixed | Roof
Solar Registration Program | NJSRRE1543502036 | IRVINGTON | 7111 | 9 | 9.45 | Residential | Yes | Behind the Meter | Vivint Solar Developer, LLC | PSE&G | Accepted | 2019-12-09 | 2019-12-11 | 2020-12-11 | Solar Edge | SE7600H-US | Inverters | 7600 |  | 1 |  |  | 0.992 |  | Outdoor | Near the utility meter
Solar Registration Program | NJSRRE1543506356 | Morris Plains | 7950 | 3 | 9.45 | Residential | Yes | Behind the Meter | Pro Custom Solar dba Momentum Solar | JCP&L | Accepted | 2019-12-10 | 2019-12-13 | 2020-12-13 | HANWHA | Q.PEAK DUO BLK-G5 315 | Solar Panels |  | 0.315 | 30 | 112 | 24 |  | Fixed | Roof
Solar Registration Program | NJSRRE1543506356 | Morris Plains | 7950 | 3 | 9.45 | Residential | Yes | Behind the Meter | Pro Custom Solar dba Momentum Solar | JCP&L | Accepted | 2019-12-10 | 2019-12-13 | 2020-12-13 | Enphase Energy | IQ6-60-2-US | Inverters | 240 |  | 30 |  |  | 0.97 |  | Outdoor | Roof
Solar Registration Program | NJSRRE1543519109 | Manahawkin | 8050 | 18 | 9.45 | Residential | Yes | Behind the Meter | Trinity Solar | AC Electric | Accepted | 2019-12-12 | 2019-12-16 | 2020-12-16 | Hanwha | Q.PEAK DUO BLK-G5 315 | Solar Panels |  | 0.315 | 8 | 141 | 22 |  | Fixed | Roof
Solar Registration Program | NJSRRE1543519109 | Manahawkin | 8050 | 18 | 9.45 | Residential | Yes | Behind the Meter | Trinity Solar | AC Electric | Accepted | 2019-12-12 | 2019-12-16 | 2020-12-16 | Hanwha | Q.PEAK DUO BLK-G5 315 | Solar Panels |  | 0.315 | 5 | 141 | 22 |  | Fixed | Roof
Solar Registration Program | NJSRRE1543519109 | Manahawkin | 8050 | 18 | 9.45 | Residential | Yes | Behind the Meter | Trinity Solar | AC Electric | Accepted | 2019-12-12 | 2019-12-16 | 2020-12-16 | Hanwha | Q.PEAK DUO BLK-G5 315 | Solar Panels |  | 0.315 | 17 | 231 | 22 |  | Fixed | Roof
Solar Registration Program | NJSRRE1543519109 | Manahawkin | 8050 | 18 | 9.45 | Residential | Yes | Behind the Meter | Trinity Solar | AC Electric | Accepted | 2019-12-12 | 2019-12-16 | 2020-12-16 | Solar Edge | SE7600 | Inverters | 7600 |  | 1 |  |  | 0.97 |  | Outside | side of home
Solar Registration Program | NJSRRE1543541236 | Merchantville | 8109 | 14 | 9.45 | Residential | Yes | Behind the Meter | Vivint Solar Developer, LLC | PSE&G | Accepted | 2019-12-13 | 2019-12-17 | 2020-12-17 | Hanwha | Q.PEAK BLK-G5 315 | Solar Panels |  | 0.315 | 15 | 126 | 20 |  | Fixed | Roof
Solar Registration Program | NJSRRE1543541236 | Merchantville | 8109 | 14 | 9.45 | Residential | Yes | Behind the Meter | Vivint Solar Developer, LLC | PSE&G | Accepted | 2019-12-13 | 2019-12-17 | 2020-12-17 | Hanwha | Q.PEAK BLK-G5 315 | Solar Panels |  | 0.315 | 15 | 306 | 20 |  | Fixed | Roof
Solar Registration Program | NJSRRE1543541236 | Merchantville | 8109 | 14 | 9.45 | Residential | Yes | Behind the Meter | Vivint Solar Developer, LLC | PSE&G | Accepted | 2019-12-13 | 2019-12-17 | 2020-12-17 | Solar Edge | SE7600H-US | Inverters | 7600 |  | 1 |  |  | 0.992 |  | Outdoor | Near the utility meter
Solar Registration Program | NJSRRE1543547278 | Bloomfield | 7003 | 9 | 9.45 | Residential | Yes | Behind the Meter | Trinity Solar | PSE&G | Accepted | 2019-12-13 | 2019-12-17 | 2020-12-17 | HANWHA | Q.PEAK DUO BLK-G5 315 | Solar Panels |  | 0.315 | 12 | 124 | 37 |  | Fixed | Roof
Solar Registration Program | NJSRRE1543547278 | Bloomfield | 7003 | 9 | 9.45 | Residential | Yes | Behind the Meter | Trinity Solar | PSE&G | Accepted | 2019-12-13 | 2019-12-17 | 2020-12-17 | HANWHA | Q.PEAK DUO BLK-G5 315 | Solar Panels |  | 0.315 | 4 | 304 | 37 |  | Fixed | Roof
Solar Registration Program | NJSRRE1543547278 | Bloomfield | 7003 | 9 | 9.45 | Residential | Yes | Behind the Meter | Trinity Solar | PSE&G | Accepted | 2019-12-13 | 2019-12-17 | 2020-12-17 | HANWHA | Q.PEAK DUO BLK-G5 315 | Solar Panels |  | 0.315 | 9 | 304 | 14 |  | Fixed | Roof
Solar Registration Program | NJSRRE1543547278 | Bloomfield | 7003 | 9 | 9.45 | Residential | Yes | Behind the Meter | Trinity Solar | PSE&G | Accepted | 2019-12-13 | 2019-12-17 | 2020-12-17 | HANWHA | Q.PEAK DUO BLK-G5 315 | Solar Panels |  | 0.315 | 5 | 214 | 27 |  | Fixed | Roof
Solar Registration Program | NJSRRE1543547278 | Bloomfield | 7003 | 9 | 9.45 | Residential | Yes | Behind the Meter | Trinity Solar | PSE&G | Accepted | 2019-12-13 | 2019-12-17 | 2020-12-17 | Solar Edge | SE7600H-US000BNC4 | Inverters | 7600 |  | 1 |  |  | 0.97 |  | Outdoor | side of home
Solar Registration Program | NJSRRE1543552569 | Gibbstown | 8027 | 15 | 9.45 | Residential | No | Behind the Meter | Trinity Solar | AC Electric | Accepted | 2019-12-16 | 2019-12-19 | 2020-12-19 | Hanwha | Q.PEAK DUO BLK-G5 315 | Solar Panels |  | 0.315 | 8 | 176 | 15 |  | Fixed | Roof
Solar Registration Program | NJSRRE1543552569 | Gibbstown | 8027 | 15 | 9.45 | Residential | No | Behind the Meter | Trinity Solar | AC Electric | Accepted | 2019-12-16 | 2019-12-19 | 2020-12-19 | Hanwha | Q.PEAK DUO BLK-G5 315 | Solar Panels |  | 0.315 | 15 | 176 | 18 |  | Fixed | Roof
Solar Registration Program | NJSRRE1543552569 | Gibbstown | 8027 | 15 | 9.45 | Residential | No | Behind the Meter | Trinity Solar | AC Electric | Accepted | 2019-12-16 | 2019-12-19 | 2020-12-19 | Hanwha | Q.PEAK DUO BLK-G5 315 | Solar Panels |  | 0.315 | 7 | 176 | 45 |  | Fixed | Roof
Solar Registration Program | NJSRRE1543552569 | Gibbstown | 8027 | 15 | 9.45 | Residential | No | Behind the Meter | Trinity Solar | AC Electric | Accepted | 2019-12-16 | 2019-12-19 | 2020-12-19 | Solar Edge | SE7600 | Inverters | 7600 |  | 1 |  |  | 0.97 |  | Outside | side of home
Solar Registration Program | NJSRRE1543555617 | Manahawkin | 8050 | 18 | 9.45 | Residential | Yes | Behind the Meter | Suntuity Solar LLC | AC Electric | Accepted | 2019-12-17 | 2019-12-20 | 2020-12-20 | Hanwha Solar | Q-Cells 315 Mono | Solar Panels |  | 0.315 | 15 | 26 | 18 |  | Fixed | Roof
Solar Registration Program | NJSRRE1543555617 | Manahawkin | 8050 | 18 | 9.45 | Residential | Yes | Behind the Meter | Suntuity Solar LLC | AC Electric | Accepted | 2019-12-17 | 2019-12-20 | 2020-12-20 | Hanwha Solar | Q-Cells 315 Mono | Solar Panels |  | 0.315 | 15 | 206 | 18 |  | Fixed | Roof
Solar Registration Program | NJSRRE1543555617 | Manahawkin | 8050 | 18 | 9.45 | Residential | Yes | Behind the Meter | Suntuity Solar LLC | AC Electric | Accepted | 2019-12-17 | 2019-12-20 | 2020-12-20 | Enphase Energy | IQ7-60-2-US | Inverters | 240 |  | 30 |  |  | 0.97 |  | Outdoor | Behind the PV Modules
Solar Registration Program | NJSRRE1543557218 | MOUNT EPHRAIM | 8059 | 14 | 9.45 | Residential | Yes | Behind the Meter | Vivint Solar Developer, LLC | PSE&G | Accepted | 2019-12-17 | 2019-12-20 | 2020-12-20 | Hanwha Solar | Q.PEAK BLK-G5 315 | Solar Panels |  | 0.315 | 21 | 168 | 23 |  | Fixed | Roof
Solar Registration Program | NJSRRE1543557218 | MOUNT EPHRAIM | 8059 | 14 | 9.45 | Residential | Yes | Behind the Meter | Vivint Solar Developer, LLC | PSE&G | Accepted | 2019-12-17 | 2019-12-20 | 2020-12-20 | Hanwha Solar | Q.PEAK BLK-G5 315 | Solar Panels |  | 0.315 | 9 | 348 | 23 |  | Fixed | Roof
Solar Registration Program | NJSRRE1543557218 | MOUNT EPHRAIM | 8059 | 14 | 9.45 | Residential | Yes | Behind the Meter | Vivint Solar Developer, LLC | PSE&G | Accepted | 2019-12-17 | 2019-12-20 | 2020-12-20 | Solar Edge | SE7600H-US | Inverters | 7600 |  | 1 |  |  | 0.992 |  | Outdoor | Near the utility meter
Solar Registration Program | NJSRRE1543651674 | Marlton | 8053 | 13 | 9.45 | Residential | Yes | Behind the Meter | Trinity Solar | PSE&G | Accepted | 2019-12-23 | 2019-12-27 | 2020-12-27 | HANWHA | Q.PEAK DUO BLK-G5 315 | Solar Panels |  | 0.315 | 26 | 145 | 27 |  | Fixed | Roof
Solar Registration Program | NJSRRE1543651674 | Marlton | 8053 | 13 | 9.45 | Residential | Yes | Behind the Meter | Trinity Solar | PSE&G | Accepted | 2019-12-23 | 2019-12-27 | 2020-12-27 | HANWHA | Q.PEAK DUO BLK-G5 315 | Solar Panels |  | 0.315 | 4 | 235 | 40 |  | Fixed | Roof
Solar Registration Program | NJSRRE1543651674 | Marlton | 8053 | 13 | 9.45 | Residential | Yes | Behind the Meter | Trinity Solar | PSE&G | Accepted | 2019-12-23 | 2019-12-27 | 2020-12-27 | SOLAR EDGE | SE7600H-US | Inverters | 7600 |  | 1 |  |  | 0.97 |  | Outdoor | SIDE OF HOME
Solar Registration Program | NJSRRE1543663380 | SEWELL | 8080 | 15 | 9.45 | Residential | No | Behind the Meter | Vivint Solar Developer, LLC | AC Electric | Accepted | 2019-12-23 | 2019-12-30 | 2020-12-30 | Hanwha Solar | Q.PEAK BLK-G5 315 | Solar Panels |  | 0.315 | 30 | 142 | 25 |  | Fixed | Roof
Solar Registration Program | NJSRRE1543663380 | SEWELL | 8080 | 15 | 9.45 | Residential | No | Behind the Meter | Vivint Solar Developer, LLC | AC Electric | Accepted | 2019-12-23 | 2019-12-30 | 2020-12-30 | Solar Edge | SE7600H-US | Inverters | 7600 |  | 1 |  |  | 0.992 |  | Outdoor | Near the utility meter
Solar Registration Program | NJSRRE1543821264 | Keyport | 7735 | 17 | 9.45 | Residential | Yes | Behind the Meter | Vivint Solar Developer, LLC | JCP&L | Accepted | 2019-12-26 | 2019-12-31 | 2020-12-31 | Hanwha Solar | Q.PEAK BLK-G5 315 | Solar Panels |  | 0.315 | 24 | 276 | 20 |  | Fixed | Roof
Solar Registration Program | NJSRRE1543821264 | Keyport | 7735 | 17 | 9.45 | Residential | Yes | Behind the Meter | Vivint Solar Developer, LLC | JCP&L | Accepted | 2019-12-26 | 2019-12-31 | 2020-12-31 | Hanwha Solar | Q.PEAK BLK-G5 315 | Solar Panels |  | 0.315 | 6 | 96 | 20 |  | Fixed | Roof
Solar Registration Program | NJSRRE1543821264 | Keyport | 7735 | 17 | 9.45 | Residential | Yes | Behind the Meter | Vivint Solar Developer, LLC | JCP&L | Accepted | 2019-12-26 | 2019-12-31 | 2020-12-31 | Solar Edge | SE7600H-US | Inverters | 7600 |  | 1 |  |  | 0.992 |  | Outdoor | Near the utility meter
Solar Registration Program | NJSRRE1540105137 | Hopatcong | 7843 | 1 | 9.46 | Residential | No | Behind the Meter | Envirosolar | JCP&L | Final As-Built Received | 2018-12-20 | 2019-01-02 | 2020-01-02 | Hanwha Q Cells 305W | Q. PEAK-G4.1 | Solar Panels |  | 0.305 | 21 | 229 | 18 |  | Fixed | Roof
Solar Registration Program | NJSRRE1540105137 | Hopatcong | 7843 | 1 | 9.46 | Residential | No | Behind the Meter | Envirosolar | JCP&L | Final As-Built Received | 2018-12-20 | 2019-01-02 | 2020-01-02 | Hanwha Q Cells 305W | Q. PEAK-G4.1 | Solar Panels |  | 0.305 | 10 | 49 | 18 |  | Fixed | Roof
Solar Registration Program | NJSRRE1540105137 | Hopatcong | 7843 | 1 | 9.46 | Residential | No | Behind the Meter | Envirosolar | JCP&L | Final As-Built Received | 2018-12-20 | 2019-01-02 | 2020-01-02 | Sangamo | S-02S-20023E | Meters | 3W |  | 1
Solar Registration Program | NJSRRE1540105137 | Hopatcong | 7843 | 1 | 9.46 | Residential | No | Behind the Meter | Envirosolar | JCP&L | Final As-Built Received | 2018-12-20 | 2019-01-02 | 2020-01-02 | Solar Edge | SE10000A-US | Inverters | 10000 |  | 1 |  |  | 0.98 |  | Outdoor | Northeast Corner of house
Solar Registration Program | NJSRRE1540212256 | Oceanport | 7757 | 17 | 9.46 | Residential | No | Behind the Meter | Envirosolar | JCP&L | Accepted | 2019-01-07 | 2019-01-09 | 2020-01-09 | HANWHA Q CELLS 305W | Q.PEAK-G4.1 | Solar Panels |  | 0.305 | 5 | 166 | 34 |  | Fixed | Roof
Solar Registration Program | NJSRRE1540212256 | Oceanport | 7757 | 17 | 9.46 | Residential | No | Behind the Meter | Envirosolar | JCP&L | Accepted | 2019-01-07 | 2019-01-09 | 2020-01-09 | HANWHA Q CELLS 305W | Q.PEAK-G4.1 | Solar Panels |  | 0.305 | 21 | 166 | 8 |  | Fixed | Roof
Solar Registration Program | NJSRRE1540212256 | Oceanport | 7757 | 17 | 9.46 | Residential | No | Behind the Meter | Envirosolar | JCP&L | Accepted | 2019-01-07 | 2019-01-09 | 2020-01-09 | HANWHA Q CELLS 305W | Q.PEAK-G4.1 | Solar Panels |  | 0.305 | 5 | 346 | 34 |  | Fixed | Roof
Solar Registration Program | NJSRRE1540212256 | Oceanport | 7757 | 17 | 9.46 | Residential | No | Behind the Meter | Envirosolar | JCP&L | Accepted | 2019-01-07 | 2019-01-09 | 2020-01-09 | Solar Edge | SE10000A-US (240V) | Inverters | 10000 |  | 1 |  |  | 0.98 |  | Outdoor | Roof Mounted
Solar Registration Program | NJSRRE1540212256 | Oceanport | 7757 | 17 | 9.46 | Residential | No | Behind the Meter | Envirosolar | JCP&L | Accepted | 2019-01-07 | 2019-01-09 | 2020-01-09 | Sangamo | S-02S-20023E | Meters | 3W |  | 1 |  |  |  |  | Outdoor
Solar Registration Program | NJSRRE1541788120 | Sicklerville | 8081 | 14 | 9.46 | Residential | Yes | Behind the Meter | All Season Solar | AC Electric | Final As-Built Received | 2019-08-05 | 2019-08-08 | 2020-08-08 | Trina | TSM DD05A.05II 305W MAR 2019 | Solar Panels |  | 0.305 | 4 | 87 | 32 |  | Fixed | Roof
Solar Registration Program | NJSRRE1541788120 | Sicklerville | 8081 | 14 | 9.46 | Residential | Yes | Behind the Meter | All Season Solar | AC Electric | Final As-Built Received | 2019-08-05 | 2019-08-08 | 2020-08-08 | Trina | TSM DD05A.05II 305W MAR 2019 | Solar Panels |  | 0.305 | 3 | 177 | 31 |  | Fixed | Roof
Solar Registration Program | NJSRRE1541788120 | Sicklerville | 8081 | 14 | 9.46 | Residential | Yes | Behind the Meter | All Season Solar | AC Electric | Final As-Built Received | 2019-08-05 | 2019-08-08 | 2020-08-08 | Trina | TSM DD05A.05II 305W MAR 2019 | Solar Panels |  | 0.305 | 20 | 177 | 31 |  | Fixed | Roof
Solar Registration Program | NJSRRE1541788120 | Sicklerville | 8081 | 14 | 9.46 | Residential | Yes | Behind the Meter | All Season Solar | AC Electric | Final As-Built Received | 2019-08-05 | 2019-08-08 | 2020-08-08 | Trina | TSM DD05A.05II 305W MAR 2019 | Solar Panels |  | 0.305 | 4 | 267 | 32 |  | Fixed | Roof
Solar Registration Program | NJSRRE1541788120 | Sicklerville | 8081 | 14 | 9.46 | Residential | Yes | Behind the Meter | All Season Solar | AC Electric | Final As-Built Received | 2019-08-05 | 2019-08-08 | 2020-08-08 | Enphase | IQ7 | Inverters | 240 |  | 31 |  |  | 0.97 |  | Outdoor | Under Module
Solar Registration Program | NJSRRE1541788120 | Sicklerville | 8081 | 14 | 9.46 | Residential | Yes | Behind the Meter | All Season Solar | AC Electric | Final As-Built Received | 2019-08-05 | 2019-08-08 | 2020-08-08 | Itron | Centron | Meters |  |  | 1 |  |  |  | Yes | Outdoor
Solar Registration Program | NJSRRE1541862499 | VIneland | 8360 | 20 | 9.46 | Residential | Yes | Behind the Meter | All Season Solar | Vineland Muni Electric | Accepted | 2019-08-20 | 2019-08-26 | 2020-08-26 | Trina | TSM DD05A.05II 305W MAR 2019 | Solar Panels |  | 0.305 | 1 | 94 | 27 |  | Fixed | Roof
Solar Registration Program | NJSRRE1541862499 | VIneland | 8360 | 20 | 9.46 | Residential | Yes | Behind the Meter | All Season Solar | Vineland Muni Electric | Accepted | 2019-08-20 | 2019-08-26 | 2020-08-26 | Trina | TSM DD05A.05II 305W MAR 2019 | Solar Panels |  | 0.305 | 2 | 184 | 37 |  | Fixed | Roof
Solar Registration Program | NJSRRE1541862499 | VIneland | 8360 | 20 | 9.46 | Residential | Yes | Behind the Meter | All Season Solar | Vineland Muni Electric | Accepted | 2019-08-20 | 2019-08-26 | 2020-08-26 | Trina | TSM DD05A.05II 305W MAR 2019 | Solar Panels |  | 0.305 | 9 | 94 | 27 |  | Fixed | Roof
Solar Registration Program | NJSRRE1541862499 | VIneland | 8360 | 20 | 9.46 | Residential | Yes | Behind the Meter | All Season Solar | Vineland Muni Electric | Accepted | 2019-08-20 | 2019-08-26 | 2020-08-26 | Trina | TSM DD05A.05II 305W MAR 2019 | Solar Panels |  | 0.305 | 19 | 274 | 27 |  | Fixed | Roof
Solar Registration Program | NJSRRE1541862499 | VIneland | 8360 | 20 | 9.46 | Residential | Yes | Behind the Meter | All Season Solar | Vineland Muni Electric | Accepted | 2019-08-20 | 2019-08-26 | 2020-08-26 | Enphase | IQ7 | Inverters | 240 |  | 31 |  |  | 0.97 |  | Outdoor | Under Module
Solar Registration Program | NJSRRE1541878338 | Bogota Boro | 7603 | 7 | 9.46 | Residential | No | Behind the Meter | 1st Light Energy Inc | PSE&G | Accepted | 2019-08-22 | 2019-08-27 | 2020-08-27 | Longi | LR6-60PB-305M | Solar Panels |  | 0.305 | 6 | 289 | 24 |  | Fixed | Roof
Solar Registration Program | NJSRRE1541878338 | Bogota Boro | 7603 | 7 | 9.46 | Residential | No | Behind the Meter | 1st Light Energy Inc | PSE&G | Accepted | 2019-08-22 | 2019-08-27 | 2020-08-27 | Longi | LR6-60PB-305M | Solar Panels |  | 0.305 | 6 | 109 | 24 |  | Fixed | Roof
Solar Registration Program | NJSRRE1541878338 | Bogota Boro | 7603 | 7 | 9.46 | Residential | No | Behind the Meter | 1st Light Energy Inc | PSE&G | Accepted | 2019-08-22 | 2019-08-27 | 2020-08-27 | Longi | LR6-60PB-305M | Solar Panels |  | 0.305 | 7 | 199 | 24 |  | Fixed | Roof
Solar Registration Program | NJSRRE1541878338 | Bogota Boro | 7603 | 7 | 9.46 | Residential | No | Behind the Meter | 1st Light Energy Inc | PSE&G | Accepted | 2019-08-22 | 2019-08-27 | 2020-08-27 | Longi | LR6-60PB-305M | Solar Panels |  | 0.305 | 6 | 289 | 26 |  | Fixed | Roof
Solar Registration Program | NJSRRE1541878338 | Bogota Boro | 7603 | 7 | 9.46 | Residential | No | Behind the Meter | 1st Light Energy Inc | PSE&G | Accepted | 2019-08-22 | 2019-08-27 | 2020-08-27 | Longi | LR6-60PB-305M | Solar Panels |  | 0.305 | 6 | 109 | 26 |  | Fixed | Roof
Solar Registration Program | NJSRRE1541878338 | Bogota Boro | 7603 | 7 | 9.46 | Residential | No | Behind the Meter | 1st Light Energy Inc | PSE&G | Accepted | 2019-08-22 | 2019-08-27 | 2020-08-27 | Solaredge | SE7600H-USRGM | Inverters | 7600 |  | 1 |  |  | 0.99 |  | Outside | Within 10 feet of meter
Solar Registration Program | NJSRRE1541888565 | Roosevelt | 8555 | 17 | 9.46 | Residential | No | Behind the Meter | 1st Light Energy Inc | JCP&L | Accepted | 2019-08-27 | 2019-11-18 | 2020-11-18 | Trina | TSM-305DD05A.05 | Solar Panels |  | 0.305 | 20 | 177 | 23 |  | Fixed | Roof
Solar Registration Program | NJSRRE1541888565 | Roosevelt | 8555 | 17 | 9.46 | Residential | No | Behind the Meter | 1st Light Energy Inc | JCP&L | Accepted | 2019-08-27 | 2019-11-18 | 2020-11-18 | Trina | TSM-305DD05A.05 | Solar Panels |  | 0.305 | 11 | 177 | 23 |  | Fixed | Roof
Solar Registration Program | NJSRRE1541888565 | Roosevelt | 8555 | 17 | 9.46 | Residential | No | Behind the Meter | 1st Light Energy Inc | JCP&L | Accepted | 2019-08-27 | 2019-11-18 | 2020-11-18 | SMA | SB 7.7-US | Inverters | 7700 |  | 1 |  |  | 0.98 |  | Outside | within 10 feet of meter
Solar Registration Program | NJSRRE1541063813 | Mount Holly | 8060 | 13 | 9.48 | Residential | No | Behind the Meter | SunPower Corporation, Systems | PSE&G | Accepted | 2019-05-31 | 2019-06-05 | 2020-06-05 | SUNPOWER | SPR-E20-327-E-AC | Solar Panels |  | 0.327 | 16 | 334 | 23 |  | Fixed | Roof
Solar Registration Program | NJSRRE1541063813 | Mount Holly | 8060 | 13 | 9.48 | Residential | No | Behind the Meter | SunPower Corporation, Systems | PSE&G | Accepted | 2019-05-31 | 2019-06-05 | 2020-06-05 | SUNPOWER | SPR-E20-327-E-AC | Solar Panels |  | 0.327 | 5 | 154 | 23 |  | Fixed | Roof
Solar Registration Program | NJSRRE1541063813 | Mount Holly | 8060 | 13 | 9.48 | Residential | No | Behind the Meter | SunPower Corporation, Systems | PSE&G | Accepted | 2019-05-31 | 2019-06-05 | 2020-06-05 | SUNPOWER | SPR-E20-327-E-AC | Solar Panels |  | 0.327 | 8 | 154 | 18 |  | Fixed | Roof
Solar Registration Program | NJSRRE1541063813 | Mount Holly | 8060 | 13 | 9.48 | Residential | No | Behind the Meter | SunPower Corporation, Systems | PSE&G | Accepted | 2019-05-31 | 2019-06-05 | 2020-06-05 | SUNPOWER | SPR-E20-327-E-AC | Inverters | 320 |  | 29 |  |  | 0.96 |  | Other | under each panel
Solar Registration Program | NJSRRE1541788142 | Maple shade twp | 8052 | 13 | 9.48 | Residential | No | Behind the Meter | SunPower Capital LLC | PSE&G | Accepted | 2019-08-05 | 2019-08-22 | 2020-08-22 | sunpower | e20-327-e-ac | Solar Panels |  | 0.327 | 23 | 131 | 24 |  | Fixed | Roof
Solar Registration Program | NJSRRE1541788142 | Maple shade twp | 8052 | 13 | 9.48 | Residential | No | Behind the Meter | SunPower Capital LLC | PSE&G | Accepted | 2019-08-05 | 2019-08-22 | 2020-08-22 | sunpower | e20-327-e-ac | Solar Panels |  | 0.327 | 6 | 131 | 13 |  | Fixed | Roof
Solar Registration Program | NJSRRE1541788142 | Maple shade twp | 8052 | 13 | 9.48 | Residential | No | Behind the Meter | SunPower Capital LLC | PSE&G | Accepted | 2019-08-05 | 2019-08-22 | 2020-08-22 | sunpower | e20-327-e-ac | Inverters | 0.32 |  | 29 |  |  | 0.96 |  | Other | behind panels
Solar Registration Program | NJSRRE1541804228 | millville | 8332 | 20 | 9.48 | Residential | No | Behind the Meter | SunPower Capital LLC | AC Electric | Accepted | 2019-08-08 | 2019-08-23 | 2020-08-23 | sunpower | e20-327-e-ac | Solar Panels |  | 0.327 | 29 | 180 | 30 |  | Fixed | Ground
Solar Registration Program | NJSRRE1541804228 | millville | 8332 | 20 | 9.48 | Residential | No | Behind the Meter | SunPower Capital LLC | AC Electric | Accepted | 2019-08-08 | 2019-08-23 | 2020-08-23 | sunpower | e20-327-e-ac | Inverters | 0.32 |  | 29 |  |  | 0.96 |  | Other | behind panels
Solar Registration Program | NJSRRE1541841345 | Estell Manor | 8319 | 19 | 9.48 | Residential | Yes | Behind the Meter | GenRenew, LLC | AC Electric | Accepted | 2019-08-15 | 2019-08-23 | 2020-08-23 | sunpower | SPR-E20-327-E-AC | Solar Panels |  | 0.327 | 21 | 89 | 40 |  | Fixed | Roof
Solar Registration Program | NJSRRE1541841345 | Estell Manor | 8319 | 19 | 9.48 | Residential | Yes | Behind the Meter | GenRenew, LLC | AC Electric | Accepted | 2019-08-15 | 2019-08-23 | 2020-08-23 | sunpower | SPR-E20-327-E-AC | Solar Panels |  | 0.327 | 8 | 89 | 27 |  | Fixed | Roof
Solar Registration Program | NJSRRE1541841345 | Estell Manor | 8319 | 19 | 9.48 | Residential | Yes | Behind the Meter | GenRenew, LLC | AC Electric | Accepted | 2019-08-15 | 2019-08-23 | 2020-08-23 | sunpower | MI-320-US208/240-10 | Inverters | 320 |  | 29 |  |  | 0.96 |  | Outdoor | microinverters located under modules
Solar Registration Program | NJSRRE1542033474 | Seaview | 8201 | 19 | 9.48 | Residential | Yes | Behind the Meter | Seabright Solar | AC Electric | Accepted | 2019-09-10 | 2019-09-10 | 2020-09-10 | Sunpower | SPR-E20-327 | Solar Panels |  | 0.327 | 25 | 55 | 27 |  | Fixed | Roof
Solar Registration Program | NJSRRE1542033474 | Seaview | 8201 | 19 | 9.48 | Residential | Yes | Behind the Meter | Seabright Solar | AC Electric | Accepted | 2019-09-10 | 2019-09-10 | 2020-09-10 | Sunpower | SPR-E20-327 | Solar Panels |  | 0.327 | 2 | 145 | 45 |  | Fixed | Roof
Solar Registration Program | NJSRRE1542033474 | Seaview | 8201 | 19 | 9.48 | Residential | Yes | Behind the Meter | Seabright Solar | AC Electric | Accepted | 2019-09-10 | 2019-09-10 | 2020-09-10 | Sunpower | SPR-E20-327 | Solar Panels |  | 0.327 | 2 | 235 | 27 |  | Fixed | Roof
Solar Registration Program | NJSRRE1542033474 | Seaview | 8201 | 19 | 9.48 | Residential | Yes | Behind the Meter | Seabright Solar | AC Electric | Accepted | 2019-09-10 | 2019-09-10 | 2020-09-10 | Sunpower | SPR-E20-327 | Inverters | 0.32 |  | 29 |  |  | 0.99 |  | Outside | Roof
Solar Registration Program | NJSRRE1542033838 | Shamong | 8088 | 13 | 9.48 | Residential | No | Behind the Meter | SunnyMac LLC | AC Electric | Accepted | 2019-09-03 | 2019-09-05 | 2020-09-05 | SunPower | SPR-E20-327 | Solar Panels |  | 0.327 | 2 | 112 | 34 |  | Fixed | Roof
Solar Registration Program | NJSRRE1542033838 | Shamong | 8088 | 13 | 9.48 | Residential | No | Behind the Meter | SunnyMac LLC | AC Electric | Accepted | 2019-09-03 | 2019-09-05 | 2020-09-05 | SunPower | SPR-E20-327 | Solar Panels |  | 0.327 | 27 | 112 | 34 |  | Fixed | Roof
Solar Registration Program | NJSRRE1542033838 | Shamong | 8088 | 13 | 9.48 | Residential | No | Behind the Meter | SunnyMac LLC | AC Electric | Accepted | 2019-09-03 | 2019-09-05 | 2020-09-05 | Enphase | IQ7XS-96-ACM-US | Inverters | 0.315 |  | 29 |  |  | 0.99 |  | Outdoor | roof
Solar Registration Program | NJSRRE1542376871 | Mt Holly | 8060 | 13 | 9.48 | Residential | Yes | Behind the Meter | Vision Solar LLC | PSE&G | Accepted | 2019-09-10 | 2019-09-12 | 2020-09-12 | sunpower | e20-327-e-ac | Solar Panels |  | 0.327 | 12 | 161 | 10 |  | Fixed | Roof
Solar Registration Program | NJSRRE1542376871 | Mt Holly | 8060 | 13 | 9.48 | Residential | Yes | Behind the Meter | Vision Solar LLC | PSE&G | Accepted | 2019-09-10 | 2019-09-12 | 2020-09-12 | sunpower | e20-327-e-ac | Solar Panels |  | 0.327 | 9 | 160 | 40 |  | Fixed | Roof
Solar Registration Program | NJSRRE1542376871 | Mt Holly | 8060 | 13 | 9.48 | Residential | Yes | Behind the Meter | Vision Solar LLC | PSE&G | Accepted | 2019-09-10 | 2019-09-12 | 2020-09-12 | sunpower | e20-327-e-ac | Solar Panels |  | 0.327 | 8 | 340 | 40 |  | Fixed | Roof
Solar Registration Program | NJSRRE1542376871 | Mt Holly | 8060 | 13 | 9.48 | Residential | Yes | Behind the Meter | Vision Solar LLC | PSE&G | Accepted | 2019-09-10 | 2019-09-12 | 2020-09-12 | sunpower | e20-327-e-ac | Inverters | 0.32 |  | 29 |  |  | 0.96 |  | Other | behind panels
Solar Registration Program | NJSRRE1542393478 | Beach Haven | 8088 | 13 | 9.48 | Residential | Yes | Behind the Meter | Seabright Solar | AC Electric | Accepted | 2019-09-24 | 2019-09-26 | 2020-09-26 | Sunpower | SPR-E20-327 | Solar Panels |  | 0.327 | 29 | 299 | 23 |  | Fixed | Roof
Solar Registration Program | NJSRRE1542393478 | Beach Haven | 8088 | 13 | 9.48 | Residential | Yes | Behind the Meter | Seabright Solar | AC Electric | Accepted | 2019-09-24 | 2019-09-26 | 2020-09-26 | Sunpower | SPR-E20-327 | Inverters | 0.32 |  | 29 |  |  | 0.99 |  | Outside | Roof
Solar Registration Program | NJSRRE1542393508 | millville | 8332 | 20 | 9.48 | Residential | Yes | Behind the Meter | Vision Solar LLC | AC Electric | Accepted | 2019-09-12 | 2019-09-16 | 2020-09-16 | sunpower | e20-327-e-ac | Solar Panels |  | 0.327 | 29 | 119 | 18 |  | Fixed | Roof
Solar Registration Program | NJSRRE1542393508 | millville | 8332 | 20 | 9.48 | Residential | Yes | Behind the Meter | Vision Solar LLC | AC Electric | Accepted | 2019-09-12 | 2019-09-16 | 2020-09-16 | sunpower | e20-327-e-ac | Inverters | 0.32 |  | 29 |  |  | 0.96 |  | Other | behind panels
Solar Registration Program | NJSRRE1542408921 | Glassboro | 8028 | 15 | 9.48 | Residential | Yes | Behind the Meter | GenRenew, LLC | AC Electric | Accepted | 2019-09-16 | 2019-09-20 | 2020-09-20 | Sunpower | SPR-E20-327-E-AC | Solar Panels |  | 0.327 | 13 | 251 | 27 |  | Fixed | Roof
Solar Registration Program | NJSRRE1542408921 | Glassboro | 8028 | 15 | 9.48 | Residential | Yes | Behind the Meter | GenRenew, LLC | AC Electric | Accepted | 2019-09-16 | 2019-09-20 | 2020-09-20 | Sunpower | SPR-E20-327-E-AC | Solar Panels |  | 0.327 | 5 | 161 | 27 |  | Fixed | Roof
Solar Registration Program | NJSRRE1542408921 | Glassboro | 8028 | 15 | 9.48 | Residential | Yes | Behind the Meter | GenRenew, LLC | AC Electric | Accepted | 2019-09-16 | 2019-09-20 | 2020-09-20 | Sunpower | SPR-E20-327-E-AC | Solar Panels |  | 0.327 | 11 | 161 | 27 |  | Fixed | Roof
Solar Registration Program | NJSRRE1542408921 | Glassboro | 8028 | 15 | 9.48 | Residential | Yes | Behind the Meter | GenRenew, LLC | AC Electric | Accepted | 2019-09-16 | 2019-09-20 | 2020-09-20 | Sunpower | MI-D-320-US208/240 | Inverters | 320 |  | 29 |  |  | 0.96 |  | Outdoor | microinverters under modules
Solar Registration Program | NJSRRE1542428494 | Evesham Township | 8053 | 13 | 9.48 | Residential | Yes | Behind the Meter | Sun Up Zero Down | AC Electric | Accepted | 2019-09-23 | 2019-09-25 | 2020-09-25 | Sunpower | SPR-E20-327-C-AC | Solar Panels |  | 0.327 | 24 | 74 | 20 |  | Fixed | Roof
Solar Registration Program | NJSRRE1542428494 | Evesham Township | 8053 | 13 | 9.48 | Residential | Yes | Behind the Meter | Sun Up Zero Down | AC Electric | Accepted | 2019-09-23 | 2019-09-25 | 2020-09-25 | Sunpower | SPR-E20-327-C-AC | Solar Panels |  | 0.327 | 5 | 164 | 16 |  | Fixed | Roof
Solar Registration Program | NJSRRE1542428494 | Evesham Township | 8053 | 13 | 9.48 | Residential | Yes | Behind the Meter | Sun Up Zero Down | AC Electric | Accepted | 2019-09-23 | 2019-09-25 | 2020-09-25 | Sunpower | SPR-E20-327-C-AC | Inverters | 9280 |  | 29 |  |  | 0.96 |  | Other | behind panels
Solar Registration Program | NJSRRE1542445364 | New Brunswick | 8901 | 11 | 9.48 | Residential | No | Behind the Meter | Sunpower Capital LLC | PSE&G | Accepted | 2019-09-26 | 2019-09-30 | 2020-09-30 | SUNPOWER | 327W | Solar Panels |  | 0.327 | 29 | 117297207 | 12 |  | Fixed | Roof
Solar Registration Program | NJSRRE1542445364 | New Brunswick | 8901 | 11 | 9.48 | Residential | No | Behind the Meter | Sunpower Capital LLC | PSE&G | Accepted | 2019-09-26 | 2019-09-30 | 2020-09-30 | SUNPOWER | TYPE E | Inverters | 320 |  | 29 |  |  | 0.99 |  | Outside | NA
Solar Registration Program | NJSRRE1542518870 | pennsauken | 8109 | 14 | 9.48 | Residential | Yes | Behind the Meter | Vision Solar LLC | PSE&G | Accepted | 2019-10-09 | 2019-10-14 | 2020-10-14 | sunpower | e20-327-e-ac | Solar Panels |  | 0.327 | 9 | 82 | 27 |  | Fixed | Roof
Solar Registration Program | NJSRRE1542518870 | pennsauken | 8109 | 14 | 9.48 | Residential | Yes | Behind the Meter | Vision Solar LLC | PSE&G | Accepted | 2019-10-09 | 2019-10-14 | 2020-10-14 | sunpowper | e20-327-e-ac | Solar Panels |  | 0.327 | 16 | 262 | 27 |  | Fixed | Roof
Solar Registration Program | NJSRRE1542518870 | pennsauken | 8109 | 14 | 9.48 | Residential | Yes | Behind the Meter | Vision Solar LLC | PSE&G | Accepted | 2019-10-09 | 2019-10-14 | 2020-10-14 | sunpower | e20-327-e-ac | Solar Panels |  | 0.327 | 4 | 262 | 27 |  | Fixed | Roof
Solar Registration Program | NJSRRE1542518870 | pennsauken | 8109 | 14 | 9.48 | Residential | Yes | Behind the Meter | Vision Solar LLC | PSE&G | Accepted | 2019-10-09 | 2019-10-14 | 2020-10-14 | sunpower | e20-327-e-ac | Inverters | 0.32 |  | 29 |  |  | 0.96 |  | Other | behind panels
Solar Registration Program | NJSRRE1542543716 | Cranbury Twp | 8512 | 11 | 9.48 | Residential | No | Behind the Meter | SunnyMac LLC | PSE&G | Final As-Built Received | 2019-10-15 | 2019-10-17 | 2020-10-17 | SunPower | SPR-E20-327 | Solar Panels |  | 0.327 | 13 | 185 | 35 |  | Fixed | Roof
Solar Registration Program | NJSRRE1542543716 | Cranbury Twp | 8512 | 11 | 9.48 | Residential | No | Behind the Meter | SunnyMac LLC | PSE&G | Final As-Built Received | 2019-10-15 | 2019-10-17 | 2020-10-17 | SunPower | SPR-E20-327 | Solar Panels |  | 0.327 | 16 | 5 | 35 |  | Fixed | Roof
Solar Registration Program | NJSRRE1542543716 | Cranbury Twp | 8512 | 11 | 9.48 | Residential | No | Behind the Meter | SunnyMac LLC | PSE&G | Final As-Built Received | 2019-10-15 | 2019-10-17 | 2020-10-17 | Enphase | IQ7XS-96-ACM-US | Inverters | 0.315 |  | 29 |  |  | 0.99 |  | Outdoor | roof
Solar Registration Program | NJSRRE1542543716 | Cranbury Twp | 8512 | 11 | 9.48 | Residential | No | Behind the Meter | SunnyMac LLC | PSE&G | Final As-Built Received | 2019-10-15 | 2019-10-17 | 2020-10-17 | sunpower | pvs6 | Meters |  |  | 1 |  |  |  | Yes | Outdoor
Solar Registration Program | NJSRRE1542547404 | Manahawkin | 8050 | 18 | 9.48 | Residential | No | Behind the Meter | SunPower Corporation, Systems | AC Electric | Accepted | 2019-10-16 | 2019-10-18 | 2020-10-18 | SUNPOWER | SPR-E20-327-E-AC | Solar Panels |  | 0.327 | 29 | 192 | 25 |  | Fixed | Roof
Solar Registration Program | NJSRRE1542547404 | Manahawkin | 8050 | 18 | 9.48 | Residential | No | Behind the Meter | SunPower Corporation, Systems | AC Electric | Accepted | 2019-10-16 | 2019-10-18 | 2020-10-18 | SUNPOWER | SPR-E20-327-E-AC | Inverters | 320 |  | 29 |  |  | 0.96 |  | Other | under each panel
Solar Registration Program | NJSRRE1542556400 | Hightstown | 8520 | 12 | 9.48 | Residential | No | Behind the Meter | SunnyMac LLC | JCP&L | Accepted | 2019-10-18 | 2019-10-22 | 2020-10-22 | SunPower | SPR-E20-327 | Solar Panels |  | 0.327 | 29 | 101 | 22 |  | Fixed | Roof
Solar Registration Program | NJSRRE1542556400 | Hightstown | 8520 | 12 | 9.48 | Residential | No | Behind the Meter | SunnyMac LLC | JCP&L | Accepted | 2019-10-18 | 2019-10-22 | 2020-10-22 | Enphase | IQ7XS-96-ACM-US | Inverters | 0.315 |  | 29 |  |  | 0.99 |  | Outdoor | roof
Solar Registration Program | NJSRRE1543005608 | Jackson | 8527 | 18 | 9.48 | Residential | No | Behind the Meter | SunPower Capital LLC | JCP&L | Accepted | 2019-11-05 | 2019-11-07 | 2020-11-07 | sunpower | e20-327-e-ac | Solar Panels |  | 0.327 | 16 | 216 | 23 |  | Fixed | Roof
Solar Registration Program | NJSRRE1543005608 | Jackson | 8527 | 18 | 9.48 | Residential | No | Behind the Meter | SunPower Capital LLC | JCP&L | Accepted | 2019-11-05 | 2019-11-07 | 2020-11-07 | sunpower | e20-327-e-ac | Solar Panels |  | 0.327 | 13 | 216 | 23 |  | Fixed | Roof
Solar Registration Program | NJSRRE1543005608 | Jackson | 8527 | 18 | 9.48 | Residential | No | Behind the Meter | SunPower Capital LLC | JCP&L | Accepted | 2019-11-05 | 2019-11-07 | 2020-11-07 | sunpower | e20-327-e-ac | Inverters | 0.32 |  | 29 |  |  | 0.96 |  | Outside | behind panels
Solar Registration Program | NJSRRE1543425802 | Perth Amboy | 8861 | 11 | 9.48 | Residential | No | Behind the Meter | SunPower Corporation, Systems | PSE&G | Accepted | 2019-11-21 | 2019-11-25 | 2020-11-25 | SUNPOWER | SPR-E20-327-E-AC | Solar Panels |  | 0.327 | 9 | 20 | 35 |  | Fixed | Roof
Solar Registration Program | NJSRRE1543425802 | Perth Amboy | 8861 | 11 | 9.48 | Residential | No | Behind the Meter | SunPower Corporation, Systems | PSE&G | Accepted | 2019-11-21 | 2019-11-25 | 2020-11-25 | SUNPOWER | SPR-E20-327-E-AC | Solar Panels |  | 0.327 | 20 | 200 | 39 |  | Fixed | Roof
Solar Registration Program | NJSRRE1543425802 | Perth Amboy | 8861 | 11 | 9.48 | Residential | No | Behind the Meter | SunPower Corporation, Systems | PSE&G | Accepted | 2019-11-21 | 2019-11-25 | 2020-11-25 | SUNPOWER | SPR-E20-327-E-AC | Inverters | 320 |  | 29 |  |  | 0.96 |  | Other | under each panel
Solar Registration Program | NJSRRE1543651582 | Edison | 8817 | 11 | 9.48 | Residential | No | Behind the Meter | SunPower Corporation, Systems | PSE&G | Accepted | 2019-12-23 | 2019-12-27 | 2020-12-27 | SUNPOWER | SPR-E20-327-E-AC | Solar Panels |  | 0.327 | 9 | 85 | 30 |  | Fixed | Roof
Solar Registration Program | NJSRRE1543651582 | Edison | 8817 | 11 | 9.48 | Residential | No | Behind the Meter | SunPower Corporation, Systems | PSE&G | Accepted | 2019-12-23 | 2019-12-27 | 2020-12-27 | SUNPOWER | SPR-E20-327-E-AC | Solar Panels |  | 0.327 | 20 | 265 | 30 |  | Fixed | Roof
Solar Registration Program | NJSRRE1543651582 | Edison | 8817 | 11 | 9.48 | Residential | No | Behind the Meter | SunPower Corporation, Systems | PSE&G | Accepted | 2019-12-23 | 2019-12-27 | 2020-12-27 | SUNPOWER | SPR-E20-327-E-AC | Inverters | 320 |  | 29 |  |  | 0.96 |  | Other | under each panel
Solar Registration Program | NJSRRE1540407593 | Egg Harbor City | 8215 | 19 | 9.49 | Residential | No | Behind the Meter | Sun Up Zero Down | AC Electric | Accepted | 2019-02-28 | 2019-05-01 | 2020-05-01 | LG | LG365Q1C-A5 | Solar Panels |  | 0.365 | 26 | 180 | 25 |  | Fixed | Ground
Solar Registration Program | NJSRRE1540407593 | Egg Harbor City | 8215 | 19 | 9.49 | Residential | No | Behind the Meter | Sun Up Zero Down | AC Electric | Accepted | 2019-02-28 | 2019-05-01 | 2020-05-01 | SolarEdge | SE7600H-US | Inverters | 7600 |  | 1 |  |  | 0.973 |  | Outside | outside wall
Solar Registration Program | NJSRRE1542528737 | Plumsted Township | 8533 | 18 | 9.49 | Residential | Yes | Behind the Meter | Sunrun Installation Services, Inc. | JCP&L | Accepted | 2019-10-11 | 2019-10-15 | 2020-10-15 | LG Electronics | LG365Q1C-V5 | Solar Panels |  | 0.365 | 12 | 4 | 27 |  | Fixed | Roof
Solar Registration Program | NJSRRE1542528737 | Plumsted Township | 8533 | 18 | 9.49 | Residential | Yes | Behind the Meter | Sunrun Installation Services, Inc. | JCP&L | Accepted | 2019-10-11 | 2019-10-15 | 2020-10-15 | LG Electronics | LG365Q1C-V5 | Solar Panels |  | 0.365 | 14 | 184 | 27 |  | Fixed | Roof
Solar Registration Program | NJSRRE1542528737 | Plumsted Township | 8533 | 18 | 9.49 | Residential | Yes | Behind the Meter | Sunrun Installation Services, Inc. | JCP&L | Accepted | 2019-10-11 | 2019-10-15 | 2020-10-15 | Delta Electronics | M8-TL-US | Inverters | 7680 |  | 1 |  |  | 0.96 |  | Outdoor | Next To Meter
Solar Registration Program | NJSRRE1541063780 | Union Beach | 7735 | 17 | 9.52 | Residential | Yes | Behind the Meter | Pro Custom Solar dba Momentum Solar | JCP&L | Accepted | 2019-05-31 | 2019-06-04 | 2020-06-04 | LG | LG 340N1C-A5 | Solar Panels |  | 0.34 | 12 | 135 | 26 |  | Fixed | Roof
Solar Registration Program | NJSRRE1541063780 | Union Beach | 7735 | 17 | 9.52 | Residential | Yes | Behind the Meter | Pro Custom Solar dba Momentum Solar | JCP&L | Accepted | 2019-05-31 | 2019-06-04 | 2020-06-04 | LG | LG 340N1C-A5 | Solar Panels |  | 0.34 | 14 | 315 | 31 |  | Fixed | Roof
Solar Registration Program | NJSRRE1541063780 | Union Beach | 7735 | 17 | 9.52 | Residential | Yes | Behind the Meter | Pro Custom Solar dba Momentum Solar | JCP&L | Accepted | 2019-05-31 | 2019-06-04 | 2020-06-04 | LG | LG 340N1C-A5 | Solar Panels |  | 0.34 | 2 | 135 | 9 |  | Fixed | Roof
Solar Registration Program | NJSRRE1541063780 | Union Beach | 7735 | 17 | 9.52 | Residential | Yes | Behind the Meter | Pro Custom Solar dba Momentum Solar | JCP&L | Accepted | 2019-05-31 | 2019-06-04 | 2020-06-04 | ENPHASE | IQ7-60-2-US | Inverters | 250 |  | 28 |  |  | 0.97 |  | Outdoor | ROOF
Solar Registration Program | NJSRRE1541442933 | HILLSIDE | 7205 | 10 | 9.52 | Residential | Yes | Behind the Meter | Pro Custom Solar dba Momentum Solar | PSE&G | Accepted | 2019-06-21 | 2019-06-25 | 2020-06-25 | LG Electronics | LG 340N1C-V5 | Solar Panels |  | 0.34 | 17 | 240 | 30 |  | Fixed | Roof
Solar Registration Program | NJSRRE1541442933 | HILLSIDE | 7205 | 10 | 9.52 | Residential | Yes | Behind the Meter | Pro Custom Solar dba Momentum Solar | PSE&G | Accepted | 2019-06-21 | 2019-06-25 | 2020-06-25 | LG Electronics | LG 340N1C-V5 | Solar Panels |  | 0.34 | 11 | 60 | 7 |  | Fixed | Roof
Solar Registration Program | NJSRRE1541442933 | HILLSIDE | 7205 | 10 | 9.52 | Residential | Yes | Behind the Meter | Pro Custom Solar dba Momentum Solar | PSE&G | Accepted | 2019-06-21 | 2019-06-25 | 2020-06-25 | Enphase | IQ7-60-2-US | Inverters | 250 |  | 28 |  |  | 0.97 |  | Outdoor | Roof
Solar Registration Program | NJSRRE1541513090 | Whippany | 7981 | 3 | 9.52 | Commercial | No | Behind the Meter | Antonio L. Dimichino LLC | JCP&L | Accepted | 2019-06-29 | 2019-07-03 | 2020-07-03 | Hanwah Solar One | 345 | Solar Panels |  | 0.34 | 28 | 180 | 10 |  | Fixed | Roof
Solar Registration Program | NJSRRE1541513090 | Whippany | 7981 | 3 | 9.52 | Commercial | No | Behind the Meter | Antonio L. Dimichino LLC | JCP&L | Accepted | 2019-06-29 | 2019-07-03 | 2020-07-03 | Solar Edge | 10000 | Inverters | 10000 |  | 1 |  |  | 0.97 |  | Outside | next to meter
Solar Registration Program | NJSRRE1540169634 | Moorestown | 8057 | 13 | 9.57 | Residential | No | Behind the Meter | Bahamian Solar Management Group LLC. | PSE&G | Extension Requested | 2019-01-02 | 2019-01-04 | 2020-01-04 | Panasonic | HIT VBHN330 | Solar Panels |  | 0.33 | 29 | 210 | 45 |  | Fixed | Roof
Solar Registration Program | NJSRRE1540169634 | Moorestown | 8057 | 13 | 9.57 | Residential | No | Behind the Meter | Bahamian Solar Management Group LLC. | PSE&G | Extension Requested | 2019-01-02 | 2019-01-04 | 2020-01-04 | SolarEdge | SE10000HD-US | Inverters | 10000 |  | 1 |  |  | 0.992 |  | Outdoor | Right Side of Home next to tie in
Solar Registration Program | NJSRRE1540169634 | Moorestown | 8057 | 13 | 9.57 | Residential | No | Behind the Meter | Bahamian Solar Management Group LLC. | PSE&G | Extension Requested | 2019-01-02 | 2019-01-04 | 2020-01-04 | GE | CL200 | Meters |  |  | 1 |  |  |  |  | Outdoor
Solar Registration Program | NJSRRE1540244746 | Union Twp | 7083 | 10 | 9.57 | Residential | Yes | Behind the Meter | Sunrun Installation Services, Inc. | PSE&G | Accepted | 2019-01-15 | 2019-01-18 | 2020-01-18 | REC Solar | REC290TP2 BLK | Solar Panels |  | 0.29 | 5 | 201 | 9 |  | Fixed | Roof
Solar Registration Program | NJSRRE1540244746 | Union Twp | 7083 | 10 | 9.57 | Residential | Yes | Behind the Meter | Sunrun Installation Services, Inc. | PSE&G | Accepted | 2019-01-15 | 2019-01-18 | 2020-01-18 | REC Solar | REC290TP2 BLK | Solar Panels |  | 0.29 | 12 | 291 | 40 |  | Fixed | Roof
Solar Registration Program | NJSRRE1540244746 | Union Twp | 7083 | 10 | 9.57 | Residential | Yes | Behind the Meter | Sunrun Installation Services, Inc. | PSE&G | Accepted | 2019-01-15 | 2019-01-18 | 2020-01-18 | REC Solar | REC290TP2 BLK | Solar Panels |  | 0.29 | 14 | 112 | 40 |  | Fixed | Roof
Solar Registration Program | NJSRRE1540244746 | Union Twp | 7083 | 10 | 9.57 | Residential | Yes | Behind the Meter | Sunrun Installation Services, Inc. | PSE&G | Accepted | 2019-01-15 | 2019-01-18 | 2020-01-18 | REC Solar | REC290TP2 BLK | Solar Panels |  | 0.29 | 2 | 203 | 40 |  | Fixed | Roof
Solar Registration Program | NJSRRE1540244746 | Union Twp | 7083 | 10 | 9.57 | Residential | Yes | Behind the Meter | Sunrun Installation Services, Inc. | PSE&G | Accepted | 2019-01-15 | 2019-01-18 | 2020-01-18 | SolarEdge Technologies | SE10000H-USRGM | Inverters | 10000 |  | 1 |  |  | 0.96 |  | Outdoor | Next To Meter
Solar Registration Program | NJSRRE1540250876 | Garfield City | 7026 | 7 | 9.57 | Residential | Yes | Behind the Meter | Sunrun Installation Services, Inc. | PSE&G | Accepted | 2019-01-16 | 2019-01-21 | 2020-01-21 | REC Solar | REC290TP2 BLK | Solar Panels |  | 0.29 | 9 | 302 | 23 |  | Fixed | Roof
Solar Registration Program | NJSRRE1540250876 | Garfield City | 7026 | 7 | 9.57 | Residential | Yes | Behind the Meter | Sunrun Installation Services, Inc. | PSE&G | Accepted | 2019-01-16 | 2019-01-21 | 2020-01-21 | REC Solar | REC290TP2 BLK | Solar Panels |  | 0.29 | 12 | 122 | 23 |  | Fixed | Roof
Solar Registration Program | NJSRRE1540250876 | Garfield City | 7026 | 7 | 9.57 | Residential | Yes | Behind the Meter | Sunrun Installation Services, Inc. | PSE&G | Accepted | 2019-01-16 | 2019-01-21 | 2020-01-21 | REC Solar | REC290TP2 BLK | Solar Panels |  | 0.29 | 12 | 33 | 23 |  | Fixed | Roof
Solar Registration Program | NJSRRE1540250876 | Garfield City | 7026 | 7 | 9.57 | Residential | Yes | Behind the Meter | Sunrun Installation Services, Inc. | PSE&G | Accepted | 2019-01-16 | 2019-01-21 | 2020-01-21 | SMA America | SB5.0-1SP-US-40 | Inverters | 5000 |  | 1 |  |  | 0.96 |  | Outdoor | Next To Meter
Solar Registration Program | NJSRRE1540250876 | Garfield City | 7026 | 7 | 9.57 | Residential | Yes | Behind the Meter | Sunrun Installation Services, Inc. | PSE&G | Accepted | 2019-01-16 | 2019-01-21 | 2020-01-21 | SMA America | SB3.0-1SP-US-40 | Inverters | 3000 |  | 1 |  |  | 0.96 |  | Outdoor | Next To Meter
Solar Registration Program | NJSRRE1540262936 | Rumson | 7760 | 17 | 9.57 | Residential | No | Behind the Meter | Green Power Energy | JCP&L | Accepted | 2019-01-21 | 2019-01-23 | 2020-01-23 | Panasonic | VBHN330SA17 | Solar Panels |  | 0.33 | 8 | 153 | 37 |  | Fixed | Roof
Solar Registration Program | NJSRRE1540262936 | Rumson | 7760 | 17 | 9.57 | Residential | No | Behind the Meter | Green Power Energy | JCP&L | Accepted | 2019-01-21 | 2019-01-23 | 2020-01-23 | Panasonic | VBHN330SA17 | Solar Panels |  | 0.33 | 21 | 154 | 37 |  | Fixed | Roof
Solar Registration Program | NJSRRE1540262936 | Rumson | 7760 | 17 | 9.57 | Residential | No | Behind the Meter | Green Power Energy | JCP&L | Accepted | 2019-01-21 | 2019-01-23 | 2020-01-23 | Solar Edge | SE7600H-US | Inverters | 7600 |  | 1 |  |  | 0.97 |  | Outside | next to meter
Solar Registration Program | NJSRRE1540292520 | Hillsborough Township | 8844 | 5 | 9.57 | Residential | Yes | Behind the Meter | Sunrun Installation Services, Inc. | PSE&G | Accepted | 2019-01-28 | 2019-01-30 | 2020-01-30 | REC Solar | REC290TP2 BLK | Solar Panels |  | 0.29 | 5 | 3 | 27 |  | Fixed | Roof
Solar Registration Program | NJSRRE1540292520 | Hillsborough Township | 8844 | 5 | 9.57 | Residential | Yes | Behind the Meter | Sunrun Installation Services, Inc. | PSE&G | Accepted | 2019-01-28 | 2019-01-30 | 2020-01-30 | REC Solar | REC290TP2 BLK | Solar Panels |  | 0.29 | 7 | 183 | 27 |  | Fixed | Roof
Solar Registration Program | NJSRRE1540292520 | Hillsborough Township | 8844 | 5 | 9.57 | Residential | Yes | Behind the Meter | Sunrun Installation Services, Inc. | PSE&G | Accepted | 2019-01-28 | 2019-01-30 | 2020-01-30 | REC Solar | REC290TP2 BLK | Solar Panels |  | 0.29 | 9 | 184 | 9 |  | Fixed | Roof
Solar Registration Program | NJSRRE1540292520 | Hillsborough Township | 8844 | 5 | 9.57 | Residential | Yes | Behind the Meter | Sunrun Installation Services, Inc. | PSE&G | Accepted | 2019-01-28 | 2019-01-30 | 2020-01-30 | REC Solar | REC290TP2 BLK | Solar Panels |  | 0.29 | 12 | 183 | 40 |  | Fixed | Roof
Solar Registration Program | NJSRRE1540292520 | Hillsborough Township | 8844 | 5 | 9.57 | Residential | Yes | Behind the Meter | Sunrun Installation Services, Inc. | PSE&G | Accepted | 2019-01-28 | 2019-01-30 | 2020-01-30 | SolarEdge Technologies | SE10000H-USRGM | Inverters | 10000 |  | 1 |  |  | 0.96 |  | Outdoor | Next To Meter
Solar Registration Program | NJSRRE1540381779 | Bridgewater Twp | 8807 | 5 | 9.57 | Residential | Yes | Behind the Meter | Sunrun Installation Services, Inc. | PSE&G | Accepted | 2019-02-20 | 2019-02-22 | 2020-02-22 | REC Solar | REC290TP2 BLK | Solar Panels |  | 0.29 | 16 | 174 | 23 |  | Fixed | Roof
Solar Registration Program | NJSRRE1540381779 | Bridgewater Twp | 8807 | 5 | 9.57 | Residential | Yes | Behind the Meter | Sunrun Installation Services, Inc. | PSE&G | Accepted | 2019-02-20 | 2019-02-22 | 2020-02-22 | REC Solar | REC290TP2 BLK | Solar Panels |  | 0.29 | 17 | 264 | 23 |  | Fixed | Roof
Solar Registration Program | NJSRRE1540381779 | Bridgewater Twp | 8807 | 5 | 9.57 | Residential | Yes | Behind the Meter | Sunrun Installation Services, Inc. | PSE&G | Accepted | 2019-02-20 | 2019-02-22 | 2020-02-22 | SMA America | SB3.8-1SP-US-40 | Inverters | 3800 |  | 1 |  |  | 0.96 |  | Outdoor | Next To Meter
Solar Registration Program | NJSRRE1540381779 | Bridgewater Twp | 8807 | 5 | 9.57 | Residential | Yes | Behind the Meter | Sunrun Installation Services, Inc. | PSE&G | Accepted | 2019-02-20 | 2019-02-22 | 2020-02-22 | SMA America | SB5.0-1SP-US-40 | Inverters | 5000 |  | 1 |  |  | 0.96 |  | Outdoor | Next To Meter
Solar Registration Program | NJSRRE1540459345 | BORDENTOWN | 8505 | 13 | 9.57 | Residential | No | Behind the Meter | Amped On Solar LLC | PSE&G | Accepted | 2019-03-07 | 2019-03-08 | 2020-03-08 | PANASONIC | VBHN330SA17 | Solar Panels |  | 0.33 | 29 | 193 | 24 |  | Fixed | Roof
Solar Registration Program | NJSRRE1540459345 | BORDENTOWN | 8505 | 13 | 9.57 | Residential | No | Behind the Meter | Amped On Solar LLC | PSE&G | Accepted | 2019-03-07 | 2019-03-08 | 2020-03-08 | SOLAREDGE | SE7600H | Inverters | 7600 |  | 1 |  |  | 0.98 |  | Outdoor | NEAR METER
Solar Registration Program | NJSRRE1540754012 | Bergenfield Boro | 7621 | 7 | 9.57 | Residential | Yes | Behind the Meter | Sunrun Installation Services, Inc. | PSE&G | Accepted | 2019-03-28 | 2019-04-08 | 2020-04-08 | REC Solar | REC290TP2 BLK | Solar Panels |  | 0.29 | 24 | 266 | 27 |  | Fixed | Roof
Solar Registration Program | NJSRRE1540754012 | Bergenfield Boro | 7621 | 7 | 9.57 | Residential | Yes | Behind the Meter | Sunrun Installation Services, Inc. | PSE&G | Accepted | 2019-03-28 | 2019-04-08 | 2020-04-08 | REC Solar | REC290TP2 BLK | Solar Panels |  | 0.29 | 9 | 86 | 27 |  | Fixed | Roof
Solar Registration Program | NJSRRE1540754012 | Bergenfield Boro | 7621 | 7 | 9.57 | Residential | Yes | Behind the Meter | Sunrun Installation Services, Inc. | PSE&G | Accepted | 2019-03-28 | 2019-04-08 | 2020-04-08 | SMA America | SB5.0-1SP-US-40 | Inverters | 5000 |  | 1 |  |  | 0.96 |  | Outdoor | Next To Meter
Solar Registration Program | NJSRRE1540754012 | Bergenfield Boro | 7621 | 7 | 9.57 | Residential | Yes | Behind the Meter | Sunrun Installation Services, Inc. | PSE&G | Accepted | 2019-03-28 | 2019-04-08 | 2020-04-08 | SMA America | SB3.0-1SP-US-40 | Inverters | 3000 |  | 1 |  |  | 0.96 |  | Outdoor | Next To Meter
Solar Registration Program | NJSRRE1540858470 | Sparta | 7871 | 1 | 9.57 | Residential | Yes | Behind the Meter | Sunrun Installation Services, Inc. | JCP&L | Accepted | 2019-04-17 | 2019-04-18 | 2020-04-18 | REC Solar | REC290TP2 BLK | Solar Panels |  | 0.29 | 33 | 208 | 30 |  | Fixed | Roof
Solar Registration Program | NJSRRE1540858470 | Sparta | 7871 | 1 | 9.57 | Residential | Yes | Behind the Meter | Sunrun Installation Services, Inc. | JCP&L | Accepted | 2019-04-17 | 2019-04-18 | 2020-04-18 | SMA America | SB5.0-1SP-US-40 | Inverters | 5000 |  | 1 |  |  | 0.96 |  | Outdoor | Next To Meter
Solar Registration Program | NJSRRE1540858470 | Sparta | 7871 | 1 | 9.57 | Residential | Yes | Behind the Meter | Sunrun Installation Services, Inc. | JCP&L | Accepted | 2019-04-17 | 2019-04-18 | 2020-04-18 | SMA America | SB3.0-1SP-US-40 | Inverters | 3000 |  | 1 |  |  | 0.96 |  | Outdoor | Next To Meter
Solar Registration Program | NJSRRE1540913380 | Jamesburg | 8831 | 11 | 9.57 | Residential | Yes | Behind the Meter | Sunrun Installation Services, Inc. | JCP&L | Accepted | 2019-05-01 | 2019-05-06 | 2020-05-06 | REC Solar | REC290TP2 BLK | Solar Panels |  | 0.29 | 14 | 241 | 30 |  | Fixed | Roof
Solar Registration Program | NJSRRE1540913380 | Jamesburg | 8831 | 11 | 9.57 | Residential | Yes | Behind the Meter | Sunrun Installation Services, Inc. | JCP&L | Accepted | 2019-05-01 | 2019-05-06 | 2020-05-06 | REC Solar | REC290TP2 BLK | Solar Panels |  | 0.29 | 19 | 61 | 30 |  | Fixed | Roof
Solar Registration Program | NJSRRE1540913380 | Jamesburg | 8831 | 11 | 9.57 | Residential | Yes | Behind the Meter | Sunrun Installation Services, Inc. | JCP&L | Accepted | 2019-05-01 | 2019-05-06 | 2020-05-06 | SMA America | SB5.0-1SP-US-40 | Inverters | 5000 |  | 1 |  |  | 0.96 |  | Outdoor | Next To Meter
Solar Registration Program | NJSRRE1540913380 | Jamesburg | 8831 | 11 | 9.57 | Residential | Yes | Behind the Meter | Sunrun Installation Services, Inc. | JCP&L | Accepted | 2019-05-01 | 2019-05-06 | 2020-05-06 | SMA America | SB3.0-1SP-US-40 | Inverters | 3000 |  | 1 |  |  | 0.96 |  | Outdoor | Next To Meter
Solar Registration Program | NJSRRE1540984255 | Bridgewater Township | 8807 | 5 | 9.57 | Residential | No | Behind the Meter | Sunrun Installation Services, Inc. | PSE&G | Accepted | 2019-05-13 | 2019-05-16 | 2020-05-16 | REC Solar | REC290TP2 BLK | Solar Panels |  | 0.29 | 9 | 84 | 34 |  | Fixed | Roof
Solar Registration Program | NJSRRE1540984255 | Bridgewater Township | 8807 | 5 | 9.57 | Residential | No | Behind the Meter | Sunrun Installation Services, Inc. | PSE&G | Accepted | 2019-05-13 | 2019-05-16 | 2020-05-16 | REC Solar | REC290TP2 BLK | Solar Panels |  | 0.29 | 24 | 264 | 34 |  | Fixed | Roof
Solar Registration Program | NJSRRE1540984255 | Bridgewater Township | 8807 | 5 | 9.57 | Residential | No | Behind the Meter | Sunrun Installation Services, Inc. | PSE&G | Accepted | 2019-05-13 | 2019-05-16 | 2020-05-16 | SMA America | SB5.0-1SP-US-40 | Inverters | 5000 |  | 1 |  |  | 0.96 |  | Outdoor | Next To Meter
Solar Registration Program | NJSRRE1540984255 | Bridgewater Township | 8807 | 5 | 9.57 | Residential | No | Behind the Meter | Sunrun Installation Services, Inc. | PSE&G | Accepted | 2019-05-13 | 2019-05-16 | 2020-05-16 | SMA America | SB3.0-1SP-US-40 | Inverters | 3000 |  | 1 |  |  | 0.96 |  | Outdoor | Next To Meter
Solar Registration Program | NJSRRE1541037835 | Lyndurst | 7071 | 7 | 9.57 | Residential | No | Behind the Meter | Green Power Energy | PSE&G | Final As-Built Received | 2019-05-23 | 2019-05-28 | 2020-05-28 | Panasonic | VBHN330SA17 | Solar Panels |  | 0.33 | 8 | 127 | 37 |  | Fixed | Roof
Solar Registration Program | NJSRRE1541037835 | Lyndurst | 7071 | 7 | 9.57 | Residential | No | Behind the Meter | Green Power Energy | PSE&G | Final As-Built Received | 2019-05-23 | 2019-05-28 | 2020-05-28 | Panasonic | VBHN330SA17 | Solar Panels |  | 0.33 | 10 | 219 | 23 |  | Fixed | Roof
Solar Registration Program | NJSRRE1541037835 | Lyndurst | 7071 | 7 | 9.57 | Residential | No | Behind the Meter | Green Power Energy | PSE&G | Final As-Built Received | 2019-05-23 | 2019-05-28 | 2020-05-28 | Panasonic | VBHN330SA17 | Solar Panels |  | 0.33 | 11 | 217 | 37 |  | Fixed | Roof
Solar Registration Program | NJSRRE1541037835 | Lyndurst | 7071 | 7 | 9.57 | Residential | No | Behind the Meter | Green Power Energy | PSE&G | Final As-Built Received | 2019-05-23 | 2019-05-28 | 2020-05-28 | Solar Edge | SE7600H-US | Inverters | 7600 |  | 1 |  |  | 0.97 |  | Outside | next to meter
Solar Registration Program | NJSRRE1541037835 | Lyndurst | 7071 | 7 | 9.57 | Residential | No | Behind the Meter | Green Power Energy | PSE&G | Final As-Built Received | 2019-05-23 | 2019-05-28 | 2020-05-28 | Vision | CL200 | Meters |  |  | 1 |  |  |  | Yes | Indoor
Solar Registration Program | NJSRRE1541063621 | Berkeley Heights | 7922 | 10 | 9.57 | Residential | Yes | Behind the Meter | Sunrun Installation Services, Inc. | JCP&L | Accepted | 2019-05-31 | 2019-06-04 | 2020-06-04 | LG Electronics | LG330N1C-A5 | Solar Panels |  | 0.33 | 26 | 152 | 18 |  | Fixed | Roof
Solar Registration Program | NJSRRE1541063621 | Berkeley Heights | 7922 | 10 | 9.57 | Residential | Yes | Behind the Meter | Sunrun Installation Services, Inc. | JCP&L | Accepted | 2019-05-31 | 2019-06-04 | 2020-06-04 | LG Electronics | LG330N1C-A5 | Solar Panels |  | 0.33 | 3 | 240 | 40 |  | Fixed | Roof
Solar Registration Program | NJSRRE1541063621 | Berkeley Heights | 7922 | 10 | 9.57 | Residential | Yes | Behind the Meter | Sunrun Installation Services, Inc. | JCP&L | Accepted | 2019-05-31 | 2019-06-04 | 2020-06-04 | SolarEdge Technologies | SE10000H-USRGM | Inverters | 10000 |  | 1 |  |  | 0.96 |  | Outdoor | Next To Meter
Solar Registration Program | NJSRRE1541419891 | Rahway | 7065 | 10 | 9.57 | Residential | Yes | Behind the Meter | Sunrun Installation Services, Inc. | PSE&G | Accepted | 2019-06-18 | 2019-06-21 | 2020-06-21 | LG Electronics | LG330N1C-A5 | Solar Panels |  | 0.33 | 5 | 107 | 45 |  | Fixed | Roof
Solar Registration Program | NJSRRE1541419891 | Rahway | 7065 | 10 | 9.57 | Residential | Yes | Behind the Meter | Sunrun Installation Services, Inc. | PSE&G | Accepted | 2019-06-18 | 2019-06-21 | 2020-06-21 | LG Electronics | LG330N1C-A5 | Solar Panels |  | 0.33 | 24 | 287 | 18 |  | Fixed | Roof
Solar Registration Program | NJSRRE1541419891 | Rahway | 7065 | 10 | 9.57 | Residential | Yes | Behind the Meter | Sunrun Installation Services, Inc. | PSE&G | Accepted | 2019-06-18 | 2019-06-21 | 2020-06-21 | Ningbo Ginlong Technologies | Solis-1P9K-4G-US | Inverters | 9000 |  | 1 |  |  | 0.96 |  | Outdoor | Next To Meter
Solar Registration Program | NJSRRE1541497162 | Toms River | 8757 | 18 | 9.57 | Residential | Yes | Behind the Meter | Sunrun Installation Services, Inc. | PSE&G | Accepted | 2019-06-26 | 2019-07-01 | 2020-07-01 | REC Solar | REC290TP2 BLK | Solar Panels |  | 0.29 | 26 | 217 | 30 |  | Fixed | Roof
Solar Registration Program | NJSRRE1541497162 | Toms River | 8757 | 18 | 9.57 | Residential | Yes | Behind the Meter | Sunrun Installation Services, Inc. | PSE&G | Accepted | 2019-06-26 | 2019-07-01 | 2020-07-01 | REC Solar | REC290TP2 BLK | Solar Panels |  | 0.29 | 7 | 36 | 30 |  | Fixed | Roof
Solar Registration Program | NJSRRE1541497162 | Toms River | 8757 | 18 | 9.57 | Residential | Yes | Behind the Meter | Sunrun Installation Services, Inc. | PSE&G | Accepted | 2019-06-26 | 2019-07-01 | 2020-07-01 | Ginlong | Solis-1P9K-4G-US | Inverters | 9000 |  | 1 |  |  | 0.96 |  | Outside | next to meter
Solar Registration Program | NJSRRE1541635357 | Haddonfield | 8033 | 14 | 9.57 | Residential | Yes | Behind the Meter | Sunrun Installation Services, Inc. | PSE&G | Accepted | 2019-07-11 | 2019-07-16 | 2020-07-16 | REC Solar | REC290TP2 BLK | Solar Panels |  | 0.29 | 20 | 28 | 14 |  | Fixed | Roof
Solar Registration Program | NJSRRE1541635357 | Haddonfield | 8033 | 14 | 9.57 | Residential | Yes | Behind the Meter | Sunrun Installation Services, Inc. | PSE&G | Accepted | 2019-07-11 | 2019-07-16 | 2020-07-16 | REC Solar | REC290TP2 BLK | Solar Panels |  | 0.29 | 8 | 122 | 18 |  | Fixed | Roof
Solar Registration Program | NJSRRE1541635357 | Haddonfield | 8033 | 14 | 9.57 | Residential | Yes | Behind the Meter | Sunrun Installation Services, Inc. | PSE&G | Accepted | 2019-07-11 | 2019-07-16 | 2020-07-16 | REC Solar | REC290TP2 BLK | Solar Panels |  | 0.29 | 5 | 210 | 18 |  | Fixed | Roof
Solar Registration Program | NJSRRE1541635357 | Haddonfield | 8033 | 14 | 9.57 | Residential | Yes | Behind the Meter | Sunrun Installation Services, Inc. | PSE&G | Accepted | 2019-07-11 | 2019-07-16 | 2020-07-16 | Ningbo Ginlong Technologies | Solis-1P9K-4G-US | Inverters | 9000 |  | 1 |  |  | 0.96 |  | Outdoor | Next To Meter
Solar Registration Program | NJSRRE1541715317 | Cranbury | 8512 | 11 | 9.57 | Residential | No | Behind the Meter | Sunrun Installation Services, Inc. | JCP&L | Accepted | 2019-07-29 | 2019-08-01 | 2020-08-01 | REC Solar | REC290TP2 BLK | Solar Panels |  | 0.29 | 19 | 158 | 45 |  | Fixed | Roof
Solar Registration Program | NJSRRE1541715317 | Cranbury | 8512 | 11 | 9.57 | Residential | No | Behind the Meter | Sunrun Installation Services, Inc. | JCP&L | Accepted | 2019-07-29 | 2019-08-01 | 2020-08-01 | REC Solar | REC290TP2 BLK | Solar Panels |  | 0.29 | 9 | 246 | 37 |  | Fixed | Roof
Solar Registration Program | NJSRRE1541715317 | Cranbury | 8512 | 11 | 9.57 | Residential | No | Behind the Meter | Sunrun Installation Services, Inc. | JCP&L | Accepted | 2019-07-29 | 2019-08-01 | 2020-08-01 | REC Solar | REC290TP2 BLK | Solar Panels |  | 0.29 | 5 | 158 | 37 |  | Fixed | Roof
Solar Registration Program | NJSRRE1541715317 | Cranbury | 8512 | 11 | 9.57 | Residential | No | Behind the Meter | Sunrun Installation Services, Inc. | JCP&L | Accepted | 2019-07-29 | 2019-08-01 | 2020-08-01 | Ningbo Ginlong Technologies | Solis-1P9K-4G-US | Inverters | 9000 |  | 1 |  |  | 0.96 |  | Outdoor | Next To Meter
Solar Registration Program | NJSRRE1541718124 | Manahawkin | 8050 | 18 | 9.57 | Residential | No | Behind the Meter | Sunrun Installation Services, Inc. | AC Electric | Accepted | 2019-07-30 | 2019-08-02 | 2020-08-02 | REC Solar | REC290TP2 BLK | Solar Panels |  | 0.29 | 33 | 265 | 23 |  | Fixed | Roof
Solar Registration Program | NJSRRE1541718124 | Manahawkin | 8050 | 18 | 9.57 | Residential | No | Behind the Meter | Sunrun Installation Services, Inc. | AC Electric | Accepted | 2019-07-30 | 2019-08-02 | 2020-08-02 | Ningbo Ginlong Technologies | Solis-1P7.6K-4G-US | Inverters | 7600 |  | 1 |  |  | 0.96 |  | Outdoor | Next To Meter
Solar Registration Program | NJSRRE1541725690 | New Brunswick | 8901 | 11 | 9.57 | Residential | No | Behind the Meter | Green Power Energy | PSE&G | Accepted | 2019-08-01 | 2019-08-05 | 2020-08-05 | Panasonic | VBHN330SA17 | Solar Panels |  | 0.33 | 14 | 130 | 30 |  | Fixed | Roof
Solar Registration Program | NJSRRE1541725690 | New Brunswick | 8901 | 11 | 9.57 | Residential | No | Behind the Meter | Green Power Energy | PSE&G | Accepted | 2019-08-01 | 2019-08-05 | 2020-08-05 | Panasonic | VBHN330SA17 | Solar Panels |  | 0.33 | 15 | 308 | 30 |  | Fixed | Roof
Solar Registration Program | NJSRRE1541725690 | New Brunswick | 8901 | 11 | 9.57 | Residential | No | Behind the Meter | Green Power Energy | PSE&G | Accepted | 2019-08-01 | 2019-08-05 | 2020-08-05 | Solar Edge | SE7600H-US | Inverters | 7600 |  | 1 |  |  | 0.97 |  | Outside | next to meter
Solar Registration Program | NJSRRE1541862357 | Lebanon | 8833 | 4 | 9.57 | Residential | No | Behind the Meter | Sunrun Installation Services, Inc. | JCP&L | Accepted | 2019-08-20 | 2019-08-26 | 2020-08-26 | REC Solar | REC290TP2 BLK | Solar Panels |  | 0.29 | 2 | 198 | 32 |  | Fixed | Roof
Solar Registration Program | NJSRRE1541862357 | Lebanon | 8833 | 4 | 9.57 | Residential | No | Behind the Meter | Sunrun Installation Services, Inc. | JCP&L | Accepted | 2019-08-20 | 2019-08-26 | 2020-08-26 | REC Solar | REC290TP2 BLK | Solar Panels |  | 0.29 | 31 | 107 | 18 |  | Fixed | Roof
Solar Registration Program | NJSRRE1541862357 | Lebanon | 8833 | 4 | 9.57 | Residential | No | Behind the Meter | Sunrun Installation Services, Inc. | JCP&L | Accepted | 2019-08-20 | 2019-08-26 | 2020-08-26 | SolarEdge Technologies | SE7600H-USRGM | Inverters | 7600 |  | 1 |  |  | 0.96 |  | Outdoor | Next To Meter
Solar Registration Program | NJSRRE1541871742 | Dunellen | 8812 | 11 | 9.57 | Residential | No | Behind the Meter | Sunrun Installation Services, Inc. | PSE&G | Accepted | 2019-08-21 | 2019-08-26 | 2020-08-26 | LG Electronics | LG330N1C-A5 | Solar Panels |  | 0.33 | 9 | 140 | 22 |  | Fixed | Roof
Solar Registration Program | NJSRRE1541871742 | Dunellen | 8812 | 11 | 9.57 | Residential | No | Behind the Meter | Sunrun Installation Services, Inc. | PSE&G | Accepted | 2019-08-21 | 2019-08-26 | 2020-08-26 | LG Electronics | LG330N1C-A5 | Solar Panels |  | 0.33 | 4 | 49 | 23 |  | Fixed | Roof
Solar Registration Program | NJSRRE1541871742 | Dunellen | 8812 | 11 | 9.57 | Residential | No | Behind the Meter | Sunrun Installation Services, Inc. | PSE&G | Accepted | 2019-08-21 | 2019-08-26 | 2020-08-26 | LG Electronics | LG330N1C-A5 | Solar Panels |  | 0.33 | 16 | 230 | 23 |  | Fixed | Roof
Solar Registration Program | NJSRRE1541871742 | Dunellen | 8812 | 11 | 9.57 | Residential | No | Behind the Meter | Sunrun Installation Services, Inc. | PSE&G | Accepted | 2019-08-21 | 2019-08-26 | 2020-08-26 | SolarEdge Technologies | SE7600H-USRGM | Inverters | 7600 |  | 1 |  |  | 0.96 |  | Outdoor | Next To Meter
Solar Registration Program | NJSRRE1541873942 | Egg Harbor Township | 8234 | 19 | 9.57 | Residential | Yes | Behind the Meter | Sunrun Installation Services, Inc. | AC Electric | Accepted | 2019-08-22 | 2019-08-27 | 2020-08-27 | REC Solar | REC290TP2 BLK | Solar Panels |  | 0.29 | 5 | 150 | 45 |  | Fixed | Roof
Solar Registration Program | NJSRRE1541873942 | Egg Harbor Township | 8234 | 19 | 9.57 | Residential | Yes | Behind the Meter | Sunrun Installation Services, Inc. | AC Electric | Accepted | 2019-08-22 | 2019-08-27 | 2020-08-27 | REC Solar | REC290TP2 BLK | Solar Panels |  | 0.29 | 5 | 239 | 34 |  | Fixed | Roof
Solar Registration Program | NJSRRE1541873942 | Egg Harbor Township | 8234 | 19 | 9.57 | Residential | Yes | Behind the Meter | Sunrun Installation Services, Inc. | AC Electric | Accepted | 2019-08-22 | 2019-08-27 | 2020-08-27 | REC Solar | REC290TP2 BLK | Solar Panels |  | 0.29 | 23 | 240 | 21 |  | Fixed | Roof
Solar Registration Program | NJSRRE1541873942 | Egg Harbor Township | 8234 | 19 | 9.57 | Residential | Yes | Behind the Meter | Sunrun Installation Services, Inc. | AC Electric | Accepted | 2019-08-22 | 2019-08-27 | 2020-08-27 | Ningbo Ginlong Technologies | Solis-1P9K-4G-US | Inverters | 9000 |  | 1 |  |  | 0.96 |  | Outdoor | Next To Meter
Solar Registration Program | NJSRRE1541880965 | Elizabeth | 7202 | 10 | 9.57 | Residential | Yes | Behind the Meter | Sunrun Installation Services, Inc. | PSE&G | Accepted | 2019-08-23 | 2019-08-28 | 2020-08-28 | REC Solar | REC290TP2 BLK | Solar Panels |  | 0.29 | 17 | 219 | 23 |  | Fixed | Roof
Solar Registration Program | NJSRRE1541880965 | Elizabeth | 7202 | 10 | 9.57 | Residential | Yes | Behind the Meter | Sunrun Installation Services, Inc. | PSE&G | Accepted | 2019-08-23 | 2019-08-28 | 2020-08-28 | REC Solar | REC290TP2 BLK | Solar Panels |  | 0.29 | 11 | 39 | 23 |  | Fixed | Roof
Solar Registration Program | NJSRRE1541880965 | Elizabeth | 7202 | 10 | 9.57 | Residential | Yes | Behind the Meter | Sunrun Installation Services, Inc. | PSE&G | Accepted | 2019-08-23 | 2019-08-28 | 2020-08-28 | REC Solar | REC290TP2 BLK | Solar Panels |  | 0.29 | 5 | 308 | 23 |  | Fixed | Roof
Solar Registration Program | NJSRRE1541880965 | Elizabeth | 7202 | 10 | 9.57 | Residential | Yes | Behind the Meter | Sunrun Installation Services, Inc. | PSE&G | Accepted | 2019-08-23 | 2019-08-28 | 2020-08-28 | Ningbo Ginlong Technologies | Solis-1P9K-4G-US | Inverters | 9000 |  | 1 |  |  | 0.96 |  | Outdoor | Next To Meter
Solar Registration Program | NJSRRE1541976118 | West Windsor Township | 8550 | 12 | 9.57 | Residential | No | Behind the Meter | Sunrun Installation Services, Inc. | PSE&G | Accepted | 2019-08-30 | 2019-09-04 | 2020-09-04 | REC Solar | REC290TP2 BLK | Solar Panels |  | 0.29 | 20 | 95 | 30 |  | Fixed | Roof
Solar Registration Program | NJSRRE1541976118 | West Windsor Township | 8550 | 12 | 9.57 | Residential | No | Behind the Meter | Sunrun Installation Services, Inc. | PSE&G | Accepted | 2019-08-30 | 2019-09-04 | 2020-09-04 | REC Solar | REC290TP2 BLK | Solar Panels |  | 0.29 | 6 | 274 | 30 |  | Fixed | Roof
Solar Registration Program | NJSRRE1541976118 | West Windsor Township | 8550 | 12 | 9.57 | Residential | No | Behind the Meter | Sunrun Installation Services, Inc. | PSE&G | Accepted | 2019-08-30 | 2019-09-04 | 2020-09-04 | REC Solar | REC290TP2 BLK | Solar Panels |  | 0.29 | 7 | 185 | 34 |  | Fixed | Roof
Solar Registration Program | NJSRRE1541976118 | West Windsor Township | 8550 | 12 | 9.57 | Residential | No | Behind the Meter | Sunrun Installation Services, Inc. | PSE&G | Accepted | 2019-08-30 | 2019-09-04 | 2020-09-04 | Ningbo Ginlong Technologies | Solis-1P9K-4G-US | Inverters | 9000 |  | 1 |  |  | 0.96 |  | Outdoor | Next To Meter
Solar Registration Program | NJSRRE1542167668 | Franklin Twp Som | 8873 | 5 | 9.57 | Residential | No | Behind the Meter | Sunrun Installation Services, Inc. | PSE&G | Accepted | 2019-09-04 | 2019-09-06 | 2020-09-06 | REC Solar | REC290TP2 BLK | Solar Panels |  | 0.29 | 33 | 128 | 27 |  | Fixed | Roof
Solar Registration Program | NJSRRE1542167668 | Franklin Twp Som | 8873 | 5 | 9.57 | Residential | No | Behind the Meter | Sunrun Installation Services, Inc. | PSE&G | Accepted | 2019-09-04 | 2019-09-06 | 2020-09-06 | Ningbo Ginlong Technologies | Solis-1P7.6K-4G-US | Inverters | 7600 |  | 1 |  |  | 0.96 |  | Outdoor | Next To Meter
Solar Registration Program | NJSRRE1542481281 | Burlington City | 8016 | 13 | 9.57 | Residential | Yes | Behind the Meter | Sunrun Installation Services, Inc. | PSE&G | Accepted | 2019-10-01 | 2019-10-03 | 2020-10-03 | LG Electronics | LG330N1C-A5 | Solar Panels |  | 0.33 | 6 | 161 | 10 |  | Fixed | Roof
Solar Registration Program | NJSRRE1542481281 | Burlington City | 8016 | 13 | 9.57 | Residential | Yes | Behind the Meter | Sunrun Installation Services, Inc. | PSE&G | Accepted | 2019-10-01 | 2019-10-03 | 2020-10-03 | LG Electronics | LG330N1C-A5 | Solar Panels |  | 0.33 | 4 | 249 | 18 |  | Fixed | Roof
Solar Registration Program | NJSRRE1542481281 | Burlington City | 8016 | 13 | 9.57 | Residential | Yes | Behind the Meter | Sunrun Installation Services, Inc. | PSE&G | Accepted | 2019-10-01 | 2019-10-03 | 2020-10-03 | LG Electronics | LG330N1C-A5 | Solar Panels |  | 0.33 | 5 | 341 | 9 |  | Fixed | Roof
Solar Registration Program | NJSRRE1542481281 | Burlington City | 8016 | 13 | 9.57 | Residential | Yes | Behind the Meter | Sunrun Installation Services, Inc. | PSE&G | Accepted | 2019-10-01 | 2019-10-03 | 2020-10-03 | LG Electronics | LG330N1C-A5 | Solar Panels |  | 0.33 | 5 | 161 | 9 |  | Fixed | Roof
Solar Registration Program | NJSRRE1542481281 | Burlington City | 8016 | 13 | 9.57 | Residential | Yes | Behind the Meter | Sunrun Installation Services, Inc. | PSE&G | Accepted | 2019-10-01 | 2019-10-03 | 2020-10-03 | LG Electronics | LG330N1C-A5 | Solar Panels |  | 0.33 | 5 | 340 | 18 |  | Fixed | Roof
Solar Registration Program | NJSRRE1542481281 | Burlington City | 8016 | 13 | 9.57 | Residential | Yes | Behind the Meter | Sunrun Installation Services, Inc. | PSE&G | Accepted | 2019-10-01 | 2019-10-03 | 2020-10-03 | LG Electronics | LG330N1C-A5 | Solar Panels |  | 0.33 | 4 | 160 | 18 |  | Fixed | Roof
Solar Registration Program | NJSRRE1542481281 | Burlington City | 8016 | 13 | 9.57 | Residential | Yes | Behind the Meter | Sunrun Installation Services, Inc. | PSE&G | Accepted | 2019-10-01 | 2019-10-03 | 2020-10-03 | SolarEdge Technologies | SE7600H-USRGM | Inverters | 7600 |  | 1 |  |  | 0.96 |  | Outdoor | Next To Meter
Solar Registration Program | NJSRRE1542494079 | Lumberton | 8048 | 13 | 9.57 | Residential | No | Behind the Meter | Bahamian Solar Management Group LLC. | PSE&G | Accepted | 2019-10-02 | 2019-10-04 | 2020-10-04 | Panasonic | VBHN330SA16 | Solar Panels |  | 0.33 | 29 | 125 | 30 |  | Fixed | Roof | Front S/E
Solar Registration Program | NJSRRE1542494079 | Lumberton | 8048 | 13 | 9.57 | Residential | No | Behind the Meter | Bahamian Solar Management Group LLC. | PSE&G | Accepted | 2019-10-02 | 2019-10-04 | 2020-10-04 | Hialeah | CL200 | Meters |  |  | 1 |  |  |  | Yes | Outdoor
Solar Registration Program | NJSRRE1542494079 | Lumberton | 8048 | 13 | 9.57 | Residential | No | Behind the Meter | Bahamian Solar Management Group LLC. | PSE&G | Accepted | 2019-10-02 | 2019-10-04 | 2020-10-04 | SolarEdge | SE76000-HD-US | Inverters | 7600 |  | 1 |  |  | 0.992 |  | Outside | East Side
Solar Registration Program | NJSRRE1542505482 | Barnegat | 8005 | 18 | 9.57 | Residential | Yes | Behind the Meter | Sunrun Installation Services, Inc. | AC Electric | Accepted | 2019-10-04 | 2019-10-08 | 2020-10-08 | REC Solar | REC290TP2 BLK | Solar Panels |  | 0.29 | 23 | 124 | 34 |  | Fixed | Roof
Solar Registration Program | NJSRRE1542505482 | Barnegat | 8005 | 18 | 9.57 | Residential | Yes | Behind the Meter | Sunrun Installation Services, Inc. | AC Electric | Accepted | 2019-10-04 | 2019-10-08 | 2020-10-08 | REC Solar | REC290TP2 BLK | Solar Panels |  | 0.29 | 10 | 304 | 34 |  | Fixed | Roof
Solar Registration Program | NJSRRE1542505482 | Barnegat | 8005 | 18 | 9.57 | Residential | Yes | Behind the Meter | Sunrun Installation Services, Inc. | AC Electric | Accepted | 2019-10-04 | 2019-10-08 | 2020-10-08 | Ningbo Ginlong Technologies | Solis-1P7.6K-4G-US | Inverters | 7600 |  | 1 |  |  | 0.96 |  | Outdoor | Next To Meter
Solar Registration Program | NJSRRE1542510381 | Garfield City | 7026 | 7 | 9.57 | Residential | Yes | Behind the Meter | Sunrun Installation Services, Inc. | PSE&G | Accepted | 2019-10-05 | 2019-10-09 | 2020-10-09 | REC Solar | REC290TP2 BLK | Solar Panels |  | 0.29 | 10 | 72 | 18 |  | Fixed | Roof
Solar Registration Program | NJSRRE1542510381 | Garfield City | 7026 | 7 | 9.57 | Residential | Yes | Behind the Meter | Sunrun Installation Services, Inc. | PSE&G | Accepted | 2019-10-05 | 2019-10-09 | 2020-10-09 | REC Solar | REC290TP2 BLK | Solar Panels |  | 0.29 | 7 | 162 | 18 |  | Fixed | Roof
Solar Registration Program | NJSRRE1542510381 | Garfield City | 7026 | 7 | 9.57 | Residential | Yes | Behind the Meter | Sunrun Installation Services, Inc. | PSE&G | Accepted | 2019-10-05 | 2019-10-09 | 2020-10-09 | REC Solar | REC290TP2 BLK | Solar Panels |  | 0.29 | 11 | 253 | 19 |  | Fixed | Roof
Solar Registration Program | NJSRRE1542510381 | Garfield City | 7026 | 7 | 9.57 | Residential | Yes | Behind the Meter | Sunrun Installation Services, Inc. | PSE&G | Accepted | 2019-10-05 | 2019-10-09 | 2020-10-09 | REC Solar | REC290TP2 BLK | Solar Panels |  | 0.29 | 5 | 342 | 18 |  | Fixed | Roof
Solar Registration Program | NJSRRE1542510381 | Garfield City | 7026 | 7 | 9.57 | Residential | Yes | Behind the Meter | Sunrun Installation Services, Inc. | PSE&G | Accepted | 2019-10-05 | 2019-10-09 | 2020-10-09 | Ningbo Ginlong Technologies | Solis-1P9K-4G-US | Inverters | 9000 |  | 1 |  |  | 0.96 |  | Outdoor | Next To Meter
Solar Registration Program | NJSRRE1542513422 | Woodbridge Township | 7064 | 11 | 9.57 | Residential | Yes | Behind the Meter | Sunrun Installation Services, Inc. | PSE&G | Accepted | 2019-10-07 | 2019-10-10 | 2020-10-10 | REC Solar | REC290TP2 BLK | Solar Panels |  | 0.29 | 4 | 271 | 34 |  | Fixed | Roof
Solar Registration Program | NJSRRE1542513422 | Woodbridge Township | 7064 | 11 | 9.57 | Residential | Yes | Behind the Meter | Sunrun Installation Services, Inc. | PSE&G | Accepted | 2019-10-07 | 2019-10-10 | 2020-10-10 | REC Solar | REC290TP2 BLK | Solar Panels |  | 0.29 | 16 | 91 | 34 |  | Fixed | Roof
Solar Registration Program | NJSRRE1542513422 | Woodbridge Township | 7064 | 11 | 9.57 | Residential | Yes | Behind the Meter | Sunrun Installation Services, Inc. | PSE&G | Accepted | 2019-10-07 | 2019-10-10 | 2020-10-10 | REC Solar | REC290TP2 BLK | Solar Panels |  | 0.29 | 13 | 181 | 23 |  | Fixed | Roof
Solar Registration Program | NJSRRE1542513422 | Woodbridge Township | 7064 | 11 | 9.57 | Residential | Yes | Behind the Meter | Sunrun Installation Services, Inc. | PSE&G | Accepted | 2019-10-07 | 2019-10-10 | 2020-10-10 | SolarEdge Technologies | SE7600H-USRGM | Inverters | 7600 |  | 1 |  |  | 0.96 |  | Outdoor | Next To Meter
Solar Registration Program | NJSRRE1542518976 | Brick | 8724 | 18 | 9.57 | Residential | No | Behind the Meter | Whitman Construction, LLC | JCP&L | Accepted | 2019-10-17 | 2019-10-17 | 2020-10-17 | Panasonic | VBHN330SA16 | Solar Panels |  | 0.33 | 19 | 227 | 21 |  | Fixed | Roof
Solar Registration Program | NJSRRE1542518976 | Brick | 8724 | 18 | 9.57 | Residential | No | Behind the Meter | Whitman Construction, LLC | JCP&L | Accepted | 2019-10-17 | 2019-10-17 | 2020-10-17 | Panasonic | VBHN330SA16 | Solar Panels |  | 0.33 | 10 | 228 | 21 |  | Fixed | Roof
Solar Registration Program | NJSRRE1542518976 | Brick | 8724 | 18 | 9.57 | Residential | No | Behind the Meter | Whitman Construction, LLC | JCP&L | Accepted | 2019-10-17 | 2019-10-17 | 2020-10-17 | Panasonic (built in Enphase) | N330E (IQ7X-96-2-US) | Inverters | 0.24 |  | 29 |  |  | 0.975 |  | Outside | roof
Solar Registration Program | NJSRRE1542548484 | Montgomery | 8502 | 5 | 9.57 | Residential | Yes | Behind the Meter | Sunrun Installation Services, Inc. | PSE&G | Accepted | 2019-10-16 | 2019-10-18 | 2020-10-18 | REC Solar | REC290TP2 BLK | Solar Panels |  | 0.29 | 20 | 121 | 23 |  | Fixed | Roof
Solar Registration Program | NJSRRE1542548484 | Montgomery | 8502 | 5 | 9.57 | Residential | Yes | Behind the Meter | Sunrun Installation Services, Inc. | PSE&G | Accepted | 2019-10-16 | 2019-10-18 | 2020-10-18 | REC Solar | REC290TP2 BLK | Solar Panels |  | 0.29 | 9 | 301 | 23 |  | Fixed | Roof
Solar Registration Program | NJSRRE1542548484 | Montgomery | 8502 | 5 | 9.57 | Residential | Yes | Behind the Meter | Sunrun Installation Services, Inc. | PSE&G | Accepted | 2019-10-16 | 2019-10-18 | 2020-10-18 | REC Solar | REC290TP2 BLK | Solar Panels |  | 0.29 | 4 | 211 | 40 |  | Fixed | Roof
Solar Registration Program | NJSRRE1542548484 | Montgomery | 8502 | 5 | 9.57 | Residential | Yes | Behind the Meter | Sunrun Installation Services, Inc. | PSE&G | Accepted | 2019-10-16 | 2019-10-18 | 2020-10-18 | SolarEdge Technologies | SE7600H-USRGM | Inverters | 7600 |  | 1 |  |  | 0.96 |  | Outdoor | Next To Meter
Solar Registration Program | NJSRRE1542554261 | Monroe Township | 8831 | 11 | 9.57 | Residential | No | Behind the Meter | Sunrun Installation Services, Inc. | JCP&L | Accepted | 2019-10-17 | 2019-10-21 | 2020-10-21 | LG Electronics | LG330N1C-A5 | Solar Panels |  | 0.33 | 29 | 221 | 37 |  | Fixed | Roof
Solar Registration Program | NJSRRE1542554261 | Monroe Township | 8831 | 11 | 9.57 | Residential | No | Behind the Meter | Sunrun Installation Services, Inc. | JCP&L | Accepted | 2019-10-17 | 2019-10-21 | 2020-10-21 | Delta Electronics | M8-TL-US | Inverters | 7680 |  | 1 |  |  | 0.96 |  | Outdoor | Next To Meter
Solar Registration Program | NJSRRE1542576379 | Wayne | 7470 | 6 | 9.57 | Residential | Yes | Behind the Meter | Sunrun Installation Services, Inc. | PSE&G | Accepted | 2019-10-22 | 2019-10-24 | 2020-10-24 | REC Solar | REC290TP2 BLK | Solar Panels |  | 0.29 | 33 | 175 | 23 |  | Fixed | Roof
Solar Registration Program | NJSRRE1542576379 | Wayne | 7470 | 6 | 9.57 | Residential | Yes | Behind the Meter | Sunrun Installation Services, Inc. | PSE&G | Accepted | 2019-10-22 | 2019-10-24 | 2020-10-24 | Ningbo Ginlong Technologies | Solis-1P7.6K-4G-US | Inverters | 7600 |  | 1 |  |  | 0.96 |  | Outdoor | Next To Meter
Solar Registration Program | NJSRRE1542580040 | Palermo | 8223 | 21 | 9.57 | Residential | Yes | Behind the Meter | Sunrun Installation Services, Inc. | AC Electric | Accepted | 2019-10-23 | 2019-10-25 | 2020-10-25 | REC Solar | REC290TP2 BLK | Solar Panels |  | 0.29 | 26 | 228 | 42 |  | Fixed | Roof
Solar Registration Program | NJSRRE1542580040 | Palermo | 8223 | 21 | 9.57 | Residential | Yes | Behind the Meter | Sunrun Installation Services, Inc. | AC Electric | Accepted | 2019-10-23 | 2019-10-25 | 2020-10-25 | REC Solar | REC290TP2 BLK | Solar Panels |  | 0.29 | 4 | 48 | 43 |  | Fixed | Roof
Solar Registration Program | NJSRRE1542580040 | Palermo | 8223 | 21 | 9.57 | Residential | Yes | Behind the Meter | Sunrun Installation Services, Inc. | AC Electric | Accepted | 2019-10-23 | 2019-10-25 | 2020-10-25 | REC Solar | REC290TP2 BLK | Solar Panels |  | 0.29 | 3 | 228 | 18 |  | Fixed | Roof
Solar Registration Program | NJSRRE1542580040 | Palermo | 8223 | 21 | 9.57 | Residential | Yes | Behind the Meter | Sunrun Installation Services, Inc. | AC Electric | Accepted | 2019-10-23 | 2019-10-25 | 2020-10-25 | SolarEdge Technologies | SE7600H-USRGM | Inverters | 7600 |  | 1 |  |  | 0.96 |  | Outdoor | Next To Meter
Solar Registration Program | NJSRRE1542589915 | Moorestown | 8057 | 13 | 9.57 | Residential | No | Behind the Meter | Kaitanna Solar, LLC | PSE&G | Accepted | 2019-10-25 | 2019-10-29 | 2020-10-29 | Canadian Solar | 330 | Solar Panels |  | 0.33 | 29 | 153 | 9 |  | Fixed | Roof
Solar Registration Program | NJSRRE1542589915 | Moorestown | 8057 | 13 | 9.57 | Residential | No | Behind the Meter | Kaitanna Solar, LLC | PSE&G | Accepted | 2019-10-25 | 2019-10-29 | 2020-10-29 | Enphase | IQ7 | Inverters | 240 |  | 29 |  |  | 0.97 |  | Outside | Under Modules
Solar Registration Program | NJSRRE1542603110 | Paterson City | 7502 | 6 | 9.57 | Residential | Yes | Behind the Meter | Sunrun Installation Services, Inc. | PSE&G | Accepted | 2019-10-25 | 2019-10-29 | 2020-10-29 | REC Solar | REC290TP2 BLK | Solar Panels |  | 0.29 | 16 | 319 | 34 |  | Fixed | Roof
Solar Registration Program | NJSRRE1542603110 | Paterson City | 7502 | 6 | 9.57 | Residential | Yes | Behind the Meter | Sunrun Installation Services, Inc. | PSE&G | Accepted | 2019-10-25 | 2019-10-29 | 2020-10-29 | REC Solar | REC290TP2 BLK | Solar Panels |  | 0.29 | 17 | 139 | 34 |  | Fixed | Roof
Solar Registration Program | NJSRRE1542603110 | Paterson City | 7502 | 6 | 9.57 | Residential | Yes | Behind the Meter | Sunrun Installation Services, Inc. | PSE&G | Accepted | 2019-10-25 | 2019-10-29 | 2020-10-29 | SolarEdge Technologies | SE7600H-USRGM | Inverters | 7600 |  | 1 |  |  | 0.96 |  | Outdoor | Next To Meter
Solar Registration Program | NJSRRE1542647842 | Wayne | 7470 | 6 | 9.57 | Residential | Yes | Behind the Meter | Sunrun Installation Services, Inc. | JCP&L | Accepted | 2019-10-25 | 2019-10-29 | 2020-10-29 | Delta Electronics | M8-TL-US | Inverters | 7680 |  | 1 |  |  | 0.96 |  | Outdoor | Next To Meter
Solar Registration Program | NJSRRE1542647842 | Wayne | 7470 | 6 | 9.57 | Residential | Yes | Behind the Meter | Sunrun Installation Services, Inc. | JCP&L | Accepted | 2019-10-25 | 2019-10-29 | 2020-10-29 | REC Solar | REC290TP2 BLK | Solar Panels |  | 0.29 | 13 | 168 | 18 |  | Fixed | Roof
Solar Registration Program | NJSRRE1542647842 | Wayne | 7470 | 6 | 9.57 | Residential | Yes | Behind the Meter | Sunrun Installation Services, Inc. | JCP&L | Accepted | 2019-10-25 | 2019-10-29 | 2020-10-29 | REC Solar | REC290TP2 BLK | Solar Panels |  | 0.29 | 20 | 170 | 40 |  | Fixed | Roof
Solar Registration Program | NJSRRE1543421646 | Williamstown | 8094 | 15 | 9.57 | Residential | No | Behind the Meter | NJ Solar Power, LLC | AC Electric | Final As-Built Received | 2019-11-19 | 2019-11-21 | 2020-11-21 | Panasonic | VBHN330SA17 | Solar Panels |  | 0.33 | 29 | 82 | 30 |  | Fixed | Roof
Solar Registration Program | NJSRRE1543421646 | Williamstown | 8094 | 15 | 9.57 | Residential | No | Behind the Meter | NJ Solar Power, LLC | AC Electric | Final As-Built Received | 2019-11-19 | 2019-11-21 | 2020-11-21 | Solaredge | SE7600H-US | Inverters | 7600 |  | 1 |  |  | 0.99 |  | Indoor | Basement
Solar Registration Program | NJSRRE1543421646 | Williamstown | 8094 | 15 | 9.57 | Residential | No | Behind the Meter | NJ Solar Power, LLC | AC Electric | Final As-Built Received | 2019-11-19 | 2019-11-21 | 2020-11-21 | SolarEdge | 1D-240C-A | Meters |  |  | 1 |  |  |  | Yes
Solar Registration Program | NJSRRE1543422136 | Bergenfield | 7621 | 7 | 9.57 | Residential | Yes | Behind the Meter | Sunrun Installation Services, Inc. | PSE&G | Accepted | 2019-11-19 | 2019-11-22 | 2020-11-22 | REC Solar | REC290TP2 BLK | Solar Panels |  | 0.29 | 23 | 177 | 18 |  | Fixed | Roof
Solar Registration Program | NJSRRE1543422136 | Bergenfield | 7621 | 7 | 9.57 | Residential | Yes | Behind the Meter | Sunrun Installation Services, Inc. | PSE&G | Accepted | 2019-11-19 | 2019-11-22 | 2020-11-22 | REC Solar | REC290TP2 BLK | Solar Panels |  | 0.29 | 10 | 357 | 18 |  | Fixed | Roof
Solar Registration Program | NJSRRE1543422136 | Bergenfield | 7621 | 7 | 9.57 | Residential | Yes | Behind the Meter | Sunrun Installation Services, Inc. | PSE&G | Accepted | 2019-11-19 | 2019-11-22 | 2020-11-22 | Delta Electronics | M8-TL-US | Inverters | 7680 |  | 1 |  |  | 0.96 |  | Outdoor | Next To Meter
Solar Registration Program | NJSRRE1543446944 | Spring Lake | 7762 | 17 | 9.57 | Residential | Yes | Behind the Meter | Sunrun Installation Services, Inc. | JCP&L | Accepted | 2019-11-26 | 2019-12-02 | 2020-12-02 | REC Solar | REC290TP2 BLK | Solar Panels |  | 0.29 | 13 | 196 | 23 |  | Fixed | Roof
Solar Registration Program | NJSRRE1543446944 | Spring Lake | 7762 | 17 | 9.57 | Residential | Yes | Behind the Meter | Sunrun Installation Services, Inc. | JCP&L | Accepted | 2019-11-26 | 2019-12-02 | 2020-12-02 | REC Solar | REC290TP2 BLK | Solar Panels |  | 0.29 | 11 | 285 | 23 |  | Fixed | Roof
Solar Registration Program | NJSRRE1543446944 | Spring Lake | 7762 | 17 | 9.57 | Residential | Yes | Behind the Meter | Sunrun Installation Services, Inc. | JCP&L | Accepted | 2019-11-26 | 2019-12-02 | 2020-12-02 | REC Solar | REC290TP2 BLK | Solar Panels |  | 0.29 | 9 | 104 | 23 |  | Fixed | Roof
Solar Registration Program | NJSRRE1543446944 | Spring Lake | 7762 | 17 | 9.57 | Residential | Yes | Behind the Meter | Sunrun Installation Services, Inc. | JCP&L | Accepted | 2019-11-26 | 2019-12-02 | 2020-12-02 | Delta Electronics | M8-TL-US | Inverters | 7680 |  | 1 |  |  | 0.96 |  | Outdoor | Next To Meter
Solar Registration Program | NJSRRE1543505573 | Pennington | 8534 | 12 | 9.57 | Residential | No | Behind the Meter | Green Power energy | PSE&G | Accepted | 2019-12-10 | 2019-12-12 | 2020-12-12 | Panasonic | VBHN330SA17 | Solar Panels |  | 0.33 | 21 | 141 | 27 |  | Fixed | Roof
Solar Registration Program | NJSRRE1543505573 | Pennington | 8534 | 12 | 9.57 | Residential | No | Behind the Meter | Green Power energy | PSE&G | Accepted | 2019-12-10 | 2019-12-12 | 2020-12-12 | Panasonic | VBHN330SA17 | Solar Panels |  | 0.33 | 8 | 143 | 27 |  | Fixed | Roof
Solar Registration Program | NJSRRE1543505573 | Pennington | 8534 | 12 | 9.57 | Residential | No | Behind the Meter | Green Power energy | PSE&G | Accepted | 2019-12-10 | 2019-12-12 | 2020-12-12 | SolarEdge | SE10000H-US | Inverters | 10000 |  | 1 |  |  | 0.97 |  | Outside | Next to meter
Solar Registration Program | NJSRRE1543513058 | Landing | 7850 | 3 | 9.57 | Residential | Yes | Behind the Meter | Sunrun Installation Services, Inc. | JCP&L | Accepted | 2019-12-11 | 2019-12-16 | 2020-12-16 | REC Solar | REC290TP2 BLK | Solar Panels |  | 0.29 | 6 | 286 | 23 |  | Fixed | Roof | roof
Solar Registration Program | NJSRRE1543513058 | Landing | 7850 | 3 | 9.57 | Residential | Yes | Behind the Meter | Sunrun Installation Services, Inc. | JCP&L | Accepted | 2019-12-11 | 2019-12-16 | 2020-12-16 | REC Solar | REC290TP2 BLK | Solar Panels |  | 0.29 | 5 | 105 | 23 |  | Fixed | Roof
Solar Registration Program | NJSRRE1543513058 | Landing | 7850 | 3 | 9.57 | Residential | Yes | Behind the Meter | Sunrun Installation Services, Inc. | JCP&L | Accepted | 2019-12-11 | 2019-12-16 | 2020-12-16 | REC Solar | REC290TP2 BLK | Solar Panels |  | 0.29 | 7 | 15 | 23 |  | Fixed | Roof
Solar Registration Program | NJSRRE1543513058 | Landing | 7850 | 3 | 9.57 | Residential | Yes | Behind the Meter | Sunrun Installation Services, Inc. | JCP&L | Accepted | 2019-12-11 | 2019-12-16 | 2020-12-16 | REC Solar | REC290TP2 BLK | Solar Panels |  | 0.29 | 10 | 286 | 18 |  | Fixed | Roof
Solar Registration Program | NJSRRE1543513058 | Landing | 7850 | 3 | 9.57 | Residential | Yes | Behind the Meter | Sunrun Installation Services, Inc. | JCP&L | Accepted | 2019-12-11 | 2019-12-16 | 2020-12-16 | REC Solar | REC290TP2 BLK | Solar Panels |  | 0.29 | 5 | 106 | 18 |  | Fixed | Roof
Solar Registration Program | NJSRRE1543513058 | Landing | 7850 | 3 | 9.57 | Residential | Yes | Behind the Meter | Sunrun Installation Services, Inc. | JCP&L | Accepted | 2019-12-11 | 2019-12-16 | 2020-12-16 | Delta Electronics | M6-TL-US | Inverters | 5760 |  | 1 |  |  | 0.96 |  | Outdoor | Next To Meter
Solar Registration Program | NJSRRE1543513058 | Landing | 7850 | 3 | 9.57 | Residential | Yes | Behind the Meter | Sunrun Installation Services, Inc. | JCP&L | Accepted | 2019-12-11 | 2019-12-16 | 2020-12-16 | Delta Electronics | M4-TL-US | Inverters | 3840 |  | 1 |  |  | 0.96 |  | Outdoor | Next To Meter
Solar Registration Program | NJSRRE1543528750 | Sea Girt | 8750 | 17 | 9.57 | Residential | Yes | Behind the Meter | Sunrun Installation Services, Inc. | JCP&L | Accepted | 2019-12-12 | 2019-12-16 | 2020-12-16 | REC Solar | REC290TP2 BLK | Solar Panels |  | 0.29 | 2 | 12 | 24 |  | Fixed | Roof
Solar Registration Program | NJSRRE1543528750 | Sea Girt | 8750 | 17 | 9.57 | Residential | Yes | Behind the Meter | Sunrun Installation Services, Inc. | JCP&L | Accepted | 2019-12-12 | 2019-12-16 | 2020-12-16 | REC Solar | REC290TP2 BLK | Solar Panels |  | 0.29 | 3 | 192 | 24 |  | Fixed | Roof
Solar Registration Program | NJSRRE1543528750 | Sea Girt | 8750 | 17 | 9.57 | Residential | Yes | Behind the Meter | Sunrun Installation Services, Inc. | JCP&L | Accepted | 2019-12-12 | 2019-12-16 | 2020-12-16 | REC Solar | REC290TP2 BLK | Solar Panels |  | 0.29 | 14 | 282 | 24 |  | Fixed | Roof
Solar Registration Program | NJSRRE1543528750 | Sea Girt | 8750 | 17 | 9.57 | Residential | Yes | Behind the Meter | Sunrun Installation Services, Inc. | JCP&L | Accepted | 2019-12-12 | 2019-12-16 | 2020-12-16 | REC Solar | REC290TP2 BLK | Solar Panels |  | 0.29 | 14 | 102 | 24 |  | Fixed | Roof
Solar Registration Program | NJSRRE1543528750 | Sea Girt | 8750 | 17 | 9.57 | Residential | Yes | Behind the Meter | Sunrun Installation Services, Inc. | JCP&L | Accepted | 2019-12-12 | 2019-12-16 | 2020-12-16 | SolarEdge Technologies | SE7600H-USRGM | Inverters | 7600 |  | 1 |  |  | 0.96 |  | Outdoor | Next To Meter
Solar Registration Program | NJSRRE1543571026 | Bargaintown | 8234 | 19 | 9.57 | Residential | Yes | Behind the Meter | Sunrun Installation Services, Inc. | AC Electric | Accepted | 2019-12-19 | 2019-12-26 | 2020-12-26 | REC Solar | REC290TP2 BLK | Solar Panels |  | 0.29 | 33 | 232 | 30 |  | Fixed | Roof
Solar Registration Program | NJSRRE1543571026 | Bargaintown | 8234 | 19 | 9.57 | Residential | Yes | Behind the Meter | Sunrun Installation Services, Inc. | AC Electric | Accepted | 2019-12-19 | 2019-12-26 | 2020-12-26 | Delta Electronics | M8-TL-US | Inverters | 7680 |  | 1 |  |  | 0.96 |  | Outdoor | Next To Meter
Solar Registration Program | NJSRRE1540358081 | Bayonne City | 7002 | 8 | 9.6 | Residential | No | Behind the Meter | Maier Solar Engineering dba Solar Me | PSE&G | Accepted | 2019-02-13 | 2019-02-15 | 2020-02-15 | Hanwha | Q.Peak DUO-G5 320W | Solar Panels |  | 0.32 | 30 | 125 | 43 |  | Fixed | Roof
Solar Registration Program | NJSRRE1540358081 | Bayonne City | 7002 | 8 | 9.6 | Residential | No | Behind the Meter | Maier Solar Engineering dba Solar Me | PSE&G | Accepted | 2019-02-13 | 2019-02-15 | 2020-02-15 | Solar Edge | SE7600H-US | Inverters | 7600 |  | 1 |  |  | 0.97 |  | Outside | Next to meter
Solar Registration Program | NJSRRE1540361667 | Livingston | 7039 | 9 | 9.6 | Residential | No | Behind the Meter | Kopp Electric Company | JCP&L | Accepted | 2019-02-13 | 2019-02-18 | 2020-02-18 | Trina | TSM300DD05A.05 | Solar Panels |  | 0.3 | 32 | 138 | 20 |  | Fixed | Roof
Solar Registration Program | NJSRRE1540361667 | Livingston | 7039 | 9 | 9.6 | Residential | No | Behind the Meter | Kopp Electric Company | JCP&L | Accepted | 2019-02-13 | 2019-02-18 | 2020-02-18 | Solar Edge | SE7600H-US | Inverters | 7600 |  | 1 |  |  | 0.975 |  | Outdoor | Next to meter
Solar Registration Program | NJSRRE1540388205 | Piscataway | 8854 | 11 | 9.6 | Residential | No | Behind the Meter | Palmetto Solar | PSE&G | Accepted | 2019-02-28 | 2019-03-04 | 2020-03-04 | Hanwha | 300W all black tier 1 | Solar Panels |  | 0.3 | 6 | 135 | 26 |  | Fixed | Roof
Solar Registration Program | NJSRRE1540388205 | Piscataway | 8854 | 11 | 9.6 | Residential | No | Behind the Meter | Palmetto Solar | PSE&G | Accepted | 2019-02-28 | 2019-03-04 | 2020-03-04 | Hanwha | 300W All Black Tier 1 | Solar Panels |  | 0.3 | 18 | 225 | 26 |  | Fixed | Roof
Solar Registration Program | NJSRRE1540388205 | Piscataway | 8854 | 11 | 9.6 | Residential | No | Behind the Meter | Palmetto Solar | PSE&G | Accepted | 2019-02-28 | 2019-03-04 | 2020-03-04 | Hanwha | 300W All black tier 1 | Solar Panels |  | 0.3 | 8 | 45 | 27 |  | Fixed | Roof
Solar Registration Program | NJSRRE1540388205 | Piscataway | 8854 | 11 | 9.6 | Residential | No | Behind the Meter | Palmetto Solar | PSE&G | Accepted | 2019-02-28 | 2019-03-04 | 2020-03-04 | Solaredge | SE10000A-US | Inverters | 10000 |  | 1 |  |  | 0.99 |  | Outdoor | Side of home
Solar Registration Program | NJSRRE1540459459 | Patterson | 7503 | 6 | 9.6 | Residential | Yes | Behind the Meter | Skyline Solar, LLC | PSE&G | Accepted | 2019-03-07 | 2019-03-08 | 2020-03-08 | Silfab | SLA-M 320Wp | Solar Panels |  | 0.32 | 30 | 166 | 24 |  | Fixed | Roof
Solar Registration Program | NJSRRE1540459459 | Patterson | 7503 | 6 | 9.6 | Residential | Yes | Behind the Meter | Skyline Solar, LLC | PSE&G | Accepted | 2019-03-07 | 2019-03-08 | 2020-03-08 | SolarEdge | SE7600H-US000NNC2 | Inverters | 7600 |  | 1 |  |  | 0.99 |  | Outdoor | within 5 feet of meter
Solar Registration Program | NJSRRE1540459478 | Paterson | 7503 | 6 | 9.6 | Residential | Yes | Behind the Meter | Skyline Solar, LLC | PSE&G | Accepted | 2019-03-07 | 2019-03-08 | 2020-03-08 | Silfab | SLA-M 320Wp | Solar Panels |  | 0.32 | 30 | 256 | 36 |  | Fixed | Roof
Solar Registration Program | NJSRRE1540459478 | Paterson | 7503 | 6 | 9.6 | Residential | Yes | Behind the Meter | Skyline Solar, LLC | PSE&G | Accepted | 2019-03-07 | 2019-03-08 | 2020-03-08 | SolarEdge | SE7600H-US000NNC2 | Inverters | 7600 |  | 1 |  |  | 0.99 |  | Outdoor | within 5 feet of meter
Solar Registration Program | NJSRRE1540480463 | North Cape May | 8204 | 21 | 9.6 | Residential | Yes | Behind the Meter | Skyline Solar, LLC | AC Electric | Accepted | 2019-03-13 | 2019-03-14 | 2020-03-14 | Silfab | SLA-M 320Wp | Solar Panels |  | 0.32 | 30 | 181 | 26 |  | Fixed | Roof
Solar Registration Program | NJSRRE1540480463 | North Cape May | 8204 | 21 | 9.6 | Residential | Yes | Behind the Meter | Skyline Solar, LLC | AC Electric | Accepted | 2019-03-13 | 2019-03-14 | 2020-03-14 | Solar Edge | SE7600H-US000NNC2 | Inverters | 7600 |  | 1 |  |  | 0.99 |  | Outside | within five feet of meter
Solar Registration Program | NJSRRE1540480584 | Ewing | 8628 | 12 | 9.6 | Residential | Yes | Behind the Meter | Skyline Solar, LLC | PSE&G | Accepted | 2019-03-13 | 2019-03-15 | 2020-03-15 | Silfab | SLA-M 320Wp | Solar Panels |  | 0.32 | 30 | 198 | 22 |  | Fixed | Roof
Solar Registration Program | NJSRRE1540480584 | Ewing | 8628 | 12 | 9.6 | Residential | Yes | Behind the Meter | Skyline Solar, LLC | PSE&G | Accepted | 2019-03-13 | 2019-03-15 | 2020-03-15 | Solar Edge | SE7600H-US000NNC2 | Inverters | 7600 |  | 1 |  |  | 0.99 |  | Outside | within five feet of meter
Solar Registration Program | NJSRRE1540511332 | Paterson | 7502 | 6 | 9.6 | Residential | Yes | Behind the Meter | Skyline Solar, LLC | PSE&G | Accepted | 2019-03-21 | 2019-03-22 | 2020-03-22 | Silfab | SLA-M 320Wp | Solar Panels |  | 0.32 | 30 | 30 | 9 |  | Fixed | Roof
Solar Registration Program | NJSRRE1540511332 | Paterson | 7502 | 6 | 9.6 | Residential | Yes | Behind the Meter | Skyline Solar, LLC | PSE&G | Accepted | 2019-03-21 | 2019-03-22 | 2020-03-22 | Solar Edge | SE7600H-US000NNC2 | Inverters | 7600 |  | 1 |  |  | 0.99 |  | Outside | within five feet of meter
Solar Registration Program | NJSRRE1540721054 | Burlington | 8016 | 13 | 9.6 | Residential | Yes | Behind the Meter | Skyline Solar, LLC | PSE&G | Accepted | 2019-03-26 | 2019-03-27 | 2020-03-27 | Silfab | SLA-M 320 Wp | Solar Panels |  | 0.32 | 30 | 245 | 27 |  | Fixed | Roof
Solar Registration Program | NJSRRE1540721054 | Burlington | 8016 | 13 | 9.6 | Residential | Yes | Behind the Meter | Skyline Solar, LLC | PSE&G | Accepted | 2019-03-26 | 2019-03-27 | 2020-03-27 | Solar Edge | SE7600H-US000NNC2 | Inverters | 7600 |  | 1 |  |  | 0.99 |  | Outside | Within five feet of meter
Solar Registration Program | NJSRRE1540756220 | South Plainfield | 7080 | 11 | 9.6 | Residential | Yes | Behind the Meter | Skyline Solar, LLC | PSE&G | Accepted | 2019-03-29 | 2019-04-01 | 2020-04-01 | SILFAB | SLA-M | Solar Panels |  | 0.32 | 15 | 262 | 0.24 |  | Fixed | Roof
Solar Registration Program | NJSRRE1540756220 | South Plainfield | 7080 | 11 | 9.6 | Residential | Yes | Behind the Meter | Skyline Solar, LLC | PSE&G | Accepted | 2019-03-29 | 2019-04-01 | 2020-04-01 | Silfab | SLA-M | Solar Panels |  | 0.32 | 15 | 82 | 24 |  | Fixed | Roof
Solar Registration Program | NJSRRE1540756220 | South Plainfield | 7080 | 11 | 9.6 | Residential | Yes | Behind the Meter | Skyline Solar, LLC | PSE&G | Accepted | 2019-03-29 | 2019-04-01 | 2020-04-01 | Solar Edge | SE7600H-US000NC2 | Inverters | 7600 |  | 1 |  |  | 0.99 |  | Outside | within TEN feet of meter
Solar Registration Program | NJSRRE1540756220 | South Plainfield | 7080 | 11 | 9.6 | Residential | Yes | Behind the Meter | Skyline Solar, LLC | PSE&G | Accepted | 2019-03-29 | 2019-04-01 | 2020-04-01 | SOLAREDGE | DCD-1PH-US-S4H-F-S | Meters |  |  | 1 |  |  |  | Yes | Outdoor
Solar Registration Program | NJSRRE1540857867 | Paterson | 7503 | 6 | 9.6 | Residential | Yes | Behind the Meter | Skyline Solar, LLC | PSE&G | Accepted | 2019-04-17 | 2019-04-17 | 2020-04-17 | Silfab | SLA-M 320Wp | Solar Panels |  | 0.32 | 30 | 166 | 26 |  | Fixed | Roof
Solar Registration Program | NJSRRE1540857867 | Paterson | 7503 | 6 | 9.6 | Residential | Yes | Behind the Meter | Skyline Solar, LLC | PSE&G | Accepted | 2019-04-17 | 2019-04-17 | 2020-04-17 | Solar Edge | SE7000H-US000NNC2 | Inverters | 7000 |  | 1 |  |  | 0.99 |  | Outside | within five feet of meter
Solar Registration Program | NJSRRE1540857934 | Mantua | 8051 | 15 | 9.6 | Residential | Yes | Behind the Meter | Skyline Solar, LLC | AC Electric | Accepted | 2019-04-17 | 2019-04-17 | 2020-04-17 | Silfab | SLA-M 320Wp | Solar Panels |  | 0.32 | 30 | 91 | 24 |  | Fixed | Roof
Solar Registration Program | NJSRRE1540857934 | Mantua | 8051 | 15 | 9.6 | Residential | Yes | Behind the Meter | Skyline Solar, LLC | AC Electric | Accepted | 2019-04-17 | 2019-04-17 | 2020-04-17 | Solar Edge | SE7600H-US000NNC2 | Inverters | 7600 |  | 1 |  |  | 0.99 |  | Outside | within five feet of meter
Solar Registration Program | NJSRRE1540858019 | Willingboro | 8046 | 13 | 9.6 | Residential | Yes | Behind the Meter | Skyline Solar, LLC | PSE&G | Accepted | 2019-04-17 | 2019-04-18 | 2020-04-18 | Silfab | SLA-M 320Wp | Solar Panels |  | 0.32 | 30 | 159 | 20 |  | Fixed | Roof
Solar Registration Program | NJSRRE1540858019 | Willingboro | 8046 | 13 | 9.6 | Residential | Yes | Behind the Meter | Skyline Solar, LLC | PSE&G | Accepted | 2019-04-17 | 2019-04-18 | 2020-04-18 | Solar Edge | SE7000H-US000NNC2 | Inverters | 7000 |  | 1 |  |  | 0.99 |  | Outside | within five feet of meter
Solar Registration Program | NJSRRE1540894726 | Willingboro | 8046 | 13 | 9.6 | Residential | Yes | Behind the Meter | Skyline Solar, LLC | PSE&G | Accepted | 2019-04-25 | 2019-04-26 | 2020-04-26 | Silfab | SLA-320Wp | Solar Panels |  | 0.32 | 30 | 147 | 40 |  | Fixed | Roof
Solar Registration Program | NJSRRE1540894726 | Willingboro | 8046 | 13 | 9.6 | Residential | Yes | Behind the Meter | Skyline Solar, LLC | PSE&G | Accepted | 2019-04-25 | 2019-04-26 | 2020-04-26 | SolarEdge | SE7000H-US000NNC2 | Inverters | 7000 |  | 1 |  |  | 0.99 |  | Outside | within five feet of meter
Solar Registration Program | NJSRRE1540894799 | Pleasantville | 8232 | 19 | 9.6 | Residential | Yes | Behind the Meter | Skyline Solar, LLC | AC Electric | Accepted | 2019-04-25 | 2019-04-29 | 2020-04-29 | Silfab | SLA-320Wp | Solar Panels |  | 0.32 | 30 | 210 | 24 |  | Fixed | Roof
Solar Registration Program | NJSRRE1540894799 | Pleasantville | 8232 | 19 | 9.6 | Residential | Yes | Behind the Meter | Skyline Solar, LLC | AC Electric | Accepted | 2019-04-25 | 2019-04-29 | 2020-04-29 | SolarEdge | SE7000H-US000NNC2 | Inverters | 7000 |  | 1 |  |  | 0.99 |  | Outside | within five feet of meter
Solar Registration Program | NJSRRE1540894842 | Pennsauken | 8109 | 14 | 9.6 | Residential | Yes | Behind the Meter | Skyline Solar, LLC | PSE&G | Accepted | 2019-04-25 | 2019-04-29 | 2020-04-29 | Silfab | SLA-M 320Wp | Solar Panels |  | 0.32 | 30 | 153 | 22 |  | Fixed | Roof
Solar Registration Program | NJSRRE1540894842 | Pennsauken | 8109 | 14 | 9.6 | Residential | Yes | Behind the Meter | Skyline Solar, LLC | PSE&G | Accepted | 2019-04-25 | 2019-04-29 | 2020-04-29 | SolarEdge | SE7000H-US000NNC2 | Inverters | 7000 |  | 1 |  |  | 0.99 |  | Outside | within five feet of meter
Solar Registration Program | NJSRRE1541017129 | Pittsgrove | 8318 | 16 | 9.6 | Residential | Yes | Behind the Meter | Skyline Solar, LLC | AC Electric | Accepted | 2019-05-17 | 2019-05-21 | 2020-05-21 | Silfab | SLA-M 320Wp | Solar Panels |  | 0.32 | 30 | 199 | 34 |  | Fixed | Roof
Solar Registration Program | NJSRRE1541017129 | Pittsgrove | 8318 | 16 | 9.6 | Residential | Yes | Behind the Meter | Skyline Solar, LLC | AC Electric | Accepted | 2019-05-17 | 2019-05-21 | 2020-05-21 | SolarEdge | SE7000H-US000NNC2 | Inverters | 7000 |  | 1 |  |  | 0.99 |  | Outside | within five feet of meter
Solar Registration Program | NJSRRE1541053258 | Northfield | 8225 | 19 | 9.6 | Residential | Yes | Behind the Meter | Skyline Solar, LLC | AC Electric | Accepted | 2019-05-30 | 2019-06-03 | 2020-06-03 | Silfab | SLA-M 320Wp | Solar Panels |  | 0.32 | 30 | 194 | 20 |  | Fixed | Roof
Solar Registration Program | NJSRRE1541053258 | Northfield | 8225 | 19 | 9.6 | Residential | Yes | Behind the Meter | Skyline Solar, LLC | AC Electric | Accepted | 2019-05-30 | 2019-06-03 | 2020-06-03 | SolarEdge | SE7000H-US000NNC2 | Inverters | 7000 |  | 1 |  |  | 0.99 |  | Outside | within 10 feet of meter
Solar Registration Program | NJSRRE1541624095 | Mays Landing | 8330 | 19 | 9.6 | Residential | Yes | Behind the Meter | Skyline Solar, LLC | AC Electric | Accepted | 2019-07-09 | 2019-07-29 | 2020-07-29 | Silfab | SLA-M 320Wp | Solar Panels |  | 0.32 | 30 | 169 | 27 |  | Fixed | Roof
Solar Registration Program | NJSRRE1541624095 | Mays Landing | 8330 | 19 | 9.6 | Residential | Yes | Behind the Meter | Skyline Solar, LLC | AC Electric | Accepted | 2019-07-09 | 2019-07-29 | 2020-07-29 | SolarEdge | SE7600H-US000NNC2 | Inverters | 7600 |  | 1 |  |  | 0.99 |  | Outside | within ten feet of meter
Solar Registration Program | NJSRRE1541624520 | Cape May | 8204 | 21 | 9.6 | Residential | Yes | Behind the Meter | Skyline Solar, LLC | AC Electric | Accepted | 2019-07-09 | 2019-07-11 | 2020-07-11 | Hanwha Q-cells | Q.PEAKDUO-G5 320 | Solar Panels |  | 0.32 | 30 | 90 | 7 |  | Fixed | Roof
Solar Registration Program | NJSRRE1541624520 | Cape May | 8204 | 21 | 9.6 | Residential | Yes | Behind the Meter | Skyline Solar, LLC | AC Electric | Accepted | 2019-07-09 | 2019-07-11 | 2020-07-11 | SolarEdge | SE7600H-US000NNC2 | Inverters | 7600 |  | 1 |  |  | 0.99 |  | Outside | within ten feet of meter
Solar Registration Program | NJSRRE1541631643 | Maple Shade | 8042 | 13 | 9.6 | Residential | Yes | Behind the Meter | Skyline Solar, LLC | PSE&G | Accepted | 2019-07-11 | 2019-07-15 | 2020-07-15 | Silfab | SLA-M 320Wp | Solar Panels |  | 0.32 | 30 | 217 | 31 |  | Fixed | Roof
Solar Registration Program | NJSRRE1541631643 | Maple Shade | 8042 | 13 | 9.6 | Residential | Yes | Behind the Meter | Skyline Solar, LLC | PSE&G | Accepted | 2019-07-11 | 2019-07-15 | 2020-07-15 | SolarEdge | SE7600H-US000NNC2 | Inverters | 7600 |  | 1 |  |  | 0.99 |  | Outside | within ten feet of meter
Solar Registration Program | NJSRRE1541637715 | Willingboro | 8046 | 13 | 9.6 | Residential | Yes | Behind the Meter | Skyline Solar, LLC | PSE&G | Accepted | 2019-07-12 | 2019-07-29 | 2020-07-29 | Silfab | SLA-M 320Wp | Solar Panels |  | 0.32 | 30 | 200 | 32 |  | Fixed | Roof
Solar Registration Program | NJSRRE1541637715 | Willingboro | 8046 | 13 | 9.6 | Residential | Yes | Behind the Meter | Skyline Solar, LLC | PSE&G | Accepted | 2019-07-12 | 2019-07-29 | 2020-07-29 | SolarEdge | SE7600H-US000NNC2 | Inverters | 7600 |  | 1 |  |  | 0.99 |  | Outside | within ten feet of meter
Solar Registration Program | NJSRRE1541643465 | Clifton | 7011 | 6 | 9.6 | Residential | Yes | Behind the Meter | Skyline Solar, LLC | PSE&G | Accepted | 2019-07-13 | 2019-07-16 | 2020-07-16 | Silfab | SLA-M 320Wp | Solar Panels |  | 0.32 | 30 | 205 | 20 |  | Fixed | Roof
Solar Registration Program | NJSRRE1541643465 | Clifton | 7011 | 6 | 9.6 | Residential | Yes | Behind the Meter | Skyline Solar, LLC | PSE&G | Accepted | 2019-07-13 | 2019-07-16 | 2020-07-16 | SolarEdge | SE7600H-US000NNC2 | Inverters | 7600 |  | 1 |  |  | 0.99 |  | Outside | within ten feet of meter
Solar Registration Program | NJSRRE1541643525 | Avenel | 7001 | 11 | 9.6 | Residential | Yes | Behind the Meter | Skyline Solar, LLC | PSE&G | Accepted | 2019-07-13 | 2019-07-16 | 2020-07-16 | Silfab | SLA-M 320Wp | Solar Panels |  | 0.32 | 30 | 172 | 14 |  | Fixed | Roof
Solar Registration Program | NJSRRE1541643525 | Avenel | 7001 | 11 | 9.6 | Residential | Yes | Behind the Meter | Skyline Solar, LLC | PSE&G | Accepted | 2019-07-13 | 2019-07-16 | 2020-07-16 | SolarEdge | SE7600H-US000NNC2 | Inverters | 7600 |  | 1 |  |  | 0.99 |  | Outside | within ten feet of meter
Solar Registration Program | NJSRRE1541692304 | Sicklerville | 8081 | 14 | 9.6 | Residential | Yes | Behind the Meter | Skyline Solar, LLC | AC Electric | Accepted | 2019-07-21 | 2019-07-23 | 2020-07-23 | Hanwha Q-cells | Q.PEAK DUO-G5 320 | Solar Panels |  | 0.32 | 30 | 200 | 20 |  | Fixed | Roof
Solar Registration Program | NJSRRE1541692304 | Sicklerville | 8081 | 14 | 9.6 | Residential | Yes | Behind the Meter | Skyline Solar, LLC | AC Electric | Accepted | 2019-07-21 | 2019-07-23 | 2020-07-23 | SolarEdge | SE7600H-US000NNC2 | Inverters | 7600 |  | 1 |  |  | 0.99 |  | Outside | within ten feet of meter
Solar Registration Program | NJSRRE1541712601 | Irvington | 7111 | 9 | 9.6 | Residential | Yes | Behind the Meter | Skyline Solar, LLC | PSE&G | Accepted | 2019-07-29 | 2019-08-01 | 2020-08-01 | Hanwha Q-Cells | Q.PEAK DUO-G5 320 | Solar Panels |  | 0.32 | 30 | 306216126 | 30 |  | Fixed | Roof
Solar Registration Program | NJSRRE1541712601 | Irvington | 7111 | 9 | 9.6 | Residential | Yes | Behind the Meter | Skyline Solar, LLC | PSE&G | Accepted | 2019-07-29 | 2019-08-01 | 2020-08-01 | SolarEdge | SE7600H-US | Inverters | 7600 |  | 1 |  |  | 0.99 |  | Outside | within ten feet of meter
Solar Registration Program | NJSRRE1541713217 | Manahawkin | 8050 | 18 | 9.6 | Residential | Yes | Behind the Meter | Skyline Solar, LLC | AC Electric | Accepted | 2019-07-29 | 2019-09-06 | 2020-09-06 | Hanwha Q-Cells | Q.PEAK DUO-G5 320 | Solar Panels |  | 0.32 | 30 | 155 | 24 |  | Fixed | Roof
Solar Registration Program | NJSRRE1541713217 | Manahawkin | 8050 | 18 | 9.6 | Residential | Yes | Behind the Meter | Skyline Solar, LLC | AC Electric | Accepted | 2019-07-29 | 2019-09-06 | 2020-09-06 | SolarEdge | SE7600H-US | Inverters | 7600 |  | 1 |  |  | 0.99 |  | Outside | within ten feet of meter
Solar Registration Program | NJSRRE1541713229 | Manahawkin | 8050 | 18 | 9.6 | Residential | Yes | Behind the Meter | Skyline Solar, LLC | AC Electric | Accepted | 2019-07-29 | 2019-08-29 | 2020-08-29 | Hanwha Q-Cells | Q.PEAK DUO-G5 320 | Solar Panels |  | 0.32 | 30 | 335 | 24 |  | Fixed | Roof
Solar Registration Program | NJSRRE1541713229 | Manahawkin | 8050 | 18 | 9.6 | Residential | Yes | Behind the Meter | Skyline Solar, LLC | AC Electric | Accepted | 2019-07-29 | 2019-08-29 | 2020-08-29 | SolarEdge | SE7600H-US | Inverters | 7600 |  | 1 |  |  | 0.99 |  | Outside | within ten feet of meter
Solar Registration Program | NJSRRE1541732017 | Dover | 7801 | 3 | 9.6 | Residential | Yes | Behind the Meter | Skyline Solar, LLC | JCP&L | Accepted | 2019-08-02 | 2019-08-07 | 2020-08-07 | Hanwha Q-Cells | Q.PEAK DUO-G5 320 | Solar Panels |  | 0.32 | 30 | 198,198,108,108,18 | 20 |  | Fixed | Roof
Solar Registration Program | NJSRRE1541732017 | Dover | 7801 | 3 | 9.6 | Residential | Yes | Behind the Meter | Skyline Solar, LLC | JCP&L | Accepted | 2019-08-02 | 2019-08-07 | 2020-08-07 | SolarEdge | SE7600H-US | Inverters | 7600 |  | 1 |  |  | 0.99 |  | Outside | within ten feet of meter
Solar Registration Program | NJSRRE1541732340 | Oakland | 7436 | 7 | 9.6 | Residential | Yes | Behind the Meter | Skyline Solar, LLC | Orange Rockland Electric | Accepted | 2019-08-02 | 2019-08-07 | 2020-08-07 | Hanwha Q-Cells | Q.PEAK DUO-G5 320 | Solar Panels |  | 0.32 | 30 | 107 | 22 |  | Fixed | Roof
Solar Registration Program | NJSRRE1541732340 | Oakland | 7436 | 7 | 9.6 | Residential | Yes | Behind the Meter | Skyline Solar, LLC | Orange Rockland Electric | Accepted | 2019-08-02 | 2019-08-07 | 2020-08-07 | SolarEdge | SE7600H-US | Inverters | 7600 |  | 1 |  |  | 0.99 |  | Outside | within ten feet of meter
Solar Registration Program | NJSRRE1541787991 | Pemberton | 8068 | 13 | 9.6 | Residential | Yes | Behind the Meter | Skyline Solar, LLC | JCP&L | Accepted | 2019-08-05 | 2019-08-29 | 2020-08-29 | Hanwha Q-Cells | Q.PEAK DUO-G5 320 | Solar Panels |  | 0.32 | 30 | 177357 | 21 |  | Fixed | Roof
Solar Registration Program | NJSRRE1541787991 | Pemberton | 8068 | 13 | 9.6 | Residential | Yes | Behind the Meter | Skyline Solar, LLC | JCP&L | Accepted | 2019-08-05 | 2019-08-29 | 2020-08-29 | SolarEdge | SE7600H-US | Inverters | 7600 |  | 1 |  |  | 0.99 |  | Outside | within ten feet of meter
Solar Registration Program | NJSRRE1541835427 | Pleasantville | 8232 | 19 | 9.6 | Residential | Yes | Behind the Meter | Skyline Solar, LLC | AC Electric | Accepted | 2019-08-14 | 2019-08-23 | 2020-08-23 | Hanwha Q-Cells | Q.PEAK DUO-G5 320 | Solar Panels |  | 0.32 | 30 | 116/296 | 34 |  | Fixed | Roof
Solar Registration Program | NJSRRE1541835427 | Pleasantville | 8232 | 19 | 9.6 | Residential | Yes | Behind the Meter | Skyline Solar, LLC | AC Electric | Accepted | 2019-08-14 | 2019-08-23 | 2020-08-23 | SolarEdge | SE7600H-US | Inverters | 7600 |  | 1 |  |  | 0.99 |  | Outside | within ten feet of meter
Solar Registration Program | NJSRRE1541835488 | Pennsville | 8070 | 16 | 9.6 | Residential | Yes | Behind the Meter | Skyline Solar, LLC | AC Electric | Accepted | 2019-08-14 | 2019-08-23 | 2020-08-23 | Hanwha Q-Cells | Q.PEAK DUO-G5 320 | Solar Panels |  | 0.32 | 30 | 134314 | 35 |  | Fixed | Roof
Solar Registration Program | NJSRRE1541835488 | Pennsville | 8070 | 16 | 9.6 | Residential | Yes | Behind the Meter | Skyline Solar, LLC | AC Electric | Accepted | 2019-08-14 | 2019-08-23 | 2020-08-23 | SolarEdge | SE7600H-US | Inverters | 7600 |  | 1 |  |  | 0.99 |  | Outside | within ten feet of meter
Solar Registration Program | NJSRRE1541835511 | Trenton City | 8611 | 12 | 9.6 | Residential | Yes | Behind the Meter | Skyline Solar, LLC | PSE&G | Accepted | 2019-08-14 | 2019-10-28 | 2020-10-28 | Hanwha Q-Cells | Q.PEAK DUO-G5 320 | Solar Panels |  | 0.32 | 30 | 51231141 | 13 |  | Fixed | Roof
Solar Registration Program | NJSRRE1541835511 | Trenton City | 8611 | 12 | 9.6 | Residential | Yes | Behind the Meter | Skyline Solar, LLC | PSE&G | Accepted | 2019-08-14 | 2019-10-28 | 2020-10-28 | SolarEdge | SE7600H-US | Inverters | 7600 |  | 1 |  |  | 0.99 |  | Outside | within ten feet of meter
Solar Registration Program | NJSRRE1541841339 | Camden City | 8105 | 14 | 9.6 | Residential | Yes | Behind the Meter | Skyline Solar, LLC | PSE&G | Accepted | 2019-08-15 | 2019-08-23 | 2020-08-23 | Hanwha Q-Cells | Q.PEAK DUO-G5 320 | Solar Panels |  | 0.32 | 30 | 239,59 | 33 |  | Fixed | Roof
Solar Registration Program | NJSRRE1541841339 | Camden City | 8105 | 14 | 9.6 | Residential | Yes | Behind the Meter | Skyline Solar, LLC | PSE&G | Accepted | 2019-08-15 | 2019-08-23 | 2020-08-23 | SolarEdge | SE7600H-US | Inverters | 7600 |  | 1 |  |  | 0.99 |  | Outside | within ten feet of meter
Solar Registration Program | NJSRRE1541864804 | Howell | 7731 | 17 | 9.6 | Residential | Yes | Behind the Meter | Skyline Solar, LLC | JCP&L | Accepted | 2019-08-21 | 2019-08-26 | 2020-08-26 | Hanwha Q-Cells | Q.PEAK DUO-G5 320 | Solar Panels |  | 0.32 | 30 | 312 | 18 |  | Fixed | Roof
Solar Registration Program | NJSRRE1541864804 | Howell | 7731 | 17 | 9.6 | Residential | Yes | Behind the Meter | Skyline Solar, LLC | JCP&L | Accepted | 2019-08-21 | 2019-08-26 | 2020-08-26 | SolarEdge | SE7600H-US | Inverters | 7600 |  | 1 |  |  | 0.99 |  | Outside | within ten feet of meter
Solar Registration Program | NJSRRE1542373050 | Fairfield | 7004 | 9 | 9.6 | Residential | Yes | Behind the Meter | Skyline Solar, LLC | PSE&G | Accepted | 2019-09-09 | 2019-09-11 | 2020-09-11 | Silfab | SLA-M 320 | Solar Panels |  | 0.32 | 30 | 207 | 34 |  | Fixed | Roof
Solar Registration Program | NJSRRE1542373050 | Fairfield | 7004 | 9 | 9.6 | Residential | Yes | Behind the Meter | Skyline Solar, LLC | PSE&G | Accepted | 2019-09-09 | 2019-09-11 | 2020-09-11 | SolarEdge | SE7600H-US000NNC2 | Inverters | 7600 |  | 1 |  |  | 0.99 |  | Outside | within ten feet of meter
Solar Registration Program | NJSRRE1542373059 | Carneys Point | 8069 | 16 | 9.6 | Residential | Yes | Behind the Meter | Skyline Solar, LLC | AC Electric | Accepted | 2019-09-09 | 2019-09-11 | 2020-09-11 | Silfab | SLA-M 320 | Solar Panels |  | 0.32 | 30 | 205 | 20 |  | Fixed | Roof
Solar Registration Program | NJSRRE1542373059 | Carneys Point | 8069 | 16 | 9.6 | Residential | Yes | Behind the Meter | Skyline Solar, LLC | AC Electric | Accepted | 2019-09-09 | 2019-09-11 | 2020-09-11 | SolarEdge | SE7600H-US000NNC2 | Inverters | 7600 |  | 1 |  |  | 0.99 |  | Outside | within ten feet of meter
Solar Registration Program | NJSRRE1542425033 | Cape May | 8204 | 21 | 9.6 | Residential | Yes | Behind the Meter | Skyline Solar, LLC | AC Electric | Accepted | 2019-09-20 | 2019-10-08 | 2020-10-08 | Hanwha Q-cells | Q.PEAK DUO-G5 320 | Solar Panels |  | 0.32 | 30 | 210 | 36 |  | Fixed | Roof
Solar Registration Program | NJSRRE1542425033 | Cape May | 8204 | 21 | 9.6 | Residential | Yes | Behind the Meter | Skyline Solar, LLC | AC Electric | Accepted | 2019-09-20 | 2019-10-08 | 2020-10-08 | SolarEdge | SE7600H-US000NNC2 | Inverters | 7600 |  | 1 |  |  | 0.99 |  | Outside | within ten feet of meter
Solar Registration Program | NJSRRE1542443596 | Cliffwood Beach | 7735 | 17 | 9.6 | Residential | Yes | Behind the Meter | Skyline Solar, LLC | JCP&L | Accepted | 2019-09-26 | 2019-09-30 | 2020-09-30 | Silfab | SLA320M | Solar Panels |  | 0.32 | 30 | 255165345 | 20 |  | Fixed | Roof
Solar Registration Program | NJSRRE1542443596 | Cliffwood Beach | 7735 | 17 | 9.6 | Residential | Yes | Behind the Meter | Skyline Solar, LLC | JCP&L | Accepted | 2019-09-26 | 2019-09-30 | 2020-09-30 | SolarEdge | SE7600H-US | Inverters | 7600 |  | 1 |  |  | 0.99 |  | Outside | within ten feet of meter
Solar Registration Program | NJSRRE1542445034 | Paterson City | 7522 | 6 | 9.6 | Residential | Yes | Behind the Meter | Skyline Solar, LLC | PSE&G | Accepted | 2019-09-26 | 2019-09-30 | 2020-09-30 | Hanwha Q-Cells | Q.PEAK DUO-G5 320 | Solar Panels |  | 0.32 | 30 | 229 | 23 |  | Fixed | Roof
Solar Registration Program | NJSRRE1542445034 | Paterson City | 7522 | 6 | 9.6 | Residential | Yes | Behind the Meter | Skyline Solar, LLC | PSE&G | Accepted | 2019-09-26 | 2019-09-30 | 2020-09-30 | SolarEdge | SE7600H-US | Inverters | 7600 |  | 1 |  |  | 0.99 |  | Outside | within ten feet of meter
Solar Registration Program | NJSRRE1542447193 | Pleasantville | 8232 | 19 | 9.6 | Residential | Yes | Behind the Meter | Skyline Solar, LLC | AC Electric | Accepted | 2019-09-27 | 2019-10-01 | 2020-10-01 | Hanwha Q-Cells | Q.PEAK DUO-G5 320 | Solar Panels |  | 0.32 | 30 | 295115 | 20 |  | Fixed | Roof
Solar Registration Program | NJSRRE1542447193 | Pleasantville | 8232 | 19 | 9.6 | Residential | Yes | Behind the Meter | Skyline Solar, LLC | AC Electric | Accepted | 2019-09-27 | 2019-10-01 | 2020-10-01 | SolarEdge | SE7600H-US | Inverters | 7600 |  | 1 |  |  | 0.99 |  | Outside | within ten feet of meter
Solar Registration Program | NJSRRE1542501287 | Millville | 8332 | 20 | 9.6 | Residential | Yes | Behind the Meter | Skyline Solar, LLC | AC Electric | Accepted | 2019-10-03 | 2019-10-08 | 2020-10-08 | Hanwha Q-Cells | Q.PEAK DUO-G5 320 | Solar Panels |  | 0.32 | 30 | 139 | 23 |  | Fixed | Roof
Solar Registration Program | NJSRRE1542501287 | Millville | 8332 | 20 | 9.6 | Residential | Yes | Behind the Meter | Skyline Solar, LLC | AC Electric | Accepted | 2019-10-03 | 2019-10-08 | 2020-10-08 | SolarEdge | SE7600H-US | Inverters | 7600 |  | 1 |  |  | 0.99 |  | Outside | within ten feet of meter
Solar Registration Program | NJSRRE1542515093 | Harrison | 7029 | 8 | 9.6 | Residential | No | Behind the Meter | SunPower Corporation, Systems | PSE&G | Accepted | 2019-10-08 | 2019-10-10 | 2020-10-10 | SUNPOWER | SPR-A-400-G-AC | Solar Panels |  | 0.4 | 24 | 80 | 5 |  | Fixed | Roof
Solar Registration Program | NJSRRE1542515093 | Harrison | 7029 | 8 | 9.6 | Residential | No | Behind the Meter | SunPower Corporation, Systems | PSE&G | Accepted | 2019-10-08 | 2019-10-10 | 2020-10-10 | SUNPOWER | SPR-A-400-G-AC | Inverters | 320 |  | 24 |  |  | 0.97 |  | Other | under each panel
Solar Registration Program | NJSRRE1542515101 | Carneys Point | 8069 | 16 | 9.6 | Residential | Yes | Behind the Meter | Skyline Solar, LLC | AC Electric | Accepted | 2019-10-08 | 2019-10-10 | 2020-10-10 | Hanwha Q-Cells | Q.PEAK DUO-G5 320 | Solar Panels |  | 0.32 | 30 | 217 | 19 |  | Fixed | Roof
Solar Registration Program | NJSRRE1542515101 | Carneys Point | 8069 | 16 | 9.6 | Residential | Yes | Behind the Meter | Skyline Solar, LLC | AC Electric | Accepted | 2019-10-08 | 2019-10-10 | 2020-10-10 | SolarEdge | SE7600H-US | Inverters | 7600 |  | 1 |  |  | 0.99 |  | Outside | within ten feet of meter
Solar Registration Program | NJSRRE1542515137 | Carneys Point | 8069 | 16 | 9.6 | Residential | Yes | Behind the Meter | Skyline Solar, LLC | AC Electric | Accepted | 2019-10-08 | 2019-10-10 | 2020-10-10 | Hanwha Q-Cells | Q.PEAK DUO-G5 320 | Solar Panels |  | 0.32 | 30 | 118299 | 20 |  | Fixed | Roof
Solar Registration Program | NJSRRE1542515137 | Carneys Point | 8069 | 16 | 9.6 | Residential | Yes | Behind the Meter | Skyline Solar, LLC | AC Electric | Accepted | 2019-10-08 | 2019-10-10 | 2020-10-10 | SolarEdge | SE5000H-US | Inverters | 5000 |  | 1 |  |  | 0.99 |  | Outside | within ten feet of meter
Solar Registration Program | NJSRRE1542518993 | Ewing Twp | 8628 | 12 | 9.6 | Residential | Yes | Behind the Meter | Skyline Solar, LLC | PSE&G | Accepted | 2019-10-09 | 2019-10-11 | 2020-10-11 | Hanwha Q-Cells | Q.PEAK DUO-G5 320 | Solar Panels |  | 0.32 | 30 | 147 | 20 |  | Fixed | Roof
Solar Registration Program | NJSRRE1542518993 | Ewing Twp | 8628 | 12 | 9.6 | Residential | Yes | Behind the Meter | Skyline Solar, LLC | PSE&G | Accepted | 2019-10-09 | 2019-10-11 | 2020-10-11 | SolarEdge | SE7600H-US | Inverters | 7600 |  | 1 |  |  | 0.99 |  | Outside | within ten feet of meter
Solar Registration Program | NJSRRE1542561800 | Westampton | 8060 | 13 | 9.6 | Residential | Yes | Behind the Meter | Skyline Solar, LLC | PSE&G | Accepted | 2019-10-21 | 2019-10-22 | 2020-10-22 | Hanwha Q-Cells | Q.PEAK DUO-G5 320 | Solar Panels |  | 0.32 | 30 | 107287 | 20 |  | Fixed | Roof
Solar Registration Program | NJSRRE1542561800 | Westampton | 8060 | 13 | 9.6 | Residential | Yes | Behind the Meter | Skyline Solar, LLC | PSE&G | Accepted | 2019-10-21 | 2019-10-22 | 2020-10-22 | SolarEdge | SE7600H-US | Inverters | 7600 |  | 1 |  |  | 0.99 |  | Outside | within ten feet of meter
Solar Registration Program | NJSRRE1542561885 | Swedesboro | 8085 | 15 | 9.6 | Residential | Yes | Behind the Meter | Skyline Solar, LLC | AC Electric | Accepted | 2019-10-21 | 2019-10-22 | 2020-10-22 | Hanwha Q-Cells | Q.PEAK DUO-G5 320 | Solar Panels |  | 0.32 | 30 | 119 | 38 |  | Fixed | Roof
Solar Registration Program | NJSRRE1542561885 | Swedesboro | 8085 | 15 | 9.6 | Residential | Yes | Behind the Meter | Skyline Solar, LLC | AC Electric | Accepted | 2019-10-21 | 2019-10-22 | 2020-10-22 | SolarEdge | SE7600H-US | Inverters | 7600 |  | 1 |  |  | 0.99 |  | Outside | within ten feet of meter
Solar Registration Program | NJSRRE1542561888 | Swedesboro | 8085 | 15 | 9.6 | Residential | Yes | Behind the Meter | Skyline Solar, LLC | AC Electric | Accepted | 2019-10-21 | 2019-10-22 | 2020-10-22 | Hanwha Q-Cells | Q.PEAK DUO-G5 320 | Solar Panels |  | 0.32 | 30 | 299 | 38 |  | Fixed | Roof
Solar Registration Program | NJSRRE1542561888 | Swedesboro | 8085 | 15 | 9.6 | Residential | Yes | Behind the Meter | Skyline Solar, LLC | AC Electric | Accepted | 2019-10-21 | 2019-10-22 | 2020-10-22 | SolarEdge | SE7600H-US | Inverters | 7600 |  | 1 |  |  | 0.99 |  | Outside | within ten feet of meter
Solar Registration Program | NJSRRE1542581534 | Deptford Twp | 8096 | 15 | 9.6 | Residential | No | Behind the Meter | Castle Energy, LLC | PSE&G | Accepted | 2019-10-24 | 2019-10-28 | 2020-10-28 | Hanwha Q-Cells | Q.Peak DUO-G5 320 | Solar Panels |  | 0.32 | 30 | 177 | 30 |  | Fixed | Roof
Solar Registration Program | NJSRRE1542581534 | Deptford Twp | 8096 | 15 | 9.6 | Residential | No | Behind the Meter | Castle Energy, LLC | PSE&G | Accepted | 2019-10-24 | 2019-10-28 | 2020-10-28 | Enphase Energy | IQ7-60-2-US | Inverters | 240 |  | 30 |  |  | 0.967 |  | Outside | on the rooftop under each solar panel
Solar Registration Program | NJSRRE1542765484 | Egg Harbor Township | 8234 | 19 | 9.6 | Residential | Yes | Behind the Meter | Skyline Solar, LLC | AC Electric | Accepted | 2019-10-30 | 2019-11-01 | 2020-11-01 | Hanwha Q-Cells | Q.PEAK DUO-G5 320 | Solar Panels |  | 0.32 | 30 | 170 | 16 |  | Fixed | Roof
Solar Registration Program | NJSRRE1542765484 | Egg Harbor Township | 8234 | 19 | 9.6 | Residential | Yes | Behind the Meter | Skyline Solar, LLC | AC Electric | Accepted | 2019-10-30 | 2019-11-01 | 2020-11-01 | SolarEdge | SE7600H-US | Inverters | 7600 |  | 1 |  |  | 0.99 |  | Outside | within ten feet of meter
Solar Registration Program | NJSRRE1542790735 | Hillsborough | 8844 | 5 | 9.6 | Residential | Yes | Behind the Meter | Skyline Solar, LLC | JCP&L | Accepted | 2019-10-30 | 2019-12-04 | 2020-12-04 | Hanwha Q-Cells | Q.PEAK DUO-G5 320 | Solar Panels |  | 0.32 | 30 | 158338 | 28 |  | Fixed | Roof
Solar Registration Program | NJSRRE1542790735 | Hillsborough | 8844 | 5 | 9.6 | Residential | Yes | Behind the Meter | Skyline Solar, LLC | JCP&L | Accepted | 2019-10-30 | 2019-12-04 | 2020-12-04 | SolarEdge | SE7600H-US | Inverters | 7600 |  | 1 |  |  | 0.99 |  | Outside | within ten feet of meter
Solar Registration Program | NJSRRE1542790802 | Galloway | 8205 | 19 | 9.6 | Residential | Yes | Behind the Meter | Skyline Solar, LLC | AC Electric | Accepted | 2019-10-30 | 2019-11-01 | 2020-11-01 | Hanwha Q-Cells | Q.PEAK DUO-G5 320 | Solar Panels |  | 0.32 | 30 | 187,7 | 24 |  | Fixed | Roof
Solar Registration Program | NJSRRE1542790802 | Galloway | 8205 | 19 | 9.6 | Residential | Yes | Behind the Meter | Skyline Solar, LLC | AC Electric | Accepted | 2019-10-30 | 2019-11-01 | 2020-11-01 | SolarEdge | SE7600H-US | Inverters | 7600 |  | 1 |  |  | 0.99 |  | Outside | within ten feet of meter
Solar Registration Program | NJSRRE1542800850 | Swedesboro | 8085 | 15 | 9.6 | Residential | Yes | Behind the Meter | Skyline Solar, LLC | AC Electric | Accepted | 2019-10-30 | 2019-11-01 | 2020-11-01 | Hanwha Q-Cells | Q.PEAK DUO-G5 320 | Solar Panels |  | 0.32 | 30 | 184185 | 20 |  | Fixed | Roof
Solar Registration Program | NJSRRE1542800850 | Swedesboro | 8085 | 15 | 9.6 | Residential | Yes | Behind the Meter | Skyline Solar, LLC | AC Electric | Accepted | 2019-10-30 | 2019-11-01 | 2020-11-01 | SolarEdge | SE7600H-US | Inverters | 7600 |  | 1 |  |  | 0.99 |  | Outside | within ten feet of meter
Solar Registration Program | NJSRRE1542805989 | West Orange Twp | 7052 | 9 | 9.6 | Residential | Yes | Behind the Meter | Skyline Solar, LLC | PSE&G | Accepted | 2019-10-30 | 2019-11-01 | 2020-11-01 | Hanwha Q-Cells | Q.PEAK DUO-G5 320 | Solar Panels |  | 0.32 | 30 | 121301 | 23 |  | Fixed | Roof
Solar Registration Program | NJSRRE1542805989 | West Orange Twp | 7052 | 9 | 9.6 | Residential | Yes | Behind the Meter | Skyline Solar, LLC | PSE&G | Accepted | 2019-10-30 | 2019-11-01 | 2020-11-01 | SolarEdge | SE7600H-US | Inverters | 7600 |  | 1 |  |  | 0.99 |  | Outside | within ten feet of meter
Solar Registration Program | NJSRRE1542807525 | Gloucester City | 8030 | 14 | 9.6 | Residential | Yes | Behind the Meter | Skyline Solar, LLC | PSE&G | Accepted | 2019-10-30 | 2019-11-01 | 2020-11-01 | Hanwha Q-Cells | Q.PEAK DUO-G5 320 | Solar Panels |  | 0.32 | 30 | 91 | 15 |  | Fixed | Roof
Solar Registration Program | NJSRRE1542807525 | Gloucester City | 8030 | 14 | 9.6 | Residential | Yes | Behind the Meter | Skyline Solar, LLC | PSE&G | Accepted | 2019-10-30 | 2019-11-01 | 2020-11-01 | SolarEdge | SE7600H-US | Inverters | 7600 |  | 1 |  |  | 0.99 |  | Outside | within ten feet of meter
Solar Registration Program | NJSRRE1542809475 | Gloucester City | 8030 | 14 | 9.6 | Residential | Yes | Behind the Meter | Skyline Solar, LLC | PSE&G | Accepted | 2019-10-30 | 2019-11-01 | 2020-11-01 | Hanwha Q-Cells | Q.PEAK DUO-G5 320 | Solar Panels |  | 0.32 | 30 | 271,91 | 24 |  | Fixed | Roof
Solar Registration Program | NJSRRE1542809475 | Gloucester City | 8030 | 14 | 9.6 | Residential | Yes | Behind the Meter | Skyline Solar, LLC | PSE&G | Accepted | 2019-10-30 | 2019-11-01 | 2020-11-01 | SolarEdge | SE7600H-US | Inverters | 7600 |  | 1 |  |  | 0.99 |  | Outside | within ten feet of meter
Solar Registration Program | NJSRRE1542827281 | Camden City | 8103 | 14 | 9.6 | Residential | Yes | Behind the Meter | Skyline Solar, LLC | PSE&G | Accepted | 2019-10-30 | 2019-11-01 | 2020-11-01 | Hanwha Q-Cells | Q.PEAK DUO-G5 320 | Solar Panels |  | 0.32 | 30 | 271 | 20 |  | Fixed | Roof
Solar Registration Program | NJSRRE1542827281 | Camden City | 8103 | 14 | 9.6 | Residential | Yes | Behind the Meter | Skyline Solar, LLC | PSE&G | Accepted | 2019-10-30 | 2019-11-01 | 2020-11-01 | SolarEdge | SE7600H-US | Inverters | 7600 |  | 1 |  |  | 0.99 |  | Outside | within ten feet of meter
Solar Registration Program | NJSRRE1542836130 | Hamilton | 8610 | 12 | 9.6 | Residential | No | Behind the Meter | Green Sun Energy Services, LLC | PSE&G | Accepted | 2019-10-30 | 2019-11-04 | 2020-11-04 | Hanwha | Q.PEAK DUO BLK-G5 320 | Solar Panels |  | 0.32 | 30 | 202 | 34 |  | Fixed | Roof
Solar Registration Program | NJSRRE1542836130 | Hamilton | 8610 | 12 | 9.6 | Residential | No | Behind the Meter | Green Sun Energy Services, LLC | PSE&G | Accepted | 2019-10-30 | 2019-11-04 | 2020-11-04 | SolarEdge | SE7600H-US | Inverters | 7600 |  | 1 |  |  | 0.99 |  | Outside | Outdoors (Next to Meter)
Solar Registration Program | NJSRRE1542836130 | Hamilton | 8610 | 12 | 9.6 | Residential | No | Behind the Meter | Green Sun Energy Services, LLC | PSE&G | Accepted | 2019-10-30 | 2019-11-04 | 2020-11-04 | SolarEdge | SE7600H-US | Meters | 7600 |  | 1 |  |  |  | Yes
Solar Registration Program | NJSRRE1542942927 | Morristown | 7960 | 3 | 9.6 | Residential | Yes | Behind the Meter | Posigen NJ LLC | JCP&L | Accepted | 2019-11-05 | 2019-11-06 | 2020-11-06 | Hanwha Q-Cells | Q.PEAK DUO-G5 320 | Solar Panels |  | 0.32 | 30 | 127217 | 38 |  | Fixed | Roof
Solar Registration Program | NJSRRE1542942927 | Morristown | 7960 | 3 | 9.6 | Residential | Yes | Behind the Meter | Posigen NJ LLC | JCP&L | Accepted | 2019-11-05 | 2019-11-06 | 2020-11-06 | SolarEdge | SE7600H-US | Inverters | 7600 |  | 1 |  |  | 0.99 |  | Outside | within ten feet of meter
Solar Registration Program | NJSRRE1542967071 | West Milford | 7480 | 6 | 9.6 | Residential | Yes | Behind the Meter | Skyline Solar, LLC | Orange Rockland Electric | Accepted | 2019-11-05 | 2019-11-07 | 2020-11-07 | Hanwha Q-Cells | Q.PEAK DUO-G5 320 | Solar Panels |  | 0.32 | 30 | 163252 | 20 |  | Fixed | Roof
Solar Registration Program | NJSRRE1542967071 | West Milford | 7480 | 6 | 9.6 | Residential | Yes | Behind the Meter | Skyline Solar, LLC | Orange Rockland Electric | Accepted | 2019-11-05 | 2019-11-07 | 2020-11-07 | SolarEdge | SE7600H-US | Inverters | 7600 |  | 1 |  |  | 0.99 |  | Outside | within ten feet of meter
Solar Registration Program | NJSRRE1542967118 | Pleasantville | 8232 | 19 | 9.6 | Residential | Yes | Behind the Meter | Skyline Solar, LLC | AC Electric | Accepted | 2019-11-05 | 2019-11-07 | 2020-11-07 | Hanwha Q-Cells | Q.PEAK DUO-G5 320 | Solar Panels |  | 0.32 | 30 | 129219 | 28 |  | Fixed | Roof
Solar Registration Program | NJSRRE1542967118 | Pleasantville | 8232 | 19 | 9.6 | Residential | Yes | Behind the Meter | Skyline Solar, LLC | AC Electric | Accepted | 2019-11-05 | 2019-11-07 | 2020-11-07 | SolarEdge | SE7600H-US | Inverters | 7600 |  | 1 |  |  | 0.99 |  | Outside | within ten feet of meter
Solar Registration Program | NJSRRE1542982225 | Quinton | 8079 | 16 | 9.6 | Residential | Yes | Behind the Meter | Skyline Solar, LLC | AC Electric | Accepted | 2019-11-05 | 2019-11-07 | 2020-11-07 | Hanwha Q-Cells | Q.PEAK DUO-G5 320 | Solar Panels |  | 0.32 | 30 | 299 | 20 |  | Fixed | Roof
Solar Registration Program | NJSRRE1542982225 | Quinton | 8079 | 16 | 9.6 | Residential | Yes | Behind the Meter | Skyline Solar, LLC | AC Electric | Accepted | 2019-11-05 | 2019-11-07 | 2020-11-07 | SolarEdge | SE7600H-US | Inverters | 7600 |  | 1 |  |  | 0.99 |  | Outside | within ten feet of meter
Solar Registration Program | NJSRRE1543058794 | Linden City | 7036 | 10 | 9.6 | Residential | Yes | Behind the Meter | Skyline Solar, LLC | PSE&G | Accepted | 2019-11-08 | 2019-11-13 | 2020-11-13 | Hanwha Q-Cells | Q.PEAK DUO-G5 320 | Solar Panels |  | 0.32 | 30 | 222,42 | 44 |  | Fixed | Roof
Solar Registration Program | NJSRRE1543058794 | Linden City | 7036 | 10 | 9.6 | Residential | Yes | Behind the Meter | Skyline Solar, LLC | PSE&G | Accepted | 2019-11-08 | 2019-11-13 | 2020-11-13 | SolarEdge | SE7600H-US | Inverters | 7600 |  | 1 |  |  | 0.99 |  | Outside | within ten feet of meter
Solar Registration Program | NJSRRE1543343682 | Englishtown | 7726 | 17 | 9.6 | Residential | No | Behind the Meter | SunPower Corporation, Systems | JCP&L | Accepted | 2019-11-15 | 2019-11-19 | 2020-11-19 | SUNPOWER | SPR-A400-G-AC | Solar Panels |  | 0.4 | 4 | 107 | 20 |  | Fixed | Roof
Solar Registration Program | NJSRRE1543343682 | Englishtown | 7726 | 17 | 9.6 | Residential | No | Behind the Meter | SunPower Corporation, Systems | JCP&L | Accepted | 2019-11-15 | 2019-11-19 | 2020-11-19 | SUNPOWER | SPR-A400-G-AC | Solar Panels |  | 0.4 | 12 | 107 | 20 |  | Fixed | Roof
Solar Registration Program | NJSRRE1543343682 | Englishtown | 7726 | 17 | 9.6 | Residential | No | Behind the Meter | SunPower Corporation, Systems | JCP&L | Accepted | 2019-11-15 | 2019-11-19 | 2020-11-19 | SUNPOWER | SPR-A400-G-AC | Solar Panels |  | 0.4 | 8 | 107 | 20 |  | Fixed | Roof
Solar Registration Program | NJSRRE1543343682 | Englishtown | 7726 | 17 | 9.6 | Residential | No | Behind the Meter | SunPower Corporation, Systems | JCP&L | Accepted | 2019-11-15 | 2019-11-19 | 2020-11-19 | SUNPOWER | SPR-A400-G-AC | Inverters | 320 |  | 24 |  |  | 0.97 |  | Other | under each panel
Solar Registration Program | NJSRRE1543417896 | South Orange | 7079 | 9 | 9.6 | Residential | No | Behind the Meter | Sundial Solar Innovations | PSE&G | Accepted | 2019-11-18 | 2019-11-20 | 2020-11-20 | Hanwha | qcell320w | Solar Panels |  | 0.32 | 30 | 205, 115, 295, 25 | 15 |  | Fixed | Roof
Solar Registration Program | NJSRRE1543417896 | South Orange | 7079 | 9 | 9.6 | Residential | No | Behind the Meter | Sundial Solar Innovations | PSE&G | Accepted | 2019-11-18 | 2019-11-20 | 2020-11-20 | Enphase | iq7+ | Inverters | 290 |  | 30 |  |  | 0.97 |  | Outside | roof
Solar Registration Program | NJSRRE1543463273 | Jackson | 8527 | 18 | 9.6 | Residential | Yes | Behind the Meter | Skyline Solar, LLC | JCP&L | Accepted | 2019-12-02 | 2019-12-04 | 2020-12-04 | Hanwha Q-Cells | Q.PEAK DUO-G5 320 | Solar Panels |  | 0.32 | 30 | 177,177,87 | 30 |  | Fixed | Roof
Solar Registration Program | NJSRRE1543463273 | Jackson | 8527 | 18 | 9.6 | Residential | Yes | Behind the Meter | Skyline Solar, LLC | JCP&L | Accepted | 2019-12-02 | 2019-12-04 | 2020-12-04 | SolarEdge | SE7600H-US | Inverters | 7600 |  | 1 |  |  | 0.99 |  | Outside | within ten feet of meter
Solar Registration Program | NJSRRE1543477620 | Millville | 8332 | 20 | 9.6 | Residential | Yes | Behind the Meter | Skyline Solar, LLC | AC Electric | Accepted | 2019-12-04 | 2019-12-06 | 2020-12-06 | Hanwha Q-Cells | Q.PEAK DUO-G5 320 | Solar Panels |  | 0.32 | 30 | 90270 | 30 |  | Fixed | Roof
Solar Registration Program | NJSRRE1543477620 | Millville | 8332 | 20 | 9.6 | Residential | Yes | Behind the Meter | Skyline Solar, LLC | AC Electric | Accepted | 2019-12-04 | 2019-12-06 | 2020-12-06 | SolarEdge | SE7600H-US | Inverters | 7600 |  | 1 |  |  | 0.99 |  | Outside | within ten feet of meter
Solar Registration Program | NJSRRE1543481102 | Millville | 8332 | 20 | 9.6 | Residential | Yes | Behind the Meter | Skyline Solar, LLC | AC Electric | Accepted | 2019-12-05 | 2019-12-09 | 2020-12-09 | Hanwha Q-Cells | Q.PEAK DUO-G5 320 | Solar Panels |  | 0.32 | 30 | 193 | 24 |  | Fixed | Roof
Solar Registration Program | NJSRRE1543481102 | Millville | 8332 | 20 | 9.6 | Residential | Yes | Behind the Meter | Skyline Solar, LLC | AC Electric | Accepted | 2019-12-05 | 2019-12-09 | 2020-12-09 | SolarEdge | SE7600H-US | Inverters | 7600 |  | 1 |  |  | 0.99 |  | Outside | within ten feet of meter
Solar Registration Program | NJSRRE1543501523 | Cliffwood Beach | 7721 | 17 | 9.6 | Municipality | Yes | Behind the Meter | Reliable Power and Solar | JCP&L | Accepted | 2019-12-09 | 2019-12-11 | 2020-12-11 | Jinko | jkm300m | Solar Panels |  | 0.3 | 32 | 146 | 27 |  | Fixed | Roof | roof
Solar Registration Program | NJSRRE1543501523 | Cliffwood Beach | 7721 | 17 | 9.6 | Municipality | Yes | Behind the Meter | Reliable Power and Solar | JCP&L | Accepted | 2019-12-09 | 2019-12-11 | 2020-12-11 | Enphase | IQ7 | Inverters | 240 |  | 32 |  |  | 0.97 |  | Outside | roof
Solar Registration Program | NJSRRE1543502132 | Northfield | 8225 | 19 | 9.6 | Residential | Yes | Behind the Meter | All Season Solar | AC Electric | Accepted | 2019-12-09 | 2019-12-12 | 2020-12-12 | Trina | TSM DD06M05II 320W NOV 2019 | Solar Panels |  | 0.32 | 13 | 220 | 24 |  | Fixed | Roof
Solar Registration Program | NJSRRE1543502132 | Northfield | 8225 | 19 | 9.6 | Residential | Yes | Behind the Meter | All Season Solar | AC Electric | Accepted | 2019-12-09 | 2019-12-12 | 2020-12-12 | Trina | TSM DD06M05II 320W NOV 2019 | Solar Panels |  | 0.32 | 8 | 220 | 24 |  | Fixed | Roof
Solar Registration Program | NJSRRE1543502132 | Northfield | 8225 | 19 | 9.6 | Residential | Yes | Behind the Meter | All Season Solar | AC Electric | Accepted | 2019-12-09 | 2019-12-12 | 2020-12-12 | Trina | TSM DD06M05II 320W NOV 2019 | Solar Panels |  | 0.32 | 9 | 220 | 24 |  | Fixed | Roof
Solar Registration Program | NJSRRE1543502132 | Northfield | 8225 | 19 | 9.6 | Residential | Yes | Behind the Meter | All Season Solar | AC Electric | Accepted | 2019-12-09 | 2019-12-12 | 2020-12-12 | Enphase | IQ7 | Inverters | 240 |  | 30 |  |  | 0.97 |  | Outdoor | Under Module
Solar Registration Program | NJSRRE1543514490 | Sewell | 8080 | 15 | 9.6 | Residential | Yes | Behind the Meter | Orbit Energy & Power, LLC | AC Electric | Accepted | 2019-12-11 | 2019-12-16 | 2020-12-16 | TRINA SOLAR | TSM-DD05A.08(II) 300W | Solar Panels |  | 0.3 | 24 | 245 | 20 |  | Fixed | Roof
Solar Registration Program | NJSRRE1543514490 | Sewell | 8080 | 15 | 9.6 | Residential | Yes | Behind the Meter | Orbit Energy & Power, LLC | AC Electric | Accepted | 2019-12-11 | 2019-12-16 | 2020-12-16 | TRINA SOLAR | TSM-DD05A.08(II) 300W | Solar Panels |  | 0.3 | 8 | 65 | 20 |  | Fixed | Roof
Solar Registration Program | NJSRRE1543514490 | Sewell | 8080 | 15 | 9.6 | Residential | Yes | Behind the Meter | Orbit Energy & Power, LLC | AC Electric | Accepted | 2019-12-11 | 2019-12-16 | 2020-12-16 | ENPHASE | IQ7-60-2-US | Inverters | 0.24 |  | 32 |  |  | 0.99 |  | Outside | ROOF
Solar Registration Program | NJSRRE1543536119 | Little Egg Harbor Twp | 8087 | 18 | 9.6 | Residential | Yes | Behind the Meter | Skyline Solar, LLC | AC Electric | Accepted | 2019-12-13 | 2019-12-17 | 2020-12-17 | Hanwha Q-Cells | Q.PEAK DUO-G5 320 | Solar Panels |  | 0.32 | 30 | 267 | 23 |  | Fixed | Roof
Solar Registration Program | NJSRRE1543536119 | Little Egg Harbor Twp | 8087 | 18 | 9.6 | Residential | Yes | Behind the Meter | Skyline Solar, LLC | AC Electric | Accepted | 2019-12-13 | 2019-12-17 | 2020-12-17 | SolarEdge | SE7600H-US | Inverters | 7600 |  | 1 |  |  | 0.99 |  | Outside | within ten feet of meter
Solar Registration Program | NJSRRE1543536130 | Little Egg Harbor Twp | 8087 | 18 | 9.6 | Residential | Yes | Behind the Meter | Skyline Solar, LLC | AC Electric | Accepted | 2019-12-13 | 2019-12-17 | 2020-12-17 | Hanwha Q-Cells | Q.PEAK DUO-5 320 | Solar Panels |  | 0.32 | 30 | 87 | 36 |  | Fixed | Roof
Solar Registration Program | NJSRRE1543536130 | Little Egg Harbor Twp | 8087 | 18 | 9.6 | Residential | Yes | Behind the Meter | Skyline Solar, LLC | AC Electric | Accepted | 2019-12-13 | 2019-12-17 | 2020-12-17 | SolarEdge | SE7600H-US | Inverters | 7600 |  | 1 |  |  | 0.99 |  | Outside | within ten feet of meter
Solar Registration Program | NJSRRE1543572500 | Lanoka Harbor | 8734 | 18 | 9.6 | Residential | Yes | Behind the Meter | All Season Solar | JCP&L | Accepted | 2019-12-19 | 2019-12-26 | 2020-12-26 | Trina | TSM DD06M05II 320W NOV19 | Solar Panels |  | 0.32 | 30 | 183 | 17 |  | Fixed | Roof
Solar Registration Program | NJSRRE1543572500 | Lanoka Harbor | 8734 | 18 | 9.6 | Residential | Yes | Behind the Meter | All Season Solar | JCP&L | Accepted | 2019-12-19 | 2019-12-26 | 2020-12-26 | Enphase | IQ7 | Inverters | 240 |  | 30 |  |  | 0.97 |  | Outdoor | Under Module
Solar Registration Program | NJSRRE1540960377 | Egg Harbor Township | 8234 | 19 | 9.61 | Residential | Yes | Behind the Meter | Suntuity Solar LLC | AC Electric | Accepted | 2019-05-06 | 2019-05-08 | 2020-05-08 | Yingli Green Energy | YL310D-30b | Solar Panels |  | 0.31 | 12 | 236 | 23 |  | Fixed | Roof
Solar Registration Program | NJSRRE1540960377 | Egg Harbor Township | 8234 | 19 | 9.61 | Residential | Yes | Behind the Meter | Suntuity Solar LLC | AC Electric | Accepted | 2019-05-06 | 2019-05-08 | 2020-05-08 | Yingli Green Energy | YL310D-30b | Solar Panels |  | 0.31 | 6 | 236 | 26 |  | Fixed | Roof
Solar Registration Program | NJSRRE1540960377 | Egg Harbor Township | 8234 | 19 | 9.61 | Residential | Yes | Behind the Meter | Suntuity Solar LLC | AC Electric | Accepted | 2019-05-06 | 2019-05-08 | 2020-05-08 | Yingli Green Energy | YL310D-30b | Solar Panels |  | 0.31 | 13 | 236 | 2 |  | Fixed | Roof
Solar Registration Program | NJSRRE1540960377 | Egg Harbor Township | 8234 | 19 | 9.61 | Residential | Yes | Behind the Meter | Suntuity Solar LLC | AC Electric | Accepted | 2019-05-06 | 2019-05-08 | 2020-05-08 | Enphase Energy | IQ7-60-2-US | Inverters | 240 |  | 31 |  |  | 0.97 |  | Outdoor | Behind the PV Modules
Solar Registration Program | NJSRRE1540960497 | Cranford | 7016 | 10 | 9.61 | Residential | Yes | Behind the Meter | Suntuity Solar LLC | PSE&G | Accepted | 2019-05-06 | 2019-05-09 | 2020-05-09 | Yingli Green Energy | YL310D-30b | Solar Panels |  | 0.31 | 6 | 137 | 39 |  | Fixed | Roof
Solar Registration Program | NJSRRE1540960497 | Cranford | 7016 | 10 | 9.61 | Residential | Yes | Behind the Meter | Suntuity Solar LLC | PSE&G | Accepted | 2019-05-06 | 2019-05-09 | 2020-05-09 | Yingli Green Energy | YL310D-30b | Solar Panels |  | 0.31 | 13 | 227 | 36 |  | Fixed | Roof
Solar Registration Program | NJSRRE1540960497 | Cranford | 7016 | 10 | 9.61 | Residential | Yes | Behind the Meter | Suntuity Solar LLC | PSE&G | Accepted | 2019-05-06 | 2019-05-09 | 2020-05-09 | Yingli Green Energy | YL310D-30b | Solar Panels |  | 0.31 | 5 | 137 | 10 |  | Fixed | Roof
Solar Registration Program | NJSRRE1540960497 | Cranford | 7016 | 10 | 9.61 | Residential | Yes | Behind the Meter | Suntuity Solar LLC | PSE&G | Accepted | 2019-05-06 | 2019-05-09 | 2020-05-09 | Yingli Green Energy | YL310D-30b | Solar Panels |  | 0.31 | 5 | 137 | 10 |  | Fixed | Roof
Solar Registration Program | NJSRRE1540960497 | Cranford | 7016 | 10 | 9.61 | Residential | Yes | Behind the Meter | Suntuity Solar LLC | PSE&G | Accepted | 2019-05-06 | 2019-05-09 | 2020-05-09 | Yingli Green Energy | YL310D-30b | Solar Panels |  | 0.31 | 2 | 315 | 15 |  | Fixed | Roof
Solar Registration Program | NJSRRE1540960497 | Cranford | 7016 | 10 | 9.61 | Residential | Yes | Behind the Meter | Suntuity Solar LLC | PSE&G | Accepted | 2019-05-06 | 2019-05-09 | 2020-05-09 | Enphase Energy | IQ7-60-2-US | Inverters | 240 |  | 31 |  |  | 0.97 |  | Outdoor | Behind the PV modules
Solar Registration Program | NJSRRE1541025238 | Gibbstown | 8027 | 15 | 9.61 | Residential | Yes | Behind the Meter | Suntuity Solar LLC | AC Electric | Accepted | 2019-05-20 | 2019-05-22 | 2020-05-22 | Yingli Green Energy | YL310D-30b | Solar Panels |  | 0.31 | 31 | 204 | 22 |  | Fixed | Roof
Solar Registration Program | NJSRRE1541025238 | Gibbstown | 8027 | 15 | 9.61 | Residential | Yes | Behind the Meter | Suntuity Solar LLC | AC Electric | Accepted | 2019-05-20 | 2019-05-22 | 2020-05-22 | Enphase Energy | IQ7-60-2-US | Inverters | 240 |  | 31 |  |  | 0.97 |  | Outdoor | Behind the PV Modules
Solar Registration Program | NJSRRE1541392024 | South Plainfield | 7080 | 11 | 9.61 | Residential | Yes | Behind the Meter | Suntuity Solar LLC | PSE&G | Accepted | 2019-06-15 | 2019-06-19 | 2020-06-19 | Yingli Green Energy | YL310D-30b | Solar Panels |  | 0.31 | 24 | 245 | 37 |  | Fixed | Roof
Solar Registration Program | NJSRRE1541392024 | South Plainfield | 7080 | 11 | 9.61 | Residential | Yes | Behind the Meter | Suntuity Solar LLC | PSE&G | Accepted | 2019-06-15 | 2019-06-19 | 2020-06-19 | Yingli Green Energy | YL310D-30b | Solar Panels |  | 0.31 | 7 | 154 | 36 |  | Fixed | Roof
Solar Registration Program | NJSRRE1541392024 | South Plainfield | 7080 | 11 | 9.61 | Residential | Yes | Behind the Meter | Suntuity Solar LLC | PSE&G | Accepted | 2019-06-15 | 2019-06-19 | 2020-06-19 | Enphase Energy | IQ7-60-2-US | Inverters | 240 |  | 31 |  |  | 0.97 |  | Outdoor | Behind the PV Modules
Solar Registration Program | NJSRRE1541447192 | Cherry Hill | 8003 | 14 | 9.61 | Residential | Yes | Behind the Meter | Skyline Solar, LLC | PSE&G | Accepted | 2019-06-23 | 2019-06-26 | 2020-06-26 | SAAE | HT60-156M-310 | Solar Panels |  | 0.31 | 31 | 104 | 34 |  | Fixed | Roof
Solar Registration Program | NJSRRE1541447192 | Cherry Hill | 8003 | 14 | 9.61 | Residential | Yes | Behind the Meter | Skyline Solar, LLC | PSE&G | Accepted | 2019-06-23 | 2019-06-26 | 2020-06-26 | SolarEdge | SE7600H-US000NNC2 | Inverters | 7600 |  | 1 |  |  | 0.99 |  | Outside | within ten feet of meter
Solar Registration Program | NJSRRE1541447213 | Sicklerville | 8081 | 14 | 9.61 | Residential | Yes | Behind the Meter | Skyline Solar, LLC | AC Electric | Accepted | 2019-06-23 | 2019-06-26 | 2020-06-26 | SAAE | HT60-156M-310 | Solar Panels |  | 0.31 | 31 | 255 | 29 |  | Fixed | Roof
Solar Registration Program | NJSRRE1541447213 | Sicklerville | 8081 | 14 | 9.61 | Residential | Yes | Behind the Meter | Skyline Solar, LLC | AC Electric | Accepted | 2019-06-23 | 2019-06-26 | 2020-06-26 | SolarEdge | SE7600H-US000NNC2 | Inverters | 7600 |  | 1 |  |  | 0.99 |  | Outside | within ten feet of meter
Solar Registration Program | NJSRRE1541508393 | Newtonville | 8346 | 19 | 9.61 | Residential | Yes | Behind the Meter | Skyline Solar, LLC | AC Electric | Accepted | 2019-07-01 | 2019-07-03 | 2020-07-03 | SAAE 310W | HT60-156M-310 | Solar Panels |  | 0.31 | 31 | 219 | 20 |  | Fixed | Roof
Solar Registration Program | NJSRRE1541508393 | Newtonville | 8346 | 19 | 9.61 | Residential | Yes | Behind the Meter | Skyline Solar, LLC | AC Electric | Accepted | 2019-07-01 | 2019-07-03 | 2020-07-03 | SolarEdge | SE7600H-US000NNC2 | Inverters | 7600 |  | 1 |  |  | 0.99 |  | Outside | within ten feet of meter
Solar Registration Program | NJSRRE1541508413 | Millstone | 8535 | 17 | 9.61 | Residential | Yes | Behind the Meter | Skyline Solar, LLC | JCP&L | Accepted | 2019-07-01 | 2019-07-22 | 2020-07-22 | SAAE | HT60-156M-310 | Solar Panels |  | 0.31 | 31 | 86 | 32 |  | Fixed | Roof
Solar Registration Program | NJSRRE1541508413 | Millstone | 8535 | 17 | 9.61 | Residential | Yes | Behind the Meter | Skyline Solar, LLC | JCP&L | Accepted | 2019-07-01 | 2019-07-22 | 2020-07-22 | SolarEdge | SE7600H-US000NNC2 | Inverters | 7600 |  | 1 |  |  | 0.99 |  | Outside | within ten feet of meter
Solar Registration Program | NJSRRE1541508443 | Manahawkin | 8050 | 18 | 9.61 | Residential | Yes | Behind the Meter | Skyline Solar, LLC | AC Electric | Accepted | 2019-07-01 | 2019-07-03 | 2020-07-03 | SAAE | HT60-156M-310 | Solar Panels |  | 0.31 | 31 | 156 | 26 |  | Fixed | Roof
Solar Registration Program | NJSRRE1541508443 | Manahawkin | 8050 | 18 | 9.61 | Residential | Yes | Behind the Meter | Skyline Solar, LLC | AC Electric | Accepted | 2019-07-01 | 2019-07-03 | 2020-07-03 | SolarEdge | SE7600H-US000NNC2 | Inverters | 7600 |  | 1 |  |  | 0.99 |  | Outside | within ten feet of meter
Solar Registration Program | NJSRRE1541624118 | Stratford | 8084 | 14 | 9.61 | Residential | Yes | Behind the Meter | Skyline Solar, LLC | AC Electric | Accepted | 2019-07-09 | 2019-07-11 | 2020-07-11 | SAAE 310W | HT60-156M-310 | Solar Panels |  | 0.31 | 31 | 91 | 20 |  | Fixed | Roof
Solar Registration Program | NJSRRE1541624118 | Stratford | 8084 | 14 | 9.61 | Residential | Yes | Behind the Meter | Skyline Solar, LLC | AC Electric | Accepted | 2019-07-09 | 2019-07-11 | 2020-07-11 | SolarEdge | SE7600H-US000NNC2 | Inverters | 7600 |  | 1 |  |  | 0.99 |  | Outside | within ten feet of meter
Solar Registration Program | NJSRRE1541624140 | Fairfield | 7004 | 9 | 9.61 | Residential | Yes | Behind the Meter | Skyline Solar, LLC | PSE&G | Accepted | 2019-07-09 | 2019-07-11 | 2020-07-11 | SAAE 310W | HT60-156M-310 | Solar Panels |  | 0.31 | 31 | 290 | 20 |  | Fixed | Roof
Solar Registration Program | NJSRRE1541624140 | Fairfield | 7004 | 9 | 9.61 | Residential | Yes | Behind the Meter | Skyline Solar, LLC | PSE&G | Accepted | 2019-07-09 | 2019-07-11 | 2020-07-11 | SolarEdge | SE7600H-US000NNC2 | Inverters | 7600 |  | 1 |  |  | 0.99 |  | Outside | within ten feet of meter
Solar Registration Program | NJSRRE1541624202 | Little Ferry | 7643 | 7 | 9.61 | Residential | Yes | Behind the Meter | Skyline Solar, LLC | PSE&G | Accepted | 2019-07-09 | 2019-07-11 | 2020-07-11 | SAAE 310W | HT60-156M-310 | Solar Panels |  | 0.31 | 31 | 146 | 20 |  | Fixed | Roof
Solar Registration Program | NJSRRE1541624202 | Little Ferry | 7643 | 7 | 9.61 | Residential | Yes | Behind the Meter | Skyline Solar, LLC | PSE&G | Accepted | 2019-07-09 | 2019-07-11 | 2020-07-11 | SolarEdge | SE7600H-US000NNC2 | Inverters | 7600 |  | 1 |  |  | 0.99 |  | Outside | within ten feet of meter
Solar Registration Program | NJSRRE1541624502 | Millville | 8332 | 20 | 9.61 | Residential | Yes | Behind the Meter | Skyline Solar, LLC | AC Electric | Accepted | 2019-07-09 | 2019-07-11 | 2020-07-11 | SAAE 310W | HT60-156M-310 | Solar Panels |  | 0.31 | 31 | 229 | 25 |  | Fixed | Roof
Solar Registration Program | NJSRRE1541624502 | Millville | 8332 | 20 | 9.61 | Residential | Yes | Behind the Meter | Skyline Solar, LLC | AC Electric | Accepted | 2019-07-09 | 2019-07-11 | 2020-07-11 | SolarEdge | SE7600H-US000NNC2 | Inverters | 7600 |  | 1 |  |  | 0.99 |  | Outside | within ten feet of meter
Solar Registration Program | NJSRRE1541725533 | Vineland | 8360 | 20 | 9.61 | Residential | No | Behind the Meter | Suntuity Solar LLC | AC Electric | Accepted | 2019-08-01 | 2019-08-05 | 2020-08-05 | Yingli Green Energy | YL310D-30b | Solar Panels |  | 0.31 | 31 | 183 | 20 |  | Fixed | Roof
Solar Registration Program | NJSRRE1541725533 | Vineland | 8360 | 20 | 9.61 | Residential | No | Behind the Meter | Suntuity Solar LLC | AC Electric | Accepted | 2019-08-01 | 2019-08-05 | 2020-08-05 | Enphase Energy | IQ7-60-2-US | Inverters | 240 |  | 31 |  |  | 0.97 |  | Outdoor | Behind the PV Modules
Solar Registration Program | NJSRRE1541804113 | Mystic Islands | 8087 | 18 | 9.61 | Residential | Yes | Behind the Meter | Suntuity Solar LLC | AC Electric | Accepted | 2019-08-08 | 2019-08-23 | 2020-08-23 | Yingli Solar | YL310D-30b | Solar Panels |  | 0.31 | 9 | 135 | 21 |  | Fixed | Roof
Solar Registration Program | NJSRRE1541804113 | Mystic Islands | 8087 | 18 | 9.61 | Residential | Yes | Behind the Meter | Suntuity Solar LLC | AC Electric | Accepted | 2019-08-08 | 2019-08-23 | 2020-08-23 | Yingli Solar | YL310D-30b | Solar Panels |  | 0.31 | 22 | 225 | 16 |  | Fixed | Roof
Solar Registration Program | NJSRRE1541804113 | Mystic Islands | 8087 | 18 | 9.61 | Residential | Yes | Behind the Meter | Suntuity Solar LLC | AC Electric | Accepted | 2019-08-08 | 2019-08-23 | 2020-08-23 | Enphase Energy | IQ7-60-2-US | Inverters | 240 |  | 31 |  |  | 0.97 |  | Outdoor | Behind the PV modules
Solar Registration Program | NJSRRE1541862326 | Southampton | 8088 | 13 | 9.61 | Residential | Yes | Behind the Meter | All Season Solar | JCP&L | Final As-Built Received | 2019-08-20 | 2019-08-26 | 2020-08-26 | Trina | TSM DD05A.05II 310W AUG 2019 | Solar Panels |  | 0.31 | 27 | 179 | 25 |  | Fixed | Roof
Solar Registration Program | NJSRRE1541862326 | Southampton | 8088 | 13 | 9.61 | Residential | Yes | Behind the Meter | All Season Solar | JCP&L | Final As-Built Received | 2019-08-20 | 2019-08-26 | 2020-08-26 | Trina | TSM DD05A.05II 310W AUG 2019 | Solar Panels |  | 0.31 | 4 | 179 | 25 |  | Fixed | Roof
Solar Registration Program | NJSRRE1541862326 | Southampton | 8088 | 13 | 9.61 | Residential | Yes | Behind the Meter | All Season Solar | JCP&L | Final As-Built Received | 2019-08-20 | 2019-08-26 | 2020-08-26 | Enphase | IQ7 | Inverters | 240 |  | 31 |  |  | 0.97 |  | Outdoor | Under Module
Solar Registration Program | NJSRRE1541862326 | Southampton | 8088 | 13 | 9.61 | Residential | Yes | Behind the Meter | All Season Solar | JCP&L | Final As-Built Received | 2019-08-20 | 2019-08-26 | 2020-08-26 | Itron | Centron | Meters |  |  | 1 |  |  |  | Yes | Outdoor
Solar Registration Program | NJSRRE1541890975 | Edison | 8817 | 11 | 9.61 | Residential | No | Behind the Meter | Suntuity Solar LLC | PSE&G | Accepted | 2019-08-28 | 2019-08-30 | 2020-08-30 | Yingli Green Energy | YL310D-30b | Solar Panels |  | 0.31 | 15 | 127 | 23 |  | Fixed | Roof
Solar Registration Program | NJSRRE1541890975 | Edison | 8817 | 11 | 9.61 | Residential | No | Behind the Meter | Suntuity Solar LLC | PSE&G | Accepted | 2019-08-28 | 2019-08-30 | 2020-08-30 | Yingli Green Energy | YL310D-30b | Solar Panels |  | 0.31 | 10 | 307 | 23 |  | Fixed | Roof
Solar Registration Program | NJSRRE1541890975 | Edison | 8817 | 11 | 9.61 | Residential | No | Behind the Meter | Suntuity Solar LLC | PSE&G | Accepted | 2019-08-28 | 2019-08-30 | 2020-08-30 | Yingli Green Energy | YL310D-30b | Solar Panels |  | 0.31 | 6 | 217 | 22 |  | Fixed | Roof
Solar Registration Program | NJSRRE1541890975 | Edison | 8817 | 11 | 9.61 | Residential | No | Behind the Meter | Suntuity Solar LLC | PSE&G | Accepted | 2019-08-28 | 2019-08-30 | 2020-08-30 | Enphase Energy | IQ7-60-2-US | Inverters | 240 |  | 31 |  |  | 0.97 |  | Outdoor | Behind the PV Modules
Solar Registration Program | NJSRRE1541897559 | Gloucester TWP | 8012 | 14 | 9.61 | Residential | Yes | Behind the Meter | Palmetto Solar LLC | PSE&G | Accepted | 2019-08-29 | 2019-09-03 | 2020-09-03 | Yingli | 310D-30B | Solar Panels |  | 0.31 | 8 | 237 | 29 |  | Fixed | Roof
Solar Registration Program | NJSRRE1541897559 | Gloucester TWP | 8012 | 14 | 9.61 | Residential | Yes | Behind the Meter | Palmetto Solar LLC | PSE&G | Accepted | 2019-08-29 | 2019-09-03 | 2020-09-03 | Yingli | 310D-30B | Solar Panels |  | 0.31 | 23 | 147 | 29 |  | Fixed | Roof
Solar Registration Program | NJSRRE1541897559 | Gloucester TWP | 8012 | 14 | 9.61 | Residential | Yes | Behind the Meter | Palmetto Solar LLC | PSE&G | Accepted | 2019-08-29 | 2019-09-03 | 2020-09-03 | SolarEdge | SE7600H-US | Inverters | 7600 |  | 1 |  |  | 0.99 |  | Outside | side of the house
Solar Registration Program | NJSRRE1542443523 | Sicklerville | 8081 | 14 | 9.61 | Residential | Yes | Behind the Meter | Orbit Energy & Power, LLC | AC Electric | Accepted | 2019-09-26 | 2019-09-27 | 2020-09-27 | trina | tsm310 | Solar Panels |  | 0.31 | 31 | 179 | 32 |  | Fixed | Roof
Solar Registration Program | NJSRRE1542443523 | Sicklerville | 8081 | 14 | 9.61 | Residential | Yes | Behind the Meter | Orbit Energy & Power, LLC | AC Electric | Accepted | 2019-09-26 | 2019-09-27 | 2020-09-27 | enphase | iq7 | Inverters | 240 |  | 31 |  |  | 0.986 |  | Outside | panel
Solar Registration Program | NJSRRE1542445773 | Montclair | 7043 | 9 | 9.61 | Residential | No | Behind the Meter | Solar Energy World | PSE&G | Accepted | 2019-09-26 | 2019-09-30 | 2020-09-30 | LONGi Green Energy Technology | LR6-60PE-310M | Solar Panels |  | 0.31 | 31 | 102 | 33 |  | Fixed | Roof
Solar Registration Program | NJSRRE1542445773 | Montclair | 7043 | 9 | 9.61 | Residential | No | Behind the Meter | Solar Energy World | PSE&G | Accepted | 2019-09-26 | 2019-09-30 | 2020-09-30 | Solar Edge | SE7600H-USRGM | Inverters | 7600 |  | 1 |  |  | 0.98 |  | Outside | near meter
Solar Registration Program | NJSRRE1542448513 | Delanco | 8075 | 13 | 9.61 | Residential | Yes | Behind the Meter | All Season Solar | PSE&G | Accepted | 2019-09-27 | 2019-10-01 | 2020-10-01 | Trina | TSM DD05H 05 II 310W AUG 2019 | Solar Panels |  | 0.31 | 11 | 164 | 27 |  | Fixed | Roof
Solar Registration Program | NJSRRE1542448513 | Delanco | 8075 | 13 | 9.61 | Residential | Yes | Behind the Meter | All Season Solar | PSE&G | Accepted | 2019-09-27 | 2019-10-01 | 2020-10-01 | Trina | TSM DD05H 05 II 310W AUG 2019 | Solar Panels |  | 0.31 | 20 | 254 | 27 |  | Fixed | Roof
Solar Registration Program | NJSRRE1542448513 | Delanco | 8075 | 13 | 9.61 | Residential | Yes | Behind the Meter | All Season Solar | PSE&G | Accepted | 2019-09-27 | 2019-10-01 | 2020-10-01 | Enphase | IQ7 | Inverters | 240 |  | 31 |  |  | 0.97 |  | Outdoor | Under Module
Solar Registration Program | NJSRRE1542527732 | Cecil | 8094 | 15 | 9.61 | Residential | No | Behind the Meter | Advanced Renewable Solutions | AC Electric | Accepted | 2019-10-11 | 2019-10-14 | 2020-10-14 | TRINA SOLAR | TSM-310DD05A.05 | Solar Panels |  | 0.31 | 31 | 189, 99, 279 | 22 |  | Fixed | Roof
Solar Registration Program | NJSRRE1542527732 | Cecil | 8094 | 15 | 9.61 | Residential | No | Behind the Meter | Advanced Renewable Solutions | AC Electric | Accepted | 2019-10-11 | 2019-10-14 | 2020-10-14 | SOLAR EDGE | SE6000H-US000N-NC2 | Inverters | 6000 |  | 1 |  |  | 0.992 |  | Outdoor | Wall mounted, adjacent to Utility Meter and Disconnect
Solar Registration Program | NJSRRE1542527854 | Lakewood | 8701 | 18 | 9.61 | Residential | Yes | Behind the Meter | Powerlutions | JCP&L | Accepted | 2019-10-11 | 2019-10-15 | 2020-10-15 | Trina | TSM-310 DD05A | Solar Panels |  | 0.31 | 13 | 175 | 33 |  | Fixed | Roof
Solar Registration Program | NJSRRE1542527854 | Lakewood | 8701 | 18 | 9.61 | Residential | Yes | Behind the Meter | Powerlutions | JCP&L | Accepted | 2019-10-11 | 2019-10-15 | 2020-10-15 | Trina | TSM-310 DD05A | Solar Panels |  | 0.31 | 11 | 265 | 44 |  | Fixed | Roof
Solar Registration Program | NJSRRE1542527854 | Lakewood | 8701 | 18 | 9.61 | Residential | Yes | Behind the Meter | Powerlutions | JCP&L | Accepted | 2019-10-11 | 2019-10-15 | 2020-10-15 | Trina | TSM-310 DD05A | Solar Panels |  | 0.31 | 7 | 65 | 44 |  | Fixed | Roof
Solar Registration Program | NJSRRE1542527854 | Lakewood | 8701 | 18 | 9.61 | Residential | Yes | Behind the Meter | Powerlutions | JCP&L | Accepted | 2019-10-11 | 2019-10-15 | 2020-10-15 | SolarEdge | SE7600H-US | Inverters | 7.6 |  | 1 |  |  | 0.99 |  | Outdoor | Near Meter
Solar Registration Program | NJSRRE1542528373 | Southampton | 8088 | 13 | 9.61 | Residential | Yes | Behind the Meter | All Season Solar | PSE&G | Accepted | 2019-10-11 | 2019-10-15 | 2020-10-15 | Trina | TSM DD05H.05II 310W AUG 2019 | Solar Panels |  | 0.31 | 28 | 216 | 18 |  | Fixed | Roof
Solar Registration Program | NJSRRE1542528373 | Southampton | 8088 | 13 | 9.61 | Residential | Yes | Behind the Meter | All Season Solar | PSE&G | Accepted | 2019-10-11 | 2019-10-15 | 2020-10-15 | Trina | TSM DD05H.05II 310W AUG 2019 | Solar Panels |  | 0.31 | 3 | 126 | 18 |  | Fixed | Roof
Solar Registration Program | NJSRRE1542528373 | Southampton | 8088 | 13 | 9.61 | Residential | Yes | Behind the Meter | All Season Solar | PSE&G | Accepted | 2019-10-11 | 2019-10-15 | 2020-10-15 | Enphase | IQ7 | Inverters | 240 |  | 31 |  |  | 0.97 |  | Outdoor | Under Module
Solar Registration Program | NJSRRE1542540239 | Gibbsboro | 8026 | 14 | 9.61 | Residential | No | Behind the Meter | Orbit Energy & Power, LLC | AC Electric | Accepted | 2019-10-14 | 2019-10-16 | 2020-10-16 | axitec | axitec 310 | Solar Panels |  | 0.31 | 22 | 257 | 21 |  | Fixed | Roof
Solar Registration Program | NJSRRE1542540239 | Gibbsboro | 8026 | 14 | 9.61 | Residential | No | Behind the Meter | Orbit Energy & Power, LLC | AC Electric | Accepted | 2019-10-14 | 2019-10-16 | 2020-10-16 | axitec | axitec 310 | Solar Panels |  | 0.31 | 9 | 78 | 21 |  | Fixed | Roof
Solar Registration Program | NJSRRE1542540239 | Gibbsboro | 8026 | 14 | 9.61 | Residential | No | Behind the Meter | Orbit Energy & Power, LLC | AC Electric | Accepted | 2019-10-14 | 2019-10-16 | 2020-10-16 | enphase | iq7 | Inverters | 240 |  | 31 |  |  | 0.986 |  | Outside | panel
Solar Registration Program | NJSRRE1542547129 | Bayville | 8721 | 18 | 9.61 | Residential | Yes | Behind the Meter | All Season Solar | JCP&L | Accepted | 2019-10-16 | 2019-10-18 | 2020-10-18 | Trina | TSM DD05H.05 (II) 310W AUG 2019 | Solar Panels |  | 0.31 | 5 | 225 | 24 |  | Fixed | Roof
Solar Registration Program | NJSRRE1542547129 | Bayville | 8721 | 18 | 9.61 | Residential | Yes | Behind the Meter | All Season Solar | JCP&L | Accepted | 2019-10-16 | 2019-10-18 | 2020-10-18 | Trina | TSM DD05H.05 (II) 310W AUG 2019 | Solar Panels |  | 0.31 | 10 | 135 | 16 |  | Fixed | Roof
Solar Registration Program | NJSRRE1542547129 | Bayville | 8721 | 18 | 9.61 | Residential | Yes | Behind the Meter | All Season Solar | JCP&L | Accepted | 2019-10-16 | 2019-10-18 | 2020-10-18 | Trina | TSM DD05H.05 (II) 310W AUG 2019 | Solar Panels |  | 0.31 | 16 | 135 | 25 |  | Fixed | Roof
Solar Registration Program | NJSRRE1542547129 | Bayville | 8721 | 18 | 9.61 | Residential | Yes | Behind the Meter | All Season Solar | JCP&L | Accepted | 2019-10-16 | 2019-10-18 | 2020-10-18 | Enphase | IQ7 | Inverters | 240 |  | 31 |  |  | 0.97 |  | Outdoor | Under Module
Solar Registration Program | NJSRRE1542684428 | Toms River | 8753 | 18 | 9.61 | Residential | Yes | Behind the Meter | Reliable Power and Solar | JCP&L | Accepted | 2019-10-28 | 2019-10-30 | 2020-10-30 | trina | tsmdd05 | Solar Panels |  | 0.31 | 4 | 177 | 25 |  | Fixed | Roof | roof
Solar Registration Program | NJSRRE1542684428 | Toms River | 8753 | 18 | 9.61 | Residential | Yes | Behind the Meter | Reliable Power and Solar | JCP&L | Accepted | 2019-10-28 | 2019-10-30 | 2020-10-30 | trina | tsmdd05 | Solar Panels |  | 0.31 | 9 | 267 | 25 |  | Fixed | Roof | roof
Solar Registration Program | NJSRRE1542684428 | Toms River | 8753 | 18 | 9.61 | Residential | Yes | Behind the Meter | Reliable Power and Solar | JCP&L | Accepted | 2019-10-28 | 2019-10-30 | 2020-10-30 | trina | tsmdd05 | Solar Panels |  | 0.31 | 3 | 267 | 25 |  | Fixed | Roof | roof
Solar Registration Program | NJSRRE1542684428 | Toms River | 8753 | 18 | 9.61 | Residential | Yes | Behind the Meter | Reliable Power and Solar | JCP&L | Accepted | 2019-10-28 | 2019-10-30 | 2020-10-30 | trina | tsmdd05 | Solar Panels |  | 0.31 | 15 | 87 | 25 |  | Fixed | Roof | roof
Solar Registration Program | NJSRRE1542684428 | Toms River | 8753 | 18 | 9.61 | Residential | Yes | Behind the Meter | Reliable Power and Solar | JCP&L | Accepted | 2019-10-28 | 2019-10-30 | 2020-10-30 | Enphase | IQ7 | Inverters | 240 |  | 31 |  |  | 0.97 |  | Outdoor | roof
Solar Registration Program | NJSRRE1542907505 | Sayreville | 8872 | 11 | 9.61 | Residential | No | Behind the Meter | Whitman Construction, LLC | JCP&L | Accepted | 2019-11-04 | 2019-11-05 | 2020-11-05 | Trina Solar | TSM-310DD05A | Solar Panels |  | 0.31 | 28 | 92 | 34 |  | Fixed | Roof
Solar Registration Program | NJSRRE1542907505 | Sayreville | 8872 | 11 | 9.61 | Residential | No | Behind the Meter | Whitman Construction, LLC | JCP&L | Accepted | 2019-11-04 | 2019-11-05 | 2020-11-05 | Trina Solar | TSM-310DD05A | Solar Panels |  | 0.31 | 3 | 272 | 34 |  | Fixed | Roof
Solar Registration Program | NJSRRE1542907505 | Sayreville | 8872 | 11 | 9.61 | Residential | No | Behind the Meter | Whitman Construction, LLC | JCP&L | Accepted | 2019-11-04 | 2019-11-05 | 2020-11-05 | Enphase Energy | IQ7-60-2-US | Inverters | 0.24 |  | 31 |  |  | 0.976 |  | Outside | roof
Solar Registration Program | NJSRRE1542907795 | Manahawkin | 8050 | 18 | 9.61 | Residential | No | Behind the Meter | Maier Solar Engineering dba Solar Me | AC Electric | Accepted | 2019-11-04 | 2019-11-06 | 2020-11-06 | Silfab | SLA-M 310W | Solar Panels |  | 0.31 | 23 | 239 | 33 |  | Fixed | Roof
Solar Registration Program | NJSRRE1542907795 | Manahawkin | 8050 | 18 | 9.61 | Residential | No | Behind the Meter | Maier Solar Engineering dba Solar Me | AC Electric | Accepted | 2019-11-04 | 2019-11-06 | 2020-11-06 | Silfab | SLA-M 310W | Solar Panels |  | 0.31 | 8 | 59 | 33 |  | Fixed | Roof
Solar Registration Program | NJSRRE1542907795 | Manahawkin | 8050 | 18 | 9.61 | Residential | No | Behind the Meter | Maier Solar Engineering dba Solar Me | AC Electric | Accepted | 2019-11-04 | 2019-11-06 | 2020-11-06 | Enphase | IQ7 | Inverters | 240 |  | 31 |  |  | 0.96 |  | Outdoor | Next to meter
Solar Registration Program | NJSRRE1543253850 | Lakewood | 8701 | 18 | 9.61 | Residential | No | Behind the Meter | Powerlutions | JCP&L | Accepted | 2019-11-14 | 2019-11-19 | 2020-11-19 | Trina | TSM-310 DD05A | Solar Panels |  | 0.31 | 14 | 208 | 40 |  | Fixed | Roof
Solar Registration Program | NJSRRE1543253850 | Lakewood | 8701 | 18 | 9.61 | Residential | No | Behind the Meter | Powerlutions | JCP&L | Accepted | 2019-11-14 | 2019-11-19 | 2020-11-19 | Trina | TSM-310 DD05A | Solar Panels |  | 0.31 | 7 | 208 | 31 |  | Fixed | Roof
Solar Registration Program | NJSRRE1543253850 | Lakewood | 8701 | 18 | 9.61 | Residential | No | Behind the Meter | Powerlutions | JCP&L | Accepted | 2019-11-14 | 2019-11-19 | 2020-11-19 | Trina | TSM-310 DD05A | Solar Panels |  | 0.31 | 10 | 118 | 34 |  | Fixed | Roof
Solar Registration Program | NJSRRE1543253850 | Lakewood | 8701 | 18 | 9.61 | Residential | No | Behind the Meter | Powerlutions | JCP&L | Accepted | 2019-11-14 | 2019-11-19 | 2020-11-19 | SolarEdge | SE7600H-US | Inverters | 7.6 |  | 1 |  |  | 0.99 |  | Outdoor | near meter
Solar Registration Program | NJSRRE1543285205 | Villas | 8251 | 21 | 9.61 | Residential | Yes | Behind the Meter | All Season Solar | AC Electric | Accepted | 2019-11-14 | 2019-11-19 | 2020-11-19 | Trina | TSM DD05H.05II 310W AUG 2019 | Solar Panels |  | 0.31 | 31 | 120 | 23 |  | Fixed | Roof
Solar Registration Program | NJSRRE1543285205 | Villas | 8251 | 21 | 9.61 | Residential | Yes | Behind the Meter | All Season Solar | AC Electric | Accepted | 2019-11-14 | 2019-11-19 | 2020-11-19 | Enphase | IQ7 | Inverters | 240 |  | 31 |  |  | 0.97 |  | Outdoor | Under Module
Solar Registration Program | NJSRRE1543421335 | Absecon | 8201 | 19 | 9.61 | Residential | No | Behind the Meter | Orbit Energy & Power, LLC | AC Electric | Accepted | 2019-11-19 | 2019-11-21 | 2020-11-21 | Axitec Solar | AC-310MH/120S 310W | Solar Panels |  | 0.31 | 31 | 296 | 31 |  | Fixed | Roof
Solar Registration Program | NJSRRE1543421335 | Absecon | 8201 | 19 | 9.61 | Residential | No | Behind the Meter | Orbit Energy & Power, LLC | AC Electric | Accepted | 2019-11-19 | 2019-11-21 | 2020-11-21 | ENPHASE | IQ7-60-2-US | Inverters | 0.24 |  | 31 |  |  | 0.99 |  | Outside | ROOFTOP
Solar Registration Program | NJSRRE1543436758 | National Park | 8063 | 15 | 9.61 | Residential | Yes | Behind the Meter | RCL Enterprises Inc. | PSE&G | Accepted | 2019-11-22 | 2019-11-26 | 2020-11-26 | trina | TSM-310DD05H.05 | Solar Panels |  | 0.31 | 31 | 201 | 32 |  | Fixed | Roof
Solar Registration Program | NJSRRE1543436758 | National Park | 8063 | 15 | 9.61 | Residential | Yes | Behind the Meter | RCL Enterprises Inc. | PSE&G | Accepted | 2019-11-22 | 2019-11-26 | 2020-11-26 | enphase | iq7 | Inverters | 7440 |  | 31 |  |  | 0.96 |  | Outside | under panels
Solar Registration Program | NJSRRE1543437131 | Mantua | 8051 | 15 | 9.61 | Residential | No | Behind the Meter | All Season Solar | AC Electric | Accepted | 2019-11-22 | 2019-11-26 | 2020-11-26 | Certain Teed | CT310HC11-04 | Solar Panels |  | 0.31 | 21 | 150 | 26 |  | Fixed | Roof
Solar Registration Program | NJSRRE1543437131 | Mantua | 8051 | 15 | 9.61 | Residential | No | Behind the Meter | All Season Solar | AC Electric | Accepted | 2019-11-22 | 2019-11-26 | 2020-11-26 | Certain Teed | CT310HC11-04 | Solar Panels |  | 0.31 | 10 | 150 | 26 |  | Fixed | Roof
Solar Registration Program | NJSRRE1543437131 | Mantua | 8051 | 15 | 9.61 | Residential | No | Behind the Meter | All Season Solar | AC Electric | Accepted | 2019-11-22 | 2019-11-26 | 2020-11-26 | Enphase | IQ7 | Inverters | 240 |  | 31 |  |  | 0.97 |  | Outdoor | Under Module
Solar Registration Program | NJSRRE1543442870 | Haddon Township | 8107 | 14 | 9.61 | Residential | No | Behind the Meter | Skyline Solar LLC | PSE&G | Accepted | 2019-11-26 | 2019-11-27 | 2020-11-27 | Certainteed | CTS-310M | Solar Panels |  | 0.31 | 4 | 74 | 19 |  | Fixed | Roof
Solar Registration Program | NJSRRE1543442870 | Haddon Township | 8107 | 14 | 9.61 | Residential | No | Behind the Meter | Skyline Solar LLC | PSE&G | Accepted | 2019-11-26 | 2019-11-27 | 2020-11-27 | Certainteed | CTS-310M | Solar Panels |  | 0.31 | 3 | 74 | 19 |  | Fixed | Roof
Solar Registration Program | NJSRRE1543442870 | Haddon Township | 8107 | 14 | 9.61 | Residential | No | Behind the Meter | Skyline Solar LLC | PSE&G | Accepted | 2019-11-26 | 2019-11-27 | 2020-11-27 | Certainteed | CTS-310M | Solar Panels |  | 0.31 | 7 | 254 | 19 |  | Fixed | Roof
Solar Registration Program | NJSRRE1543442870 | Haddon Township | 8107 | 14 | 9.61 | Residential | No | Behind the Meter | Skyline Solar LLC | PSE&G | Accepted | 2019-11-26 | 2019-11-27 | 2020-11-27 | Certainteed | CTS-310M | Solar Panels |  | 0.31 | 17 | 254 | 19 |  | Fixed | Roof
Solar Registration Program | NJSRRE1543442870 | Haddon Township | 8107 | 14 | 9.61 | Residential | No | Behind the Meter | Skyline Solar LLC | PSE&G | Accepted | 2019-11-26 | 2019-11-27 | 2020-11-27 | Solaredge | SE7600H-US | Inverters | 7600 |  | 1 |  |  | 0.99 |  | Outdoor | N/A
Solar Registration Program | NJSRRE1543456417 | Lakewood | 8701 | 18 | 9.61 | Residential | No | Behind the Meter | Powerlutions | JCP&L | Accepted | 2019-11-28 | 2019-12-03 | 2020-12-03 | Trina | TSM-310 DD05A | Solar Panels |  | 0.31 | 16 | 187 | 18 |  | Fixed | Roof
Solar Registration Program | NJSRRE1543456417 | Lakewood | 8701 | 18 | 9.61 | Residential | No | Behind the Meter | Powerlutions | JCP&L | Accepted | 2019-11-28 | 2019-12-03 | 2020-12-03 | Trina | TSM-310 DD05A | Solar Panels |  | 0.31 | 8 | 187 | 38 |  | Fixed | Roof
Solar Registration Program | NJSRRE1543456417 | Lakewood | 8701 | 18 | 9.61 | Residential | No | Behind the Meter | Powerlutions | JCP&L | Accepted | 2019-11-28 | 2019-12-03 | 2020-12-03 | Trina | TSM-310 DD05A | Solar Panels |  | 0.31 | 7 | 187 | 38 |  | Fixed | Roof
Solar Registration Program | NJSRRE1543456417 | Lakewood | 8701 | 18 | 9.61 | Residential | No | Behind the Meter | Powerlutions | JCP&L | Accepted | 2019-11-28 | 2019-12-03 | 2020-12-03 | Enphase | IQ7-60-2-US | Inverters | 240 |  | 31 |  |  | 0.97 |  | Outdoor | near panel
Solar Registration Program | NJSRRE1543488964 | Cherry Hill | 8002 | 14 | 9.61 | Residential | Yes | Behind the Meter | Orbit Energy & Power, LLC | PSE&G | Accepted | 2019-12-06 | 2019-12-10 | 2020-12-10 | AXITEC SOLAR | AXITEC 310 | Solar Panels |  | 0.31 | 6 | 47 | 20 |  | Fixed | Roof
Solar Registration Program | NJSRRE1543488964 | Cherry Hill | 8002 | 14 | 9.61 | Residential | Yes | Behind the Meter | Orbit Energy & Power, LLC | PSE&G | Accepted | 2019-12-06 | 2019-12-10 | 2020-12-10 | AXITEC SOLAR | AXITEC 310 | Solar Panels |  | 0.31 | 3 | 138 | 20 |  | Fixed | Roof
Solar Registration Program | NJSRRE1543488964 | Cherry Hill | 8002 | 14 | 9.61 | Residential | Yes | Behind the Meter | Orbit Energy & Power, LLC | PSE&G | Accepted | 2019-12-06 | 2019-12-10 | 2020-12-10 | AXITEC | AXITEC 310W | Solar Panels |  | 0.31 | 15 | 227 | 20 |  | Fixed | Roof
Solar Registration Program | NJSRRE1543488964 | Cherry Hill | 8002 | 14 | 9.61 | Residential | Yes | Behind the Meter | Orbit Energy & Power, LLC | PSE&G | Accepted | 2019-12-06 | 2019-12-10 | 2020-12-10 | AXITEC | AXITEC 310 | Solar Panels |  | 0.31 | 7 | 47 | 20 |  | Fixed | Roof
Solar Registration Program | NJSRRE1543488964 | Cherry Hill | 8002 | 14 | 9.61 | Residential | Yes | Behind the Meter | Orbit Energy & Power, LLC | PSE&G | Accepted | 2019-12-06 | 2019-12-10 | 2020-12-10 | ENPHASE | IQ7-60-2-US | Inverters | 0.24 |  | 31 |  |  | 0.96 |  | Outside | ROOF
Solar Registration Program | NJSRRE1543547202 | Del haven | 8251 | 21 | 9.61 | Residential | Yes | Behind the Meter | RCL Enterprises Inc. | AC Electric | Accepted | 2019-12-13 | 2019-12-17 | 2020-12-17 | trina | TSM-310DD05H.05 | Solar Panels |  | 0.31 | 26 | 123 | 18 |  | Fixed | Roof
Solar Registration Program | NJSRRE1543547202 | Del haven | 8251 | 21 | 9.61 | Residential | Yes | Behind the Meter | RCL Enterprises Inc. | AC Electric | Accepted | 2019-12-13 | 2019-12-17 | 2020-12-17 | trina | TSM-310DD05H.05 | Solar Panels |  | 0.31 | 5 | 123 | 12 |  | Fixed | Roof
Solar Registration Program | NJSRRE1543547202 | Del haven | 8251 | 21 | 9.61 | Residential | Yes | Behind the Meter | RCL Enterprises Inc. | AC Electric | Accepted | 2019-12-13 | 2019-12-17 | 2020-12-17 | enphase | iq7 | Inverters | 8060 |  | 26 |  |  | 0.96 |  | Outside | under panels
Solar Registration Program | NJSRRE1543547202 | Del haven | 8251 | 21 | 9.61 | Residential | Yes | Behind the Meter | RCL Enterprises Inc. | AC Electric | Accepted | 2019-12-13 | 2019-12-17 | 2020-12-17 | enphase | iq7 | Inverters | 1550 |  | 5 |  |  | 0.96 |  | Outside | under panels
Solar Registration Program | NJSRRE1543553044 | Hillside TWP | 7205 | 10 | 9.61 | Residential | Yes | Behind the Meter | 1st Light Energy Inc | PSE&G | Accepted | 2019-12-16 | 2019-12-20 | 2020-12-20 | Longi | LR6-60HPB-310M | Solar Panels |  | 0.31 | 10 | 351 | 14 |  | Fixed | Roof
Solar Registration Program | NJSRRE1543553044 | Hillside TWP | 7205 | 10 | 9.61 | Residential | Yes | Behind the Meter | 1st Light Energy Inc | PSE&G | Accepted | 2019-12-16 | 2019-12-20 | 2020-12-20 | Longi | LR6-60HPB-310M | Solar Panels |  | 0.31 | 21 | 171 | 23 |  | Fixed | Roof
Solar Registration Program | NJSRRE1543553044 | Hillside TWP | 7205 | 10 | 9.61 | Residential | Yes | Behind the Meter | 1st Light Energy Inc | PSE&G | Accepted | 2019-12-16 | 2019-12-20 | 2020-12-20 | SolarEdge | SE7600H-USRGM (240V) | Inverters | 7600 |  | 1 |  |  | 0.99 |  | Outside | within 10 feet of meter
Solar Registration Program | NJSRRE1543395822 | Evesham TWP | 8053 | 13 | 9.62 | Residential | No | Behind the Meter | Solar Spectrum LLC | PSE&G | Accepted | 2019-11-15 | 2019-12-13 | 2020-12-13 | LG Electronics | LG370Q1C-V5 | Solar Panels |  | 0.37 | 26 | 211 | 32 |  | Fixed | Roof
Solar Registration Program | NJSRRE1543395822 | Evesham TWP | 8053 | 13 | 9.62 | Residential | No | Behind the Meter | Solar Spectrum LLC | PSE&G | Accepted | 2019-11-15 | 2019-12-13 | 2020-12-13 | SolarEdge Tech. | SE7600H-US | Inverters | 32 |  | 1 |  |  | 0.99 |  | Outdoor | near meter
Solar Registration Program | NJSRRE1542430864 | West Orange | 7052 | 9 | 9.66 | Residential | Yes | Behind the Meter | Pro Custom Solar dba Momentum Solar | PSE&G | Accepted | 2019-09-24 | 2019-10-08 | 2020-10-08 | LG ELECTRONICS | LG 345N1C-V5 | Solar Panels |  | 0.345 | 17 | 71 | 40 |  | Fixed | Roof
Solar Registration Program | NJSRRE1542430864 | West Orange | 7052 | 9 | 9.66 | Residential | Yes | Behind the Meter | Pro Custom Solar dba Momentum Solar | PSE&G | Accepted | 2019-09-24 | 2019-10-08 | 2020-10-08 | LG ELECTRONICS | LG 345N1C-V5 | Solar Panels |  | 0.345 | 11 | 251 | 40 |  | Fixed | Roof
Solar Registration Program | NJSRRE1542430864 | West Orange | 7052 | 9 | 9.66 | Residential | Yes | Behind the Meter | Pro Custom Solar dba Momentum Solar | PSE&G | Accepted | 2019-09-24 | 2019-10-08 | 2020-10-08 | Enphase Energy | IQ7-60-2-US | Inverters | 250 |  | 28 |  |  | 0.97 |  | Outdoor | Roof
Solar Registration Program | NJSRRE1542436480 | Roselle | 7203 | 10 | 9.66 | Residential | Yes | Behind the Meter | Pro Custom Solar dba Momentum Solar | PSE&G | Accepted | 2019-09-25 | 2019-09-27 | 2020-09-27 | LG ELECTRONICS | LG 345N1C-V5 | Solar Panels |  | 0.345 | 16 | 259 | 38 |  | Fixed | Roof
Solar Registration Program | NJSRRE1542436480 | Roselle | 7203 | 10 | 9.66 | Residential | Yes | Behind the Meter | Pro Custom Solar dba Momentum Solar | PSE&G | Accepted | 2019-09-25 | 2019-09-27 | 2020-09-27 | LG ELECTRONICS | LG 345N1C-V5 | Solar Panels |  | 0.345 | 12 | 79 | 39 |  | Fixed | Roof
Solar Registration Program | NJSRRE1542436480 | Roselle | 7203 | 10 | 9.66 | Residential | Yes | Behind the Meter | Pro Custom Solar dba Momentum Solar | PSE&G | Accepted | 2019-09-25 | 2019-09-27 | 2020-09-27 | Enphase Energy | IQ7-60-2-US | Inverters | 250 |  | 28 |  |  | 0.97 |  | Outdoor | Roof
Solar Registration Program | NJSRRE1542445121 | Haledon | 7508 | 6 | 9.66 | Residential | Yes | Behind the Meter | Pro Custom Solar dba Momentum Solar | PSE&G | Accepted | 2019-09-26 | 2019-09-30 | 2020-09-30 | LG ELECTRONICS | LG 345N1C-V5 | Solar Panels |  | 0.345 | 14 | 161 | 45 |  | Fixed | Roof
Solar Registration Program | NJSRRE1542445121 | Haledon | 7508 | 6 | 9.66 | Residential | Yes | Behind the Meter | Pro Custom Solar dba Momentum Solar | PSE&G | Accepted | 2019-09-26 | 2019-09-30 | 2020-09-30 | LG ELECTRONICS | LG 345N1C-V5 | Solar Panels |  | 0.345 | 6 | 160 | 29 |  | Fixed | Roof
Solar Registration Program | NJSRRE1542445121 | Haledon | 7508 | 6 | 9.66 | Residential | Yes | Behind the Meter | Pro Custom Solar dba Momentum Solar | PSE&G | Accepted | 2019-09-26 | 2019-09-30 | 2020-09-30 | LG ELECTRONICS | LG 345N1C-V5 | Solar Panels |  | 0.345 | 8 | 341 | 42 |  | Fixed | Roof
Solar Registration Program | NJSRRE1542445121 | Haledon | 7508 | 6 | 9.66 | Residential | Yes | Behind the Meter | Pro Custom Solar dba Momentum Solar | PSE&G | Accepted | 2019-09-26 | 2019-09-30 | 2020-09-30 | Enphase Energy | IQ7-60-2-US | Inverters | 250 |  | 28 |  |  | 0.97 |  | Outdoor | Roof
Solar Registration Program | NJSRRE1542541540 | Elizabeth | 7202 | 10 | 9.66 | Residential | Yes | Behind the Meter | Pro Custom Solar dba Momentum Solar | PSE&G | Accepted | 2019-10-14 | 2019-10-16 | 2020-10-16 | LG Electronics | LG 345N1C-V5 | Solar Panels |  | 0.345 | 24 | 184 | 41 |  | Fixed | Roof
Solar Registration Program | NJSRRE1542541540 | Elizabeth | 7202 | 10 | 9.66 | Residential | Yes | Behind the Meter | Pro Custom Solar dba Momentum Solar | PSE&G | Accepted | 2019-10-14 | 2019-10-16 | 2020-10-16 | LG Electronics | LG 345N1C-V5 | Solar Panels |  | 0.345 | 4 | 4 | 43 |  | Fixed | Roof
Solar Registration Program | NJSRRE1542541540 | Elizabeth | 7202 | 10 | 9.66 | Residential | Yes | Behind the Meter | Pro Custom Solar dba Momentum Solar | PSE&G | Accepted | 2019-10-14 | 2019-10-16 | 2020-10-16 | Enphase Energy | IQ7-60-2-US | Inverters | 250 |  | 28 |  |  | 0.97 |  | Outdoor | Roof
Solar Registration Program | NJSRRE1542544458 | East Orange | 7017 | 9 | 9.66 | Residential | Yes | Behind the Meter | Pro Custom Solar dba Momentum Solar | PSE&G | Accepted | 2019-10-15 | 2019-10-17 | 2020-10-17 | LG ELECTRONICS | LG 345N1C-V5 | Solar Panels |  | 0.345 | 5 | 285 | 36 |  | Fixed | Roof
Solar Registration Program | NJSRRE1542544458 | East Orange | 7017 | 9 | 9.66 | Residential | Yes | Behind the Meter | Pro Custom Solar dba Momentum Solar | PSE&G | Accepted | 2019-10-15 | 2019-10-17 | 2020-10-17 | LG ELECTRONICS | LG 345N1C-V5 | Solar Panels |  | 0.345 | 13 | 105 | 37 |  | Fixed | Roof
Solar Registration Program | NJSRRE1542544458 | East Orange | 7017 | 9 | 9.66 | Residential | Yes | Behind the Meter | Pro Custom Solar dba Momentum Solar | PSE&G | Accepted | 2019-10-15 | 2019-10-17 | 2020-10-17 | LG ELECTRONICS | LG 345N1C-V5 | Solar Panels |  | 0.345 | 10 | 105 | 3 |  | Fixed | Roof
Solar Registration Program | NJSRRE1542544458 | East Orange | 7017 | 9 | 9.66 | Residential | Yes | Behind the Meter | Pro Custom Solar dba Momentum Solar | PSE&G | Accepted | 2019-10-15 | 2019-10-17 | 2020-10-17 | Enphase Energy | IQ7-60-2-US | Inverters | 250 |  | 28 |  |  | 0.97 |  | Outdoor | Roof
Solar Registration Program | NJSRRE1542553553 | Newark | 7106 | 9 | 9.66 | Residential | Yes | Behind the Meter | Pro Custom Solar dba Momentum Solar | PSE&G | Accepted | 2019-10-17 | 2019-10-21 | 2020-10-21 | LG Electrics | LG 345N1C-V5 | Solar Panels |  | 0.345 | 20 | 121 | 40 |  | Fixed | Roof
Solar Registration Program | NJSRRE1542553553 | Newark | 7106 | 9 | 9.66 | Residential | Yes | Behind the Meter | Pro Custom Solar dba Momentum Solar | PSE&G | Accepted | 2019-10-17 | 2019-10-21 | 2020-10-21 | LG Electronics | LG 345N1C-V5 | Solar Panels |  | 0.345 | 6 | 301 | 23 |  | Fixed | Roof
Solar Registration Program | NJSRRE1542553553 | Newark | 7106 | 9 | 9.66 | Residential | Yes | Behind the Meter | Pro Custom Solar dba Momentum Solar | PSE&G | Accepted | 2019-10-17 | 2019-10-21 | 2020-10-21 | LG Electronics | LG 345N1C-V5 | Solar Panels |  | 0.345 | 2 | 301 | 40 |  | Fixed | Roof
Solar Registration Program | NJSRRE1542553553 | Newark | 7106 | 9 | 9.66 | Residential | Yes | Behind the Meter | Pro Custom Solar dba Momentum Solar | PSE&G | Accepted | 2019-10-17 | 2019-10-21 | 2020-10-21 | Enphase Energy | IQ7-60-2-US | Inverters | 250 |  | 28 |  |  | 0.97 |  | Outdoor | Roof
Solar Registration Program | NJSRRE1542554041 | Hillsborough | 8844 | 5 | 9.66 | Residential | Yes | Behind the Meter | Pro Custom Solar dba Momentum Solar | PSE&G | Accepted | 2019-10-17 | 2019-10-21 | 2020-10-21 | LG ELECTRONICS | LG 345N1C-V5 | Solar Panels |  | 0.345 | 19 | 138 | 24 |  | Fixed | Roof
Solar Registration Program | NJSRRE1542554041 | Hillsborough | 8844 | 5 | 9.66 | Residential | Yes | Behind the Meter | Pro Custom Solar dba Momentum Solar | PSE&G | Accepted | 2019-10-17 | 2019-10-21 | 2020-10-21 | LG ELECTRONICS | LG 345N1C-V5 | Solar Panels |  | 0.345 | 9 | 318 | 22 |  | Fixed | Roof
Solar Registration Program | NJSRRE1542554041 | Hillsborough | 8844 | 5 | 9.66 | Residential | Yes | Behind the Meter | Pro Custom Solar dba Momentum Solar | PSE&G | Accepted | 2019-10-17 | 2019-10-21 | 2020-10-21 | Enphase Energy | IQ7-60-2-US | Inverters | 250 |  | 28 |  |  | 0.97 |  | Outdoor | Roof
Solar Registration Program | NJSRRE1542554108 | Plainfield | 7060 | 10 | 9.66 | Residential | Yes | Behind the Meter | Pro Custom Solar dba Momentum Solar | PSE&G | Accepted | 2019-10-17 | 2019-10-21 | 2020-10-21 | LG Electronics | LG 345N1C-V5 | Solar Panels |  | 0.345 | 16 | 166 | 22 |  | Fixed | Roof
Solar Registration Program | NJSRRE1542554108 | Plainfield | 7060 | 10 | 9.66 | Residential | Yes | Behind the Meter | Pro Custom Solar dba Momentum Solar | PSE&G | Accepted | 2019-10-17 | 2019-10-21 | 2020-10-21 | LG Electronics | LG 345N1C-V5 | Solar Panels |  | 0.345 | 9 | 76 | 22 |  | Fixed | Roof
Solar Registration Program | NJSRRE1542554108 | Plainfield | 7060 | 10 | 9.66 | Residential | Yes | Behind the Meter | Pro Custom Solar dba Momentum Solar | PSE&G | Accepted | 2019-10-17 | 2019-10-21 | 2020-10-21 | LG Electronics | LG 345N1C-V5 | Solar Panels |  | 0.345 | 3 | 346 | 24 |  | Fixed | Roof
Solar Registration Program | NJSRRE1542554108 | Plainfield | 7060 | 10 | 9.66 | Residential | Yes | Behind the Meter | Pro Custom Solar dba Momentum Solar | PSE&G | Accepted | 2019-10-17 | 2019-10-21 | 2020-10-21 | Enphase Energy | IQ7-60-2-US | Inverters | 250 |  | 28 |  |  | 0.97 |  | Outdoor | Roof
Solar Registration Program | NJSRRE1542633119 | Piscataway | 8854 | 11 | 9.66 | Residential | No | Behind the Meter | Pro Custom Solar dba Momentum Solar | PSE&G | Accepted | 2019-10-25 | 2019-10-29 | 2020-10-29 | LG Electronics | LG 345N1C-V5 | Solar Panels |  | 0.345 | 17 | 241 | 23 |  | Fixed | Roof
Solar Registration Program | NJSRRE1542633119 | Piscataway | 8854 | 11 | 9.66 | Residential | No | Behind the Meter | Pro Custom Solar dba Momentum Solar | PSE&G | Accepted | 2019-10-25 | 2019-10-29 | 2020-10-29 | LG Electronics | LG 345N1C-V5 | Solar Panels |  | 0.345 | 11 | 241 | 23 |  | Fixed | Roof
Solar Registration Program | NJSRRE1542633119 | Piscataway | 8854 | 11 | 9.66 | Residential | No | Behind the Meter | Pro Custom Solar dba Momentum Solar | PSE&G | Accepted | 2019-10-25 | 2019-10-29 | 2020-10-29 | Enphase Energy | IQ7-60-2-US | Inverters | 250 |  | 28 |  |  | 0.97 |  | Outdoor | Roof
Solar Registration Program | NJSRRE1542684364 | Piscataway | 8854 | 11 | 9.66 | Residential | Yes | Behind the Meter | Pro Custom Solar dba Momentum Solar | PSE&G | Accepted | 2019-10-28 | 2019-10-30 | 2020-10-30 | LG ELECTRONICS | LG 345N1C-V5 | Solar Panels |  | 0.345 | 12 | 230 | 14 |  | Fixed | Roof
Solar Registration Program | NJSRRE1542684364 | Piscataway | 8854 | 11 | 9.66 | Residential | Yes | Behind the Meter | Pro Custom Solar dba Momentum Solar | PSE&G | Accepted | 2019-10-28 | 2019-10-30 | 2020-10-30 | LG ELECTRONICS | LG 345N1C-V5 | Solar Panels |  | 0.345 | 7 | 143 | 14 |  | Fixed | Roof
Solar Registration Program | NJSRRE1542684364 | Piscataway | 8854 | 11 | 9.66 | Residential | Yes | Behind the Meter | Pro Custom Solar dba Momentum Solar | PSE&G | Accepted | 2019-10-28 | 2019-10-30 | 2020-10-30 | LG ELECTRONICS | LG 345N1C-V5 | Solar Panels |  | 0.345 | 9 | 229 | 18 |  | Fixed | Roof
Solar Registration Program | NJSRRE1542684364 | Piscataway | 8854 | 11 | 9.66 | Residential | Yes | Behind the Meter | Pro Custom Solar dba Momentum Solar | PSE&G | Accepted | 2019-10-28 | 2019-10-30 | 2020-10-30 | Enphase Energy | IQ7Plus-72-2-US | Inverters | 295 |  | 28 |  |  | 0.97 |  | Outdoor | Roof
Solar Registration Program | NJSRRE1541128337 | Willingboro | 8046 | 13 | 9.69 | Residential | No | Behind the Meter | Green Power Solution | PSE&G | Accepted | 2019-06-25 | 2019-06-25 | 2020-06-25 | TRINA | TSM-255PD06.082 | Solar Panels |  | 0.255 | 38 | 100 | 25 |  | Fixed | Roof
Solar Registration Program | NJSRRE1541128337 | Willingboro | 8046 | 13 | 9.69 | Residential | No | Behind the Meter | Green Power Solution | PSE&G | Accepted | 2019-06-25 | 2019-06-25 | 2020-06-25 | SMA | SB.5.01SP-US-40 | Inverters | 5000 |  | 3 |  |  | 0.98 |  | Outdoor | S.SIDE OF HOME
Solar Registration Program | NJSRRE1539706431 | Morris Plains | 7950 | 3 | 9.72 | Residential | No | Behind the Meter | Sundial Solar Innovations | JCP&L | Accepted | 2018-10-29 | 2018-10-31 | 2020-04-30 | LG | LG360q1c-a5 | Solar Panels |  | 0.36 | 2 | 125 | 15 |  | Fixed | Roof
Solar Registration Program | NJSRRE1539706431 | Morris Plains | 7950 | 3 | 9.72 | Residential | No | Behind the Meter | Sundial Solar Innovations | JCP&L | Accepted | 2018-10-29 | 2018-10-31 | 2020-04-30 | LG | LG360q1c-a5 | Solar Panels |  | 0.36 | 25 | 215 | 15 |  | Fixed | Roof
Solar Registration Program | NJSRRE1539706431 | Morris Plains | 7950 | 3 | 9.72 | Residential | No | Behind the Meter | Sundial Solar Innovations | JCP&L | Accepted | 2018-10-29 | 2018-10-31 | 2020-04-30 | Enphase | iq7+ | Inverters | 290 |  | 27 |  |  | 0.97 |  | Outdoor | rooftop
Solar Registration Program | NJSRRE1539706431 | Morris Plains | 7950 | 3 | 9.72 | Residential | No | Behind the Meter | Sundial Solar Innovations | JCP&L | Accepted | 2018-10-29 | 2018-10-31 | 2020-04-30 | Enphase | EnvoyS | Meters |  |  | 1 |  |  |  | Yes | Outdoor
Solar Registration Program | NJSRRE1540307082 | Matawan | 7747 | 17 | 9.72 | Residential | No | Behind the Meter | Sunrun Installation Services, Inc. | JCP&L | Accepted | 2019-02-01 | 2019-02-04 | 2020-02-04 | LG Electronics | LG360Q1C-A5 | Solar Panels |  | 0.36 | 10 | 7 | 37 |  | Fixed | Roof
Solar Registration Program | NJSRRE1540307082 | Matawan | 7747 | 17 | 9.72 | Residential | No | Behind the Meter | Sunrun Installation Services, Inc. | JCP&L | Accepted | 2019-02-01 | 2019-02-04 | 2020-02-04 | LG Electronics | LG360Q1C-A5 | Solar Panels |  | 0.36 | 17 | 187 | 37 |  | Fixed | Roof
Solar Registration Program | NJSRRE1540307082 | Matawan | 7747 | 17 | 9.72 | Residential | No | Behind the Meter | Sunrun Installation Services, Inc. | JCP&L | Accepted | 2019-02-01 | 2019-02-04 | 2020-02-04 | SMA America | SB3.8-1SP-US-40 | Inverters | 3800 |  | 1 |  |  | 0.96 |  | Outdoor | Next To Meter
Solar Registration Program | NJSRRE1540307082 | Matawan | 7747 | 17 | 9.72 | Residential | No | Behind the Meter | Sunrun Installation Services, Inc. | JCP&L | Accepted | 2019-02-01 | 2019-02-04 | 2020-02-04 | SMA America | SB5.0-1SP-US-40 | Inverters | 5000 |  | 1 |  |  | 0.96 |  | Outdoor | Next To Meter
Solar Registration Program | NJSRRE1541064330 | Weehawken | 7086 | 8 | 9.72 | Residential | Yes | Behind the Meter | Sunrun Installation Services, Inc. | PSE&G | Accepted | 2019-05-31 | 2019-06-05 | 2020-06-05 | LG Electronics | LG360Q1C-A5 | Solar Panels |  | 0.36 | 27 | 196 | 10 |  | Fixed | Roof
Solar Registration Program | NJSRRE1541064330 | Weehawken | 7086 | 8 | 9.72 | Residential | Yes | Behind the Meter | Sunrun Installation Services, Inc. | PSE&G | Accepted | 2019-05-31 | 2019-06-05 | 2020-06-05 | Ningbo Ginlong Technologies | Solis-1P9K-4G-US | Inverters | 9000 |  | 1 |  |  | 0.96 |  | Outdoor | Next To Meter
Solar Registration Program | NJSRRE1541580152 | EDISON | 8837 | 11 | 9.72 | Residential | Yes | Behind the Meter | Pro Custom Solar dba Momentum Solar | PSE&G | Accepted | 2019-07-03 | 2019-07-05 | 2020-07-05 | LG ELECTRONICS | LG 335N1C-A5 | Solar Panels |  | 0.335 | 17 | 83 | 25 |  | Fixed | Roof
Solar Registration Program | NJSRRE1541580152 | EDISON | 8837 | 11 | 9.72 | Residential | Yes | Behind the Meter | Pro Custom Solar dba Momentum Solar | PSE&G | Accepted | 2019-07-03 | 2019-07-05 | 2020-07-05 | LG ELECTRONICS | LG 335N1C-A5 | Solar Panels |  | 0.335 | 12 | 263 | 24 |  | Fixed | Roof
Solar Registration Program | NJSRRE1541580152 | EDISON | 8837 | 11 | 9.72 | Residential | Yes | Behind the Meter | Pro Custom Solar dba Momentum Solar | PSE&G | Accepted | 2019-07-03 | 2019-07-05 | 2020-07-05 | ENPHASE | IQ7-60-2-US | Inverters | 250 |  | 29 |  |  | 0.97 |  | Outdoor | Roof
Solar Registration Program | NJSRRE1541624072 | RIDGEFIELD PARK | 7660 | 7 | 9.72 | Residential | Yes | Behind the Meter | Pro Custom Solar dba Momentum Solar | PSE&G | Accepted | 2019-07-09 | 2019-07-11 | 2020-07-11 | LG ELECTRONICS | LG 335N1C-A5 | Solar Panels |  | 0.335 | 19 | 207 | 24 |  | Fixed | Roof
Solar Registration Program | NJSRRE1541624072 | RIDGEFIELD PARK | 7660 | 7 | 9.72 | Residential | Yes | Behind the Meter | Pro Custom Solar dba Momentum Solar | PSE&G | Accepted | 2019-07-09 | 2019-07-11 | 2020-07-11 | LG ELECTRONICS | LG 335N1C-A5 | Solar Panels |  | 0.335 | 5 | 117 | 23 |  | Fixed | Roof
Solar Registration Program | NJSRRE1541624072 | RIDGEFIELD PARK | 7660 | 7 | 9.72 | Residential | Yes | Behind the Meter | Pro Custom Solar dba Momentum Solar | PSE&G | Accepted | 2019-07-09 | 2019-07-11 | 2020-07-11 | LG ELECTRONICS | LG 335N1C-A5 | Solar Panels |  | 0.335 | 5 | 297 | 23 |  | Fixed | Roof
Solar Registration Program | NJSRRE1541624072 | RIDGEFIELD PARK | 7660 | 7 | 9.72 | Residential | Yes | Behind the Meter | Pro Custom Solar dba Momentum Solar | PSE&G | Accepted | 2019-07-09 | 2019-07-11 | 2020-07-11 | ENPHASE | IQ7-60-2-US | Inverters | 250 |  | 29 |  |  | 0.97 |  | Outdoor | Roof
Solar Registration Program | NJSRRE1541624572 | TRENTON | 8618 | 12 | 9.72 | Residential | Yes | Behind the Meter | Pro Custom Solar dba Momentum Solar | PSE&G | Accepted | 2019-07-09 | 2019-07-11 | 2020-07-11 | LG ELECTRONICS | LG 335N1C-A5 | Solar Panels |  | 0.335 | 10 | 70 | 21 |  | Fixed | Roof
Solar Registration Program | NJSRRE1541624572 | TRENTON | 8618 | 12 | 9.72 | Residential | Yes | Behind the Meter | Pro Custom Solar dba Momentum Solar | PSE&G | Accepted | 2019-07-09 | 2019-07-11 | 2020-07-11 | LG ELECTRONICS | LG 335N1C-A5 | Solar Panels |  | 0.335 | 7 | 250 | 21 |  | Fixed | Roof
Solar Registration Program | NJSRRE1541624572 | TRENTON | 8618 | 12 | 9.72 | Residential | Yes | Behind the Meter | Pro Custom Solar dba Momentum Solar | PSE&G | Accepted | 2019-07-09 | 2019-07-11 | 2020-07-11 | LG ELECTRONICS | LG 335N1C-A5 | Solar Panels |  | 0.335 | 9 | 160 | 22 |  | Fixed | Roof
Solar Registration Program | NJSRRE1541624572 | TRENTON | 8618 | 12 | 9.72 | Residential | Yes | Behind the Meter | Pro Custom Solar dba Momentum Solar | PSE&G | Accepted | 2019-07-09 | 2019-07-11 | 2020-07-11 | LG ELECTRONICS | LG 335N1C-A5 | Solar Panels |  | 0.335 | 3 | 160 | 22 |  | Fixed | Roof
Solar Registration Program | NJSRRE1541624572 | TRENTON | 8618 | 12 | 9.72 | Residential | Yes | Behind the Meter | Pro Custom Solar dba Momentum Solar | PSE&G | Accepted | 2019-07-09 | 2019-07-11 | 2020-07-11 | ENPHASE | IQ7-60-2-US | Inverters | 250 |  | 29 |  |  | 0.97 |  | Outdoor | Roof
Solar Registration Program | NJSRRE1541644550 | NEW BRUNSWICK | 8901 | 11 | 9.72 | Residential | Yes | Behind the Meter | Pro Custom Solar dba Momentum Solar | PSE&G | Accepted | 2019-07-15 | 2019-07-17 | 2020-07-17 | LG ELECTRONICS | LG 335N1C-A5 | Solar Panels |  | 0.335 | 16 | 128 | 40 |  | Fixed | Roof
Solar Registration Program | NJSRRE1541644550 | NEW BRUNSWICK | 8901 | 11 | 9.72 | Residential | Yes | Behind the Meter | Pro Custom Solar dba Momentum Solar | PSE&G | Accepted | 2019-07-15 | 2019-07-17 | 2020-07-17 | LG ELECTRONICS | LG 335N1C-A5 | Solar Panels |  | 0.335 | 4 | 218 | 1 |  | Fixed | Roof
Solar Registration Program | NJSRRE1541644550 | NEW BRUNSWICK | 8901 | 11 | 9.72 | Residential | Yes | Behind the Meter | Pro Custom Solar dba Momentum Solar | PSE&G | Accepted | 2019-07-15 | 2019-07-17 | 2020-07-17 | LG ELECTRONICS | LG 335N1C-A5 | Solar Panels |  | 0.335 | 9 | 308 | 19 |  | Fixed | Roof
Solar Registration Program | NJSRRE1541644550 | NEW BRUNSWICK | 8901 | 11 | 9.72 | Residential | Yes | Behind the Meter | Pro Custom Solar dba Momentum Solar | PSE&G | Accepted | 2019-07-15 | 2019-07-17 | 2020-07-17 | ENPHASE | IQ7-60-2-US | Inverters | 250 |  | 29 |  |  | 0.97 |  | Outdoor | Roof
Solar Registration Program | NJSRRE1541864808 | JERSEY CITY | 7305 | 8 | 9.72 | Residential | Yes | Behind the Meter | Pro Custom Solar dba Momentum Solar | PSE&G | Accepted | 2019-08-21 | 2019-08-26 | 2020-08-26 | LG ELECTRONICS | LG 335N1C-V5 | Solar Panels |  | 0.335 | 15 | 219 | 35 |  | Fixed | Roof
Solar Registration Program | NJSRRE1541864808 | JERSEY CITY | 7305 | 8 | 9.72 | Residential | Yes | Behind the Meter | Pro Custom Solar dba Momentum Solar | PSE&G | Accepted | 2019-08-21 | 2019-08-26 | 2020-08-26 | LG ELECTRONICS | LG 335N1C-V5 | Solar Panels |  | 0.335 | 14 | 39 | 35 |  | Fixed | Roof
Solar Registration Program | NJSRRE1541864808 | JERSEY CITY | 7305 | 8 | 9.72 | Residential | Yes | Behind the Meter | Pro Custom Solar dba Momentum Solar | PSE&G | Accepted | 2019-08-21 | 2019-08-26 | 2020-08-26 | Enphase Energy | IQ7-60-2-US | Inverters | 250 |  | 29 |  |  | 0.97 |  | Outdoor | Roof
Solar Registration Program | NJSRRE1541883829 | Atco | 8004 | 14 | 9.72 | Residential | Yes | Behind the Meter | Pro Custom Solar dba Momentum Solar | AC Electric | Accepted | 2019-08-26 | 2019-08-28 | 2020-08-28 | LG ELECTRONICS | LG 335N1C-V5 | Solar Panels |  | 0.335 | 12 | 206 | 18 |  | Fixed | Roof
Solar Registration Program | NJSRRE1541883829 | Atco | 8004 | 14 | 9.72 | Residential | Yes | Behind the Meter | Pro Custom Solar dba Momentum Solar | AC Electric | Accepted | 2019-08-26 | 2019-08-28 | 2020-08-28 | LG ELECTRONICS | LG 335N1C-V5 | Solar Panels |  | 0.335 | 12 | 26 | 15 |  | Fixed | Roof
Solar Registration Program | NJSRRE1541883829 | Atco | 8004 | 14 | 9.72 | Residential | Yes | Behind the Meter | Pro Custom Solar dba Momentum Solar | AC Electric | Accepted | 2019-08-26 | 2019-08-28 | 2020-08-28 | LG ELECTRONICS | LG 335N1C-V5 | Solar Panels |  | 0.335 | 5 | 206 | 17 |  | Fixed | Roof
Solar Registration Program | NJSRRE1541883829 | Atco | 8004 | 14 | 9.72 | Residential | Yes | Behind the Meter | Pro Custom Solar dba Momentum Solar | AC Electric | Accepted | 2019-08-26 | 2019-08-28 | 2020-08-28 | Enphase Energy | IQ7-60-2-US | Inverters | 250 |  | 29 |  |  | 0.97 |  | Outdoor | Roof
Solar Registration Program | NJSRRE1541907837 | Hillsdale | 7642 | 7 | 9.72 | Residential | Yes | Behind the Meter | Pro Custom Solar dba Momentum Solar | PSE&G | Accepted | 2019-08-29 | 2019-09-03 | 2020-09-03 | LG ELECTRONICS | LG 335N1C-V5 | Solar Panels |  | 0.335 | 15 | 172 | 37 |  | Fixed | Roof
Solar Registration Program | NJSRRE1541907837 | Hillsdale | 7642 | 7 | 9.72 | Residential | Yes | Behind the Meter | Pro Custom Solar dba Momentum Solar | PSE&G | Accepted | 2019-08-29 | 2019-09-03 | 2020-09-03 | LG ELECTRONICS | LG 335N1C-V5 | Solar Panels |  | 0.335 | 14 | 352 | 7 |  | Fixed | Roof
Solar Registration Program | NJSRRE1541907837 | Hillsdale | 7642 | 7 | 9.72 | Residential | Yes | Behind the Meter | Pro Custom Solar dba Momentum Solar | PSE&G | Accepted | 2019-08-29 | 2019-09-03 | 2020-09-03 | Enphase Energy | IQ7-60-2-US | Inverters | 250 |  | 29 |  |  | 0.97 |  | Outdoor | Roof
Solar Registration Program | NJSRRE1542370245 | Bayville | 8721 | 18 | 9.72 | Residential | No | Behind the Meter | Green Sun Energy Services, LLC | JCP&L | Accepted | 2019-09-09 | 2019-09-11 | 2020-09-11 | SolarEdge | SE7600H-US000NNC2 | Inverters | 7600 |  | 1 |  |  | 0.992 |  | Outside | Next to utility meter
Solar Registration Program | NJSRRE1542370245 | Bayville | 8721 | 18 | 9.72 | Residential | No | Behind the Meter | Green Sun Energy Services, LLC | JCP&L | Accepted | 2019-09-09 | 2019-09-11 | 2020-09-11 | LG | LG 335N1K-V5 NeON 2 Mono | Solar Panels |  | 0.335 | 29 | 111 | 22 |  | Fixed | Roof | Roof
Solar Registration Program | NJSRRE1542370245 | Bayville | 8721 | 18 | 9.72 | Residential | No | Behind the Meter | Green Sun Energy Services, LLC | JCP&L | Accepted | 2019-09-09 | 2019-09-11 | 2020-09-11 | SolarEdge | SE7600H-US000NNC2 | Meters | 7600 |  | 1 |  |  |  | Yes | Outdoor
Solar Registration Program | NJSRRE1542373058 | Newton | 7860 | 1 | 9.72 | Residential | Yes | Behind the Meter | Pro Custom Solar dba Momentum Solar | JCP&L | Accepted | 2019-09-09 | 2019-09-11 | 2020-09-11 | LG ELECTRONICS | LG 335N1C-A5 | Solar Panels |  | 0.335 | 11 | 284 | 19 |  | Fixed | Roof
Solar Registration Program | NJSRRE1542373058 | Newton | 7860 | 1 | 9.72 | Residential | Yes | Behind the Meter | Pro Custom Solar dba Momentum Solar | JCP&L | Accepted | 2019-09-09 | 2019-09-11 | 2020-09-11 | LG ELECTRONICS | LG 335N1C-A5 | Solar Panels |  | 0.335 | 18 | 104 | 17 |  | Fixed | Roof
Solar Registration Program | NJSRRE1542373058 | Newton | 7860 | 1 | 9.72 | Residential | Yes | Behind the Meter | Pro Custom Solar dba Momentum Solar | JCP&L | Accepted | 2019-09-09 | 2019-09-11 | 2020-09-11 | Enphase Energy | IQ7-60-2-US | Inverters | 250 |  | 29 |  |  | 0.97 |  | Outdoor | Roof
Solar Registration Program | NJSRRE1542411889 | Westampton | 8060 | 13 | 9.72 | Residential | Yes | Behind the Meter | Pro Custom Solar dba Momentum Solar | PSE&G | Accepted | 2019-09-17 | 2019-09-19 | 2020-09-19 | LG ELECTRONICS | LG 335N1C-V5 | Solar Panels |  | 0.335 | 22 | 194 | 29 |  | Fixed | Roof
Solar Registration Program | NJSRRE1542411889 | Westampton | 8060 | 13 | 9.72 | Residential | Yes | Behind the Meter | Pro Custom Solar dba Momentum Solar | PSE&G | Accepted | 2019-09-17 | 2019-09-19 | 2020-09-19 | LG ELECTRONICS | LG 335N1C-V5 | Solar Panels |  | 0.335 | 7 | 14 | 29 |  | Fixed | Roof
Solar Registration Program | NJSRRE1542411889 | Westampton | 8060 | 13 | 9.72 | Residential | Yes | Behind the Meter | Pro Custom Solar dba Momentum Solar | PSE&G | Accepted | 2019-09-17 | 2019-09-19 | 2020-09-19 | Enphase Energy | IQ7-60-2-US | Inverters | 250 |  | 29 |  |  | 0.97 |  | Outdoor | Roof
Solar Registration Program | NJSRRE1542423035 | Edison | 8820 | 11 | 9.72 | Residential | Yes | Behind the Meter | Pro Custom Solar dba Momentum Solar | PSE&G | Accepted | 2019-09-19 | 2019-09-23 | 2020-09-23 | LG ELECTRONICS | LG 335N1C-V5 | Solar Panels |  | 0.335 | 2 | 86 | 19 |  | Fixed | Roof
Solar Registration Program | NJSRRE1542423035 | Edison | 8820 | 11 | 9.72 | Residential | Yes | Behind the Meter | Pro Custom Solar dba Momentum Solar | PSE&G | Accepted | 2019-09-19 | 2019-09-23 | 2020-09-23 | LG ELECTRONICS | LG 335N1C-V5 | Solar Panels |  | 0.335 | 27 | 176 | 22 |  | Fixed | Roof
Solar Registration Program | NJSRRE1542423035 | Edison | 8820 | 11 | 9.72 | Residential | Yes | Behind the Meter | Pro Custom Solar dba Momentum Solar | PSE&G | Accepted | 2019-09-19 | 2019-09-23 | 2020-09-23 | Enphase Energy | IQ7-60-2-US | Inverters | 250 |  | 29 |  |  | 0.97 |  | Outdoor | Roof
Solar Registration Program | NJSRRE1543041784 | Hillsborough | 8844 | 5 | 9.72 | Residential | No | Behind the Meter | Green House Solar | PSE&G | Accepted | 2019-11-06 | 2019-11-11 | 2020-11-11 | Sunpower | SPR-X21-335-E-AC | Solar Panels |  | 0.335 | 4 | 155 | 42 |  | Fixed | Roof
Solar Registration Program | NJSRRE1543041784 | Hillsborough | 8844 | 5 | 9.72 | Residential | No | Behind the Meter | Green House Solar | PSE&G | Accepted | 2019-11-06 | 2019-11-11 | 2020-11-11 | Sunpower | SPR-X21-335-E-AC | Solar Panels |  | 0.335 | 3 | 245 | 25 |  | Fixed | Roof
Solar Registration Program | NJSRRE1543041784 | Hillsborough | 8844 | 5 | 9.72 | Residential | No | Behind the Meter | Green House Solar | PSE&G | Accepted | 2019-11-06 | 2019-11-11 | 2020-11-11 | Sunpower | SPR-X21-335-E-AC | Solar Panels |  | 0.335 | 12 | 245 | 45 |  | Fixed | Roof
Solar Registration Program | NJSRRE1543041784 | Hillsborough | 8844 | 5 | 9.72 | Residential | No | Behind the Meter | Green House Solar | PSE&G | Accepted | 2019-11-06 | 2019-11-11 | 2020-11-11 | Sunpower | SPR-X21-335-E-AC | Solar Panels |  | 0.335 | 10 | 245 | 35 |  | Fixed | Roof
Solar Registration Program | NJSRRE1543041784 | Hillsborough | 8844 | 5 | 9.72 | Residential | No | Behind the Meter | Green House Solar | PSE&G | Accepted | 2019-11-06 | 2019-11-11 | 2020-11-11 | Sunpower | SPR-X21-335-E-AC | Inverters | 315 |  | 29 |  |  | 0.975 |  | Other | Panel Mounted
Solar Registration Program | NJSRRE1543046530 | Pennsauken | 8109 | 14 | 9.72 | Residential | No | Behind the Meter | Kaitanna Solar, LLC | PSE&G | Accepted | 2019-11-07 | 2019-11-11 | 2020-11-11 | Solaria | PowerXT360R-PD | Solar Panels |  | 0.36 | 22 | 231 | 45 |  | Fixed | Roof
Solar Registration Program | NJSRRE1543046530 | Pennsauken | 8109 | 14 | 9.72 | Residential | No | Behind the Meter | Kaitanna Solar, LLC | PSE&G | Accepted | 2019-11-07 | 2019-11-11 | 2020-11-11 | Solaria | PowerXT360R-PD | Solar Panels |  | 0.36 | 5 | 141 | 44 |  | Fixed | Roof
Solar Registration Program | NJSRRE1543046530 | Pennsauken | 8109 | 14 | 9.72 | Residential | No | Behind the Meter | Kaitanna Solar, LLC | PSE&G | Accepted | 2019-11-07 | 2019-11-11 | 2020-11-11 | Enphase | IQ7+ | Inverters | 290 |  | 27 |  |  | 0.97 |  | Outside | Under Module
Solar Registration Program | NJSRRE1543046530 | Pennsauken | 8109 | 14 | 9.72 | Residential | No | Behind the Meter | Kaitanna Solar, LLC | PSE&G | Accepted | 2019-11-07 | 2019-11-11 | 2020-11-11 | Enphase | Envoy S | Meters |  |  | 1 |  |  |  | Yes | Outdoor
Solar Registration Program | NJSRRE1543416472 | South Brunswick | 8810 | 11 | 9.72 | Residential | No | Behind the Meter | Public Service Solar | PSE&G | Accepted | 2019-11-16 | 2019-11-20 | 2020-11-20 | LG | 335N1K-V5 | Solar Panels |  | 0.335 | 29 | 151 | 35 |  | Fixed | Roof
Solar Registration Program | NJSRRE1543416472 | South Brunswick | 8810 | 11 | 9.72 | Residential | No | Behind the Meter | Public Service Solar | PSE&G | Accepted | 2019-11-16 | 2019-11-20 | 2020-11-20 | Enphase | IQ7+ | Inverters | 0.29 |  | 29 |  |  | 0.96 |  | Outside | Under panels
Solar Registration Program | NJSRRE1543416474 | Howell | 7731 | 17 | 9.72 | Residential | No | Behind the Meter | Public Service Solar | JCP&L | Accepted | 2019-11-16 | 2019-11-20 | 2020-11-20 | LG | 335N1K-V5 | Solar Panels |  | 0.335 | 29 | 207 | 19 |  | Fixed | Roof
Solar Registration Program | NJSRRE1543416474 | Howell | 7731 | 17 | 9.72 | Residential | No | Behind the Meter | Public Service Solar | JCP&L | Accepted | 2019-11-16 | 2019-11-20 | 2020-11-20 | Enphase | IQ7+ | Inverters | 0.29 |  | 29 |  |  | 0.96 |  | Outside | Under panels
Solar Registration Program | NJSRRE1541025227 | Little Ferry | 7643 | 7 | 9.74 | Residential | Yes | Behind the Meter | Trinity Solar | PSE&G | Accepted | 2019-05-20 | 2019-05-22 | 2020-05-22 | Hanwha 295 | Q.PEAK-BLK G4.1 295 | Solar Panels |  | 0.295 | 15 | 177 | 27 |  | Fixed | Roof
Solar Registration Program | NJSRRE1541025227 | Little Ferry | 7643 | 7 | 9.74 | Residential | Yes | Behind the Meter | Trinity Solar | PSE&G | Accepted | 2019-05-20 | 2019-05-22 | 2020-05-22 | Hanwha 295 | Q.PEAK-BLK G4.1 295 | Solar Panels |  | 0.295 | 18 | 267 | 27 |  | Fixed | Roof
Solar Registration Program | NJSRRE1541025227 | Little Ferry | 7643 | 7 | 9.74 | Residential | Yes | Behind the Meter | Trinity Solar | PSE&G | Accepted | 2019-05-20 | 2019-05-22 | 2020-05-22 | Solar Edge | SE10000 | Inverters | 10000 |  | 1 |  |  | 0.97 |  | Outside | Side of home
Solar Registration Program | NJSRRE1541027748 | East Windsor | 8520 | 12 | 9.74 | Residential | Yes | Behind the Meter | Trinity Solar | JCP&L | Accepted | 2019-05-21 | 2019-05-24 | 2020-05-24 | HANWHA | Q.PEAK-BLK G4.1 295 | Solar Panels |  | 0.295 | 22 | 97 | 23 |  | Fixed | Roof
Solar Registration Program | NJSRRE1541027748 | East Windsor | 8520 | 12 | 9.74 | Residential | Yes | Behind the Meter | Trinity Solar | JCP&L | Accepted | 2019-05-21 | 2019-05-24 | 2020-05-24 | HANWHA | Q.PEAK-BLK G4.1 295 | Solar Panels |  | 0.295 | 11 | 277 | 23 |  | Fixed | Roof
Solar Registration Program | NJSRRE1541027748 | East Windsor | 8520 | 12 | 9.74 | Residential | Yes | Behind the Meter | Trinity Solar | JCP&L | Accepted | 2019-05-21 | 2019-05-24 | 2020-05-24 | Solar Edge | SE10000H-US000NNC2 | Inverters | 10000 |  | 1 |  |  | 0.97 |  | Outdoor | side of home
Solar Registration Program | NJSRRE1541676202 | Atco | 8004 | 14 | 9.74 | Residential | Yes | Behind the Meter | Bright Planet Solar | AC Electric | Accepted | 2019-07-17 | 2019-07-22 | 2020-07-22 | HANWHA Q-CELLS | Q.PEAK BLK-G4.1 295W | Solar Panels |  | 0.295 | 4 | 148 | 23 |  | Fixed | Roof
Solar Registration Program | NJSRRE1541676202 | Atco | 8004 | 14 | 9.74 | Residential | Yes | Behind the Meter | Bright Planet Solar | AC Electric | Accepted | 2019-07-17 | 2019-07-22 | 2020-07-22 | HANWHA Q-CELLS | Q.PEAK BLK-G4.1 295W | Solar Panels |  | 0.295 | 29 | 148 | 23 |  | Fixed | Roof
Solar Registration Program | NJSRRE1541676202 | Atco | 8004 | 14 | 9.74 | Residential | Yes | Behind the Meter | Bright Planet Solar | AC Electric | Accepted | 2019-07-17 | 2019-07-22 | 2020-07-22 | SOLAR EDGE | SE10000H-USRGM | Inverters | 10 |  | 1 |  |  | 0.98 |  | Outdoor | NEXT TO METER
Solar Registration Program | NJSRRE1540993957 | Emerson | 7630 | 7 | 9.75 | Residential | No | Behind the Meter | Green Power Energy | PSE&G | Final As-Built Received | 2019-05-16 | 2019-05-21 | 2020-05-21 | Solar Edge | SE10000H-US | Inverters | 10000 |  | 1 |  |  | 0.97 |  | Outside | next to meter
Solar Registration Program | NJSRRE1540993957 | Emerson | 7630 | 7 | 9.75 | Residential | No | Behind the Meter | Green Power Energy | PSE&G | Final As-Built Received | 2019-05-16 | 2019-05-21 | 2020-05-21 | Panasonic | VBHN325KA03 | Solar Panels |  | 0.325 | 30 | 110 | 20 |  | Fixed | Roof
Solar Registration Program | NJSRRE1540993957 | Emerson | 7630 | 7 | 9.75 | Residential | No | Behind the Meter | Green Power Energy | PSE&G | Final As-Built Received | 2019-05-16 | 2019-05-21 | 2020-05-21 | Itron | CL200 | Meters |  |  | 1 |  |  |  | Yes | Outdoor
Solar Registration Program | NJSRRE1541014642 | Mullica Hill | 8062 | 15 | 9.75 | Residential | No | Behind the Meter | Impact Solar LLC | AC Electric | Accepted | 2019-05-16 | 2019-05-21 | 2020-05-21 | Panasonic | VBHN325SA17 | Solar Panels |  | 0.325 | 30 | 212 | 34 |  | Fixed | Roof
Solar Registration Program | NJSRRE1541014642 | Mullica Hill | 8062 | 15 | 9.75 | Residential | No | Behind the Meter | Impact Solar LLC | AC Electric | Accepted | 2019-05-16 | 2019-05-21 | 2020-05-21 | Solaredge | SE10000H-US | Inverters | 10000 |  | 1 |  |  | 0.96 |  | Indoor | garage
Solar Registration Program | NJSRRE1541014642 | Mullica Hill | 8062 | 15 | 9.75 | Residential | No | Behind the Meter | Impact Solar LLC | AC Electric | Accepted | 2019-05-16 | 2019-05-21 | 2020-05-21 | solaredge | solaredge direct | Meters |  |  | 1 |  |  |  |  | Indoor
Solar Registration Program | NJSRRE1541634975 | Princeton | 8540 | 12 | 9.75 | Residential | No | Behind the Meter | Ampericon | PSE&G | Accepted | 2019-07-11 | 2019-07-16 | 2020-07-16 | Hanwha | Qcell 325 | Solar Panels |  | 0.325 | 30 | 176 | 25 |  | Fixed | Roof
Solar Registration Program | NJSRRE1541634975 | Princeton | 8540 | 12 | 9.75 | Residential | No | Behind the Meter | Ampericon | PSE&G | Accepted | 2019-07-11 | 2019-07-16 | 2020-07-16 | EnPhase | IQ7 | Inverters | 250 |  | 30 |  |  | 0.965 |  | Outside | Roof
Solar Registration Program | NJSRRE1541637693 | Sewell | 8080 | 15 | 9.75 | Residential | No | Behind the Meter | Green Power Energy | AC Electric | Accepted | 2019-07-12 | 2019-07-16 | 2020-07-16 | Panasonic | VBHN325KA03 | Solar Panels |  | 0.325 | 30 | 156 | 37 |  | Fixed | Roof
Solar Registration Program | NJSRRE1541637693 | Sewell | 8080 | 15 | 9.75 | Residential | No | Behind the Meter | Green Power Energy | AC Electric | Accepted | 2019-07-12 | 2019-07-16 | 2020-07-16 | Solar Edge | SE11400H-US | Inverters | 11400 |  | 1 |  |  | 0.97 |  | Outside | next to meter
Solar Registration Program | NJSRRE1541800302 | Monroe | 8831 | 11 | 9.75 | Residential | No | Behind the Meter | US Clean Energy Construction Inc. | JCP&L | Final As-Built Received | 2019-08-07 | 2019-08-12 | 2020-08-12 | Qcell | Qcell 325W | Solar Panels |  | 0.325 | 30 | 213 | 30 |  | Fixed | Roof
Solar Registration Program | NJSRRE1541800302 | Monroe | 8831 | 11 | 9.75 | Residential | No | Behind the Meter | US Clean Energy Construction Inc. | JCP&L | Final As-Built Received | 2019-08-07 | 2019-08-12 | 2020-08-12 | vision | Cat 2E2A1P | Meters |  |  | 1 |  |  |  |  | Indoor
Solar Registration Program | NJSRRE1541800302 | Monroe | 8831 | 11 | 9.75 | Residential | No | Behind the Meter | US Clean Energy Construction Inc. | JCP&L | Final As-Built Received | 2019-08-07 | 2019-08-12 | 2020-08-12 | Solar Edge | SE7600H | Inverters | 7600 |  | 1 |  |  | 0.98 |  | Indoor | near utility panel
Solar Registration Program | NJSRRE1541814991 | Monroe Township | 8831 | 11 | 9.75 | Residential | No | Behind the Meter | Green Power Energy | JCP&L | Accepted | 2019-08-12 | 2019-08-23 | 2020-08-23 | Panasonic | VBHN325KA03 | Solar Panels |  | 0.325 | 30 | 174 | 37 |  | Fixed | Roof
Solar Registration Program | NJSRRE1541814991 | Monroe Township | 8831 | 11 | 9.75 | Residential | No | Behind the Meter | Green Power Energy | JCP&L | Accepted | 2019-08-12 | 2019-08-23 | 2020-08-23 | Solar Edge | SE7600H-US | Inverters | 7600 |  | 1 |  |  | 0.97 |  | Outside | next to meter
Solar Registration Program | NJSRRE1541841229 | Belle Mead | 8502 | 5 | 9.75 | Residential | No | Behind the Meter | Maier Solar Engineering dba Solar Me | PSE&G | Accepted | 2019-08-15 | 2019-08-23 | 2020-08-23 | Panasonic | VBHN325KA03 | Solar Panels |  | 0.325 | 7 | 185 | 33 |  | Fixed | Roof
Solar Registration Program | NJSRRE1541841229 | Belle Mead | 8502 | 5 | 9.75 | Residential | No | Behind the Meter | Maier Solar Engineering dba Solar Me | PSE&G | Accepted | 2019-08-15 | 2019-08-23 | 2020-08-23 | Panasonic | VBHN325KA | Solar Panels |  | 0.325 | 23 | 275 | 33 |  | Fixed | Roof
Solar Registration Program | NJSRRE1541841229 | Belle Mead | 8502 | 5 | 9.75 | Residential | No | Behind the Meter | Maier Solar Engineering dba Solar Me | PSE&G | Accepted | 2019-08-15 | 2019-08-23 | 2020-08-23 | Solar Edge | SE10000H-US | Inverters | 10000 |  | 1 |  |  | 0.97 |  | Outdoor | Next to meter
Solar Registration Program | NJSRRE1542376820 | chesterfield | 8515 | 13 | 9.75 | Residential | No | Behind the Meter | TJ Technology | JCP&L | Accepted | 2019-09-10 | 2019-09-12 | 2020-09-12 | lg | LG LG325N1C-A5 | Solar Panels |  | 0.325 | 30 | 178 | 23 |  | Fixed | Roof
Solar Registration Program | NJSRRE1542376820 | chesterfield | 8515 | 13 | 9.75 | Residential | No | Behind the Meter | TJ Technology | JCP&L | Accepted | 2019-09-10 | 2019-09-12 | 2020-09-12 | enphase | ENPHASE IQ6-60-X-US | Inverters | 0.24 |  | 30 |  |  | 0.97 |  | Outside | on roof
Solar Registration Program | NJSRRE1542428788 | Woodbridge | 8863 | 11 | 9.75 | Residential | No | Behind the Meter | New Jersey Suntech | PSE&G | Accepted | 2019-09-23 | 2019-09-25 | 2020-09-25 | Panasonic | HIT325 | Solar Panels |  | 0.325 | 30 | 245 | 22 |  | Fixed | Roof
Solar Registration Program | NJSRRE1542428788 | Woodbridge | 8863 | 11 | 9.75 | Residential | No | Behind the Meter | New Jersey Suntech | PSE&G | Accepted | 2019-09-23 | 2019-09-25 | 2020-09-25 | Solaredge | SE10000US | Inverters | 10000 |  | 1 |  |  | 0.97 |  | Outside | Adjacent to utility meter
Solar Registration Program | NJSRRE1542431539 | Princeton | 8540 | 12 | 9.75 | Residential | No | Behind the Meter | Green Power Energy | PSE&G | Accepted | 2019-09-24 | 2019-09-26 | 2020-09-26 | Panasonic | VBHN325KA03 | Solar Panels |  | 0.325 | 13 | 115 | 30 |  | Fixed | Roof
Solar Registration Program | NJSRRE1542431539 | Princeton | 8540 | 12 | 9.75 | Residential | No | Behind the Meter | Green Power Energy | PSE&G | Accepted | 2019-09-24 | 2019-09-26 | 2020-09-26 | Panasonic | VBHN325KA03 | Solar Panels |  | 0.325 | 8 | 205 | 20 |  | Fixed | Roof
Solar Registration Program | NJSRRE1542431539 | Princeton | 8540 | 12 | 9.75 | Residential | No | Behind the Meter | Green Power Energy | PSE&G | Accepted | 2019-09-24 | 2019-09-26 | 2020-09-26 | Panasonic | VBHN325KA03 | Solar Panels |  | 0.325 | 5 | 25 | 20 |  | Fixed | Roof
Solar Registration Program | NJSRRE1542431539 | Princeton | 8540 | 12 | 9.75 | Residential | No | Behind the Meter | Green Power Energy | PSE&G | Accepted | 2019-09-24 | 2019-09-26 | 2020-09-26 | Panasonic | VBHN325KA03 | Solar Panels |  | 0.325 | 4 | 115 | 20 |  | Fixed | Roof
Solar Registration Program | NJSRRE1542431539 | Princeton | 8540 | 12 | 9.75 | Residential | No | Behind the Meter | Green Power Energy | PSE&G | Accepted | 2019-09-24 | 2019-09-26 | 2020-09-26 | Solar Edge | SE6000H-US | Inverters | 6000 |  | 1 |  |  | 0.97 |  | Outside | next to meter
Solar Registration Program | NJSRRE1542511189 | Ringwood | 7456 | 6 | 9.75 | Residential | No | Behind the Meter | Green Power Energy | JCP&L | Accepted | 2019-10-07 | 2019-10-09 | 2020-10-09 | Panasonic | VBHN325KA03 | Solar Panels |  | 0.325 | 8 | 213 | 27 |  | Fixed | Roof
Solar Registration Program | NJSRRE1542511189 | Ringwood | 7456 | 6 | 9.75 | Residential | No | Behind the Meter | Green Power Energy | JCP&L | Accepted | 2019-10-07 | 2019-10-09 | 2020-10-09 | Panasonic | VBHN325KA03 | Solar Panels |  | 0.325 | 22 | 211 | 27 |  | Fixed | Roof
Solar Registration Program | NJSRRE1542511189 | Ringwood | 7456 | 6 | 9.75 | Residential | No | Behind the Meter | Green Power Energy | JCP&L | Accepted | 2019-10-07 | 2019-10-09 | 2020-10-09 | Solar Edge | SE10000H-US | Inverters | 10000 |  | 1 |  |  | 0.97 |  | Outside | next to meter
Solar Registration Program | NJSRRE1542524582 | Seaside Park | 8752 | 18 | 9.75 | Residential | No | Behind the Meter | Geoscape Solar | JCP&L | Accepted | 2019-10-10 | 2019-10-14 | 2020-10-14 | LG electronics | LG375Q1C-V5 | Solar Panels |  | 0.375 | 20 | 187 | 26 |  | Fixed | Roof
Solar Registration Program | NJSRRE1542524582 | Seaside Park | 8752 | 18 | 9.75 | Residential | No | Behind the Meter | Geoscape Solar | JCP&L | Accepted | 2019-10-10 | 2019-10-14 | 2020-10-14 | LG electronics | LG375Q1C-V5 | Solar Panels |  | 0.375 | 6 | 97 | 26 |  | Fixed | Roof
Solar Registration Program | NJSRRE1542524582 | Seaside Park | 8752 | 18 | 9.75 | Residential | No | Behind the Meter | Geoscape Solar | JCP&L | Accepted | 2019-10-10 | 2019-10-14 | 2020-10-14 | SolarEdge | SE7600H-US | Inverters | 7600 |  | 1 |  |  | 0.98 |  | Outside | adj. to utility meter
Solar Registration Program | NJSRRE1542544336 | Robbinsville | 8691 | 12 | 9.75 | Residential | No | Behind the Meter | Green Power Energy | JCP&L | Accepted | 2019-10-15 | 2019-10-17 | 2020-10-17 | panasonic | VBHN325KA03 | Solar Panels |  | 0.325 | 30 | 189 | 27 |  | Fixed | Roof
Solar Registration Program | NJSRRE1542544336 | Robbinsville | 8691 | 12 | 9.75 | Residential | No | Behind the Meter | Green Power Energy | JCP&L | Accepted | 2019-10-15 | 2019-10-17 | 2020-10-17 | Solar Edge | SE10000H-US | Inverters | 10000 |  | 1 |  |  | 0.97 |  | Outside | next to meter
Solar Registration Program | NJSRRE1542547479 | Clementon | 8021 | 14 | 9.75 | Residential | No | Behind the Meter | Green Power Energy | AC Electric | Accepted | 2019-10-16 | 2019-10-21 | 2020-10-21 | Panasonic | VBHN325KA03 | Solar Panels |  | 0.325 | 16 | 107 | 27 |  | Fixed | Roof
Solar Registration Program | NJSRRE1542547479 | Clementon | 8021 | 14 | 9.75 | Residential | No | Behind the Meter | Green Power Energy | AC Electric | Accepted | 2019-10-16 | 2019-10-21 | 2020-10-21 | Panasonic | VBHN325KA03 | Solar Panels |  | 0.325 | 2 | 287 | 27 |  | Fixed | Roof
Solar Registration Program | NJSRRE1542547479 | Clementon | 8021 | 14 | 9.75 | Residential | No | Behind the Meter | Green Power Energy | AC Electric | Accepted | 2019-10-16 | 2019-10-21 | 2020-10-21 | Panasonic | VBHN325KA03 | Solar Panels |  | 0.325 | 12 | 109 | 30 |  | Fixed | Roof
Solar Registration Program | NJSRRE1542547479 | Clementon | 8021 | 14 | 9.75 | Residential | No | Behind the Meter | Green Power Energy | AC Electric | Accepted | 2019-10-16 | 2019-10-21 | 2020-10-21 | Solar Edge | SE3000H-US | Inverters | 3000 |  | 1 |  |  | 0.97 |  | Outside | next to meter
Solar Registration Program | NJSRRE1542547479 | Clementon | 8021 | 14 | 9.75 | Residential | No | Behind the Meter | Green Power Energy | AC Electric | Accepted | 2019-10-16 | 2019-10-21 | 2020-10-21 | Solar Edge | SE5000H-US | Inverters | 5000 |  | 1 |  |  | 0.97 |  | Outside | next to meter
Solar Registration Program | NJSRRE1542553067 | Cherry Hill | 8034 | 14 | 9.75 | Residential | No | Behind the Meter | Sunny Corp | PSE&G | Accepted | 2019-10-17 | 2019-10-21 | 2020-10-21 | PANASONIC | VBHN325KA03 | Solar Panels |  | 0.325 | 17 | 355 | 30 |  | Fixed | Roof
Solar Registration Program | NJSRRE1542553067 | Cherry Hill | 8034 | 14 | 9.75 | Residential | No | Behind the Meter | Sunny Corp | PSE&G | Accepted | 2019-10-17 | 2019-10-21 | 2020-10-21 | PANASONIC | VBHN325KA03 | Solar Panels |  | 0.325 | 13 | 75 | 30 |  | Fixed | Roof
Solar Registration Program | NJSRRE1542553067 | Cherry Hill | 8034 | 14 | 9.75 | Residential | No | Behind the Meter | Sunny Corp | PSE&G | Accepted | 2019-10-17 | 2019-10-21 | 2020-10-21 | SOLAREDGE | SE7600H-US | Inverters | 7600 |  | 1 |  |  | 0.992 |  | Outside | GARAGE
Solar Registration Program | NJSRRE1542553566 | Hamilton | 8619 | 12 | 9.75 | Commercial | Yes | Behind the Meter | Maier Solar Engineering dba Solar Me | PSE&G | Accepted | 2019-10-17 | 2019-10-21 | 2020-10-21 | Hanwha | Q.Peak DUO G-5.1 | Solar Panels |  | 0.325 | 30 | 170 | 0 |  | Fixed | Roof
Solar Registration Program | NJSRRE1542553566 | Hamilton | 8619 | 12 | 9.75 | Commercial | Yes | Behind the Meter | Maier Solar Engineering dba Solar Me | PSE&G | Accepted | 2019-10-17 | 2019-10-21 | 2020-10-21 | Enphase | Envoy | Inverters | 240 |  | 30 |  |  | 0.96 |  | Outside | outside
Solar Registration Program | NJSRRE1542578565 | Maplewood | 7040 | 9 | 9.75 | Residential | No | Behind the Meter | Green Power Energy | PSE&G | Accepted | 2019-10-23 | 2019-10-25 | 2020-10-25 | Panasonic | VBHN325KA03 | Solar Panels |  | 0.325 | 30 | 202 | 27 |  | Fixed | Roof
Solar Registration Program | NJSRRE1542578565 | Maplewood | 7040 | 9 | 9.75 | Residential | No | Behind the Meter | Green Power Energy | PSE&G | Accepted | 2019-10-23 | 2019-10-25 | 2020-10-25 | SolarEdge | SE10000H-US | Inverters | 10000 |  | 1 |  |  | 0.97 |  | Outside | Next to Meter
Solar Registration Program | NJSRRE1543367907 | North Bergen | 7047 | 8 | 9.75 | Residential | No | Behind the Meter | Corona Solar | PSE&G | Accepted | 2019-11-15 | 2019-11-20 | 2020-11-20 | Hanwha | Q.Peak Duo-G325 | Solar Panels |  | 0.325 | 30 | 200 | 5 |  | Fixed | Roof
Solar Registration Program | NJSRRE1543367907 | North Bergen | 7047 | 8 | 9.75 | Residential | No | Behind the Meter | Corona Solar | PSE&G | Accepted | 2019-11-15 | 2019-11-20 | 2020-11-20 | Solaredge | SE7600A-US | Inverters | 7600 |  | 1 |  |  | 0.975 |  | Outdoor | Side of house by meter
Solar Registration Program | NJSRRE1543416853 | Elizabeth | 7202 | 10 | 9.75 | Residential | No | Behind the Meter | New Jersey Suntech | PSE&G | Accepted | 2019-11-17 | 2019-11-20 | 2020-11-20 | Hanwha | Q.Peak Duo-G325 | Solar Panels |  | 0.325 | 30 | 235 | 35 |  | Fixed | Roof
Solar Registration Program | NJSRRE1543416853 | Elizabeth | 7202 | 10 | 9.75 | Residential | No | Behind the Meter | New Jersey Suntech | PSE&G | Accepted | 2019-11-17 | 2019-11-20 | 2020-11-20 | Solaredge | SE7600-US | Inverters | 7600 |  | 1 |  |  | 0.97 |  | Outdoor | Side of house by meter
Solar Registration Program | NJSRRE1540849363 | Old Bridge Township | 8857 | 11 | 9.76 | Residential | Yes | Behind the Meter | Solar Energy World | JCP&L | Accepted | 2019-04-12 | 2019-04-15 | 2020-04-15 | LONGi Green Energy Technology | LR6-60PM-305M | Solar Panels |  | 0.305 | 32 | 253 | 30 |  | Fixed | Roof
Solar Registration Program | NJSRRE1540849363 | Old Bridge Township | 8857 | 11 | 9.76 | Residential | Yes | Behind the Meter | Solar Energy World | JCP&L | Accepted | 2019-04-12 | 2019-04-15 | 2020-04-15 | Solar Edge | SE6000H-USRGM | Inverters | 6000 |  | 1 |  |  | 0.99 |  | Outdoor | near meter
Solar Registration Program | NJSRRE1540849363 | Old Bridge Township | 8857 | 11 | 9.76 | Residential | Yes | Behind the Meter | Solar Energy World | JCP&L | Accepted | 2019-04-12 | 2019-04-15 | 2020-04-15 | Solar Edge | SE7600H-USRGM | Inverters | 7600 |  | 1 |  |  | 0.99 |  | Outdoor | near meter
Solar Registration Program | NJSRRE1541791185 | Manalapan | 7726 | 17 | 9.76 | Residential | No | Behind the Meter | Eznergy | JCP&L | Accepted | 2019-08-06 | 2019-08-09 | 2020-08-09 | Trina | TSM305 | Solar Panels |  | 0.305 | 32 | 180 | 20 |  | Fixed | Ground
Solar Registration Program | NJSRRE1541791185 | Manalapan | 7726 | 17 | 9.76 | Residential | No | Behind the Meter | Eznergy | JCP&L | Accepted | 2019-08-06 | 2019-08-09 | 2020-08-09 | Enphase | IQ7 | Inverters | 230 |  | 32 |  |  | 0.97 |  | Outdoor | Under panels on rails
Solar Registration Program | NJSRRE1541858878 | Lakewood | 8701 | 18 | 9.76 | Residential | Yes | Behind the Meter | Powerlutions | JCP&L | Accepted | 2019-08-19 | 2019-08-23 | 2020-08-23 | Trina | TSM-305 DD05A.05 | Solar Panels |  | 0.305 | 32 | 195 | 30 |  | Fixed | Roof
Solar Registration Program | NJSRRE1541858878 | Lakewood | 8701 | 18 | 9.76 | Residential | Yes | Behind the Meter | Powerlutions | JCP&L | Accepted | 2019-08-19 | 2019-08-23 | 2020-08-23 | Enphase | IQ7-60-2-US | Inverters | 7.68 |  | 32 |  |  | 0.97 |  | Outdoor | panel
Solar Registration Program | NJSRRE1541929817 | Paramus | 7652 | 7 | 9.76 | Residential | No | Behind the Meter | Aston Solar | PSE&G | Accepted | 2019-08-29 | 2019-09-04 | 2020-09-04 | Trina Solar | TSM-305M | Solar Panels |  | 0.305 | 32 | 175 | 30 |  | Fixed | Roof
Solar Registration Program | NJSRRE1541929817 | Paramus | 7652 | 7 | 9.76 | Residential | No | Behind the Meter | Aston Solar | PSE&G | Accepted | 2019-08-29 | 2019-09-04 | 2020-09-04 | SolarEdge | SE7600H-US | Inverters | 7600 |  | 1 |  |  | 0.99 |  | Outside | outdoor
Solar Registration Program | NJSRRE1542202651 | Galloway | 8205 | 19 | 9.76 | Residential | Yes | Behind the Meter | All Season Solar | AC Electric | Final As-Built Received | 2019-09-04 | 2019-09-09 | 2020-09-09 | Trina | TSMDD05A.II 305w | Solar Panels |  | 0.305 | 32 | 187 | 25 |  | Fixed | Roof
Solar Registration Program | NJSRRE1542202651 | Galloway | 8205 | 19 | 9.76 | Residential | Yes | Behind the Meter | All Season Solar | AC Electric | Final As-Built Received | 2019-09-04 | 2019-09-09 | 2020-09-09 | Itron | Centron | Meters |  |  | 1 |  |  |  | Yes | Outdoor
Solar Registration Program | NJSRRE1542202651 | Galloway | 8205 | 19 | 9.76 | Residential | Yes | Behind the Meter | All Season Solar | AC Electric | Final As-Built Received | 2019-09-04 | 2019-09-09 | 2020-09-09 | Enphase | IQ7 | Inverters | 240 |  | 32 |  |  | 0.97 |  | Outdoor | under module
Solar Registration Program | NJSRRE1542501210 | Newark | 7106 | 9 | 9.76 | Residential | No | Behind the Meter | RENNERGY, LLC | PSE&G | Accepted | 2019-10-21 | 2019-10-22 | 2020-10-22 | Trina Solar | TSM-305DD05A.05(ii) | Solar Panels |  | 0.305 | 32 | 197 | 10 |  | Fixed | Roof
Solar Registration Program | NJSRRE1542501210 | Newark | 7106 | 9 | 9.76 | Residential | No | Behind the Meter | RENNERGY, LLC | PSE&G | Accepted | 2019-10-21 | 2019-10-22 | 2020-10-22 | SMA | Sunny Boy 3.0-US (240V) | Inverters | 3000 |  | 3 |  |  | 0.97 |  | Outside | N/A
Solar Registration Program | NJSRRE1542554480 | JERSEY CITY | 7305 | 8 | 9.76 | Residential | No | Behind the Meter | Amergy Solar Inc | PSE&G | Accepted | 2019-10-18 | 2019-10-21 | 2020-10-21 | Canadian Solar Inc. | CS6K-305MS | Solar Panels |  | 0.305 | 32 | 201 | 25 |  | Fixed | Roof
Solar Registration Program | NJSRRE1542554480 | JERSEY CITY | 7305 | 8 | 9.76 | Residential | No | Behind the Meter | Amergy Solar Inc | PSE&G | Accepted | 2019-10-18 | 2019-10-21 | 2020-10-21 | SolarEdge Technologies | SE7600A-USRGM | Inverters | 7.6 |  | 1 |  |  | 0.99 |  | Outside | wall
Solar Registration Program | NJSRRE1540333651 | Elmer | 8318 | 16 | 9.77 | Residential | Yes | Behind the Meter | Suntuity Solar LLC | AC Electric | Accepted | 2019-02-05 | 2019-02-07 | 2020-02-07 | Hanwha Solar | Q-Cells 315 Mono | Solar Panels |  | 0.315 | 31 | 225 | 31 |  | Fixed | Roof
Solar Registration Program | NJSRRE1540333651 | Elmer | 8318 | 16 | 9.77 | Residential | Yes | Behind the Meter | Suntuity Solar LLC | AC Electric | Accepted | 2019-02-05 | 2019-02-07 | 2020-02-07 | SolarEdge | SE10000H-US | Inverters | 10000 |  | 1 |  |  | 0.99 |  | Outdoor | Besides the meter
Solar Registration Program | NJSRRE1540452899 | National Park | 8063 | 15 | 9.77 | Residential | Yes | Behind the Meter | Trinity Solar | PSE&G | Accepted | 2019-03-05 | 2019-03-06 | 2020-03-06 | Hanwha 315 | Q.PEAK DUO BLK-G5 315) | Solar Panels |  | 0.315 | 13 | 301 | 23 |  | Fixed | Roof
Solar Registration Program | NJSRRE1540452899 | National Park | 8063 | 15 | 9.77 | Residential | Yes | Behind the Meter | Trinity Solar | PSE&G | Accepted | 2019-03-05 | 2019-03-06 | 2020-03-06 | Hanwha 315 | Q.PEAK DUO BLK-G5 315 | Solar Panels |  | 0.315 | 13 | 121 | 23 |  | Fixed | Roof
Solar Registration Program | NJSRRE1540452899 | National Park | 8063 | 15 | 9.77 | Residential | Yes | Behind the Meter | Trinity Solar | PSE&G | Accepted | 2019-03-05 | 2019-03-06 | 2020-03-06 | Hanwha 315 | Q.PEAK DUO BLK-G5 315 | Solar Panels |  | 0.315 | 5 | 211 | 23 |  | Fixed | Roof
Solar Registration Program | NJSRRE1540452899 | National Park | 8063 | 15 | 9.77 | Residential | Yes | Behind the Meter | Trinity Solar | PSE&G | Accepted | 2019-03-05 | 2019-03-06 | 2020-03-06 | Solar Edge | SE7600H-US | Inverters | 7600 |  | 1 |  |  | 0.97 |  | Outside | Side of home
Solar Registration Program | NJSRRE1540474075 | Vineland | 8360 | 20 | 9.77 | Residential | Yes | Behind the Meter | Suntuity Solar LLC | Vineland Muni Electric | Accepted | 2019-03-11 | 2019-03-12 | 2020-03-12 | Hanwha Solar | Q-Cells 315 Mono | Solar Panels |  | 0.315 | 7 | 274 | 30 |  | Fixed | Roof
Solar Registration Program | NJSRRE1540474075 | Vineland | 8360 | 20 | 9.77 | Residential | Yes | Behind the Meter | Suntuity Solar LLC | Vineland Muni Electric | Accepted | 2019-03-11 | 2019-03-12 | 2020-03-12 | Hanwha Solar | Q-Cells 315 Mono | Solar Panels |  | 0.315 | 24 | 94 | 30 |  | Fixed | Roof
Solar Registration Program | NJSRRE1540474075 | Vineland | 8360 | 20 | 9.77 | Residential | Yes | Behind the Meter | Suntuity Solar LLC | Vineland Muni Electric | Accepted | 2019-03-11 | 2019-03-12 | 2020-03-12 | SolarEdge | SE10000H-US | Inverters | 10000 |  | 1 |  |  | 0.99 |  | Outdoor | Besides the meter
Solar Registration Program | NJSRRE1540817069 | KEARNY | 7032 | 8 | 9.77 | Residential | Yes | Behind the Meter | Vivint Solar Developer, LLC | PSE&G | Accepted | 2019-04-04 | 2019-04-04 | 2020-04-04 | Hanwha Solar | Q.PEAK BLK-G5 315 | Solar Panels |  | 0.315 | 7 | 304 | 43 |  | Fixed | Roof
Solar Registration Program | NJSRRE1540817069 | KEARNY | 7032 | 8 | 9.77 | Residential | Yes | Behind the Meter | Vivint Solar Developer, LLC | PSE&G | Accepted | 2019-04-04 | 2019-04-04 | 2020-04-04 | Hanwha Solar | Q.PEAK BLK-G5 315 | Solar Panels |  | 0.315 | 24 | 124 | 43 |  | Fixed | Roof
Solar Registration Program | NJSRRE1540817069 | KEARNY | 7032 | 8 | 9.77 | Residential | Yes | Behind the Meter | Vivint Solar Developer, LLC | PSE&G | Accepted | 2019-04-04 | 2019-04-04 | 2020-04-04 | Solar Edge | SE7600H-US | Inverters | 7600 |  | 1 |  |  | 0.992 |  | Outdoor | Near the Utility Meter
Solar Registration Program | NJSRRE1540854458 | Union | 7083 | 10 | 9.77 | Residential | Yes | Behind the Meter | Vivint Solar Developer, LLC | PSE&G | Accepted | 2019-04-16 | 2019-04-16 | 2020-04-16 | Hanwha Solar | Q.Peak BLK-G5 315 | Solar Panels |  | 0.315 | 2 | 308 | 17 |  | Fixed | Roof
Solar Registration Program | NJSRRE1540854458 | Union | 7083 | 10 | 9.77 | Residential | Yes | Behind the Meter | Vivint Solar Developer, LLC | PSE&G | Accepted | 2019-04-16 | 2019-04-16 | 2020-04-16 | Hanwha Solar | Q.Peak BLK-G5 315 | Solar Panels |  | 0.315 | 16 | 308 | 27 |  | Fixed | Roof
Solar Registration Program | NJSRRE1540854458 | Union | 7083 | 10 | 9.77 | Residential | Yes | Behind the Meter | Vivint Solar Developer, LLC | PSE&G | Accepted | 2019-04-16 | 2019-04-16 | 2020-04-16 | Hanwha Solar | Q.Peak BLK-G5 315 | Solar Panels |  | 0.315 | 13 | 128 | 27 |  | Fixed | Roof
Solar Registration Program | NJSRRE1540854458 | Union | 7083 | 10 | 9.77 | Residential | Yes | Behind the Meter | Vivint Solar Developer, LLC | PSE&G | Accepted | 2019-04-16 | 2019-04-16 | 2020-04-16 | Solar Edge | SE7600H-US | Inverters | 7600 |  | 1 |  |  | 0.992 |  | Outdoor | Near the Utility Meter.
Solar Registration Program | NJSRRE1540904890 | LANDING | 7850 | 3 | 9.77 | Residential | Yes | Behind the Meter | Vivint Solar Developer, LLC | JCP&L | Accepted | 2019-04-30 | 2019-05-01 | 2020-05-01 | Hanwha Solar | Q.PEAK BLK-G5 315 | Solar Panels |  | 0.315 | 3 | 54 | 5 |  | Fixed | Roof
Solar Registration Program | NJSRRE1540904890 | LANDING | 7850 | 3 | 9.77 | Residential | Yes | Behind the Meter | Vivint Solar Developer, LLC | JCP&L | Accepted | 2019-04-30 | 2019-05-01 | 2020-05-01 | Hanwha Solar | Q.PEAK BLK-G5 315 | Solar Panels |  | 0.315 | 4 | 54 | 36 |  | Fixed | Roof
Solar Registration Program | NJSRRE1540904890 | LANDING | 7850 | 3 | 9.77 | Residential | Yes | Behind the Meter | Vivint Solar Developer, LLC | JCP&L | Accepted | 2019-04-30 | 2019-05-01 | 2020-05-01 | Hanwha Solar | Q.PEAK BLK-G5 315 | Solar Panels |  | 0.315 | 12 | 144 | 36 |  | Fixed | Roof
Solar Registration Program | NJSRRE1540904890 | LANDING | 7850 | 3 | 9.77 | Residential | Yes | Behind the Meter | Vivint Solar Developer, LLC | JCP&L | Accepted | 2019-04-30 | 2019-05-01 | 2020-05-01 | Hanwha Solar | Q.PEAK BLK-G5 315 | Solar Panels |  | 0.315 | 4 | 234 | 36 |  | Fixed | Roof
Solar Registration Program | NJSRRE1540904890 | LANDING | 7850 | 3 | 9.77 | Residential | Yes | Behind the Meter | Vivint Solar Developer, LLC | JCP&L | Accepted | 2019-04-30 | 2019-05-01 | 2020-05-01 | Hanwha Solar | Q.PEAK BLK-G5 315 | Solar Panels |  | 0.315 | 4 | 234 | 12 |  | Fixed | Roof
Solar Registration Program | NJSRRE1540904890 | LANDING | 7850 | 3 | 9.77 | Residential | Yes | Behind the Meter | Vivint Solar Developer, LLC | JCP&L | Accepted | 2019-04-30 | 2019-05-01 | 2020-05-01 | Hanwha Solar | Q.PEAK BLK-G5 315 | Solar Panels |  | 0.315 | 4 | 54 | 7 |  | Fixed | Roof
Solar Registration Program | NJSRRE1540904890 | LANDING | 7850 | 3 | 9.77 | Residential | Yes | Behind the Meter | Vivint Solar Developer, LLC | JCP&L | Accepted | 2019-04-30 | 2019-05-01 | 2020-05-01 | Solar Edge | SE7600H-US | Inverters | 7600 |  | 1 |  |  | 0.992 |  | Outdoor | Near the Utility Meter
Solar Registration Program | NJSRRE1540958566 | DOVER | 7801 | 3 | 9.77 | Residential | Yes | Behind the Meter | Vivint Solar Developer, LLC | JCP&L | Accepted | 2019-05-07 | 2019-05-08 | 2020-05-08 | HANWHA SOLAR | Q.PEAK BLK-G5 315 | Solar Panels |  | 0.315 | 7 | 196 | 36 |  | Fixed | Roof
Solar Registration Program | NJSRRE1540958566 | DOVER | 7801 | 3 | 9.77 | Residential | Yes | Behind the Meter | Vivint Solar Developer, LLC | JCP&L | Accepted | 2019-05-07 | 2019-05-08 | 2020-05-08 | HANWHA SOLAR | Q.PEAK BLK-G5 315 | Solar Panels |  | 0.315 | 6 | 106 | 42 |  | Fixed | Roof
Solar Registration Program | NJSRRE1540958566 | DOVER | 7801 | 3 | 9.77 | Residential | Yes | Behind the Meter | Vivint Solar Developer, LLC | JCP&L | Accepted | 2019-05-07 | 2019-05-08 | 2020-05-08 | HANWHA SOLAR | Q.PEAK BLK-G5 315 | Solar Panels |  | 0.315 | 12 | 286 | 45 |  | Fixed | Roof
Solar Registration Program | NJSRRE1540958566 | DOVER | 7801 | 3 | 9.77 | Residential | Yes | Behind the Meter | Vivint Solar Developer, LLC | JCP&L | Accepted | 2019-05-07 | 2019-05-08 | 2020-05-08 | HANWHA SOLAR | Q.PEAK BLK-G5 315 | Solar Panels |  | 0.315 | 6 | 196 | 36 |  | Fixed | Roof
Solar Registration Program | NJSRRE1540958566 | DOVER | 7801 | 3 | 9.77 | Residential | Yes | Behind the Meter | Vivint Solar Developer, LLC | JCP&L | Accepted | 2019-05-07 | 2019-05-08 | 2020-05-08 | Solar Edge | SE7600H-US | Inverters | 7600 |  | 1 |  |  | 0.992 |  | Outdoor | Near the Utility Meter
Solar Registration Program | NJSRRE1541122410 | Irvington | 7111 | 9 | 9.77 | Residential | Yes | Behind the Meter | Pro Custom Solar dba Momentum Solar | PSE&G | Accepted | 2019-06-06 | 2019-06-11 | 2020-06-11 | HANWHA | Q.PEAK DUO BLK-G5 315 | Solar Panels |  | 0.315 | 16 | 121 | 20 |  | Fixed | Roof
Solar Registration Program | NJSRRE1541122410 | Irvington | 7111 | 9 | 9.77 | Residential | Yes | Behind the Meter | Pro Custom Solar dba Momentum Solar | PSE&G | Accepted | 2019-06-06 | 2019-06-11 | 2020-06-11 | HANWHA | Q.PEAK DUO BLK-G5 315 | Solar Panels |  | 0.315 | 15 | 301 | 23 |  | Fixed | Roof
Solar Registration Program | NJSRRE1541122410 | Irvington | 7111 | 9 | 9.77 | Residential | Yes | Behind the Meter | Pro Custom Solar dba Momentum Solar | PSE&G | Accepted | 2019-06-06 | 2019-06-11 | 2020-06-11 | ENPHASE | IQ7-60-2-US | Inverters | 240 |  | 31 |  |  | 0.97 |  | Outdoor | ROOF
Solar Registration Program | NJSRRE1541125296 | Ridgewood | 7450 | 7 | 9.77 | Residential | Yes | Behind the Meter | Pro Custom Solar dba Momentum Solar | PSE&G | Accepted | 2019-06-07 | 2019-06-12 | 2020-06-12 | HANWHA | Q.PEAK DUO BLK-G5 315 | Solar Panels |  | 0.315 | 8 | 194 | 20 |  | Fixed | Roof
Solar Registration Program | NJSRRE1541125296 | Ridgewood | 7450 | 7 | 9.77 | Residential | Yes | Behind the Meter | Pro Custom Solar dba Momentum Solar | PSE&G | Accepted | 2019-06-07 | 2019-06-12 | 2020-06-12 | HANWHA | Q.PEAK DUO BLK-G5 315 | Solar Panels |  | 0.315 | 9 | 105 | 55 |  | Fixed | Roof
Solar Registration Program | NJSRRE1541125296 | Ridgewood | 7450 | 7 | 9.77 | Residential | Yes | Behind the Meter | Pro Custom Solar dba Momentum Solar | PSE&G | Accepted | 2019-06-07 | 2019-06-12 | 2020-06-12 | HANWHA | Q.PEAK DUO BLK-G5 315 | Solar Panels |  | 0.315 | 14 | 105 | 41 |  | Fixed | Roof
Solar Registration Program | NJSRRE1541125296 | Ridgewood | 7450 | 7 | 9.77 | Residential | Yes | Behind the Meter | Pro Custom Solar dba Momentum Solar | PSE&G | Accepted | 2019-06-07 | 2019-06-12 | 2020-06-12 | ENPHASE | IQ7-60-2-US | Inverters | 240 |  | 31 |  |  | 0.97 |  | Outdoor | ROOF
Solar Registration Program | NJSRRE1541440579 | Sewell | 8080 | 15 | 9.77 | Residential | Yes | Behind the Meter | Vivint Solar Developer, LLC | AC Electric | Accepted | 2019-06-24 | 2019-06-25 | 2020-06-25 | HANWHA SOLAR | Q.PEAK BLK-G5 315 | Solar Panels |  | 0.315 | 10 | 130 | 25 |  | Fixed | Roof
Solar Registration Program | NJSRRE1541440579 | Sewell | 8080 | 15 | 9.77 | Residential | Yes | Behind the Meter | Vivint Solar Developer, LLC | AC Electric | Accepted | 2019-06-24 | 2019-06-25 | 2020-06-25 | HANWHA SOLAR | Q.PEAK BLK-G5 315 | Solar Panels |  | 0.315 | 13 | 130 | 25 |  | Fixed | Roof
Solar Registration Program | NJSRRE1541440579 | Sewell | 8080 | 15 | 9.77 | Residential | Yes | Behind the Meter | Vivint Solar Developer, LLC | AC Electric | Accepted | 2019-06-24 | 2019-06-25 | 2020-06-25 | HANWHA SOLAR | Q.PEAK BLK-G5 315 | Solar Panels |  | 0.315 | 8 | 310 | 25 |  | Fixed | Roof
Solar Registration Program | NJSRRE1541440579 | Sewell | 8080 | 15 | 9.77 | Residential | Yes | Behind the Meter | Vivint Solar Developer, LLC | AC Electric | Accepted | 2019-06-24 | 2019-06-25 | 2020-06-25 | SOLAREDGE | SE7600H-US | Inverters | 7600 |  | 1 |  |  | 0.992 |  | Outdoor | Near The Utility Meter
Solar Registration Program | NJSRRE1541453391 | UNION BEACH | 7735 | 17 | 9.77 | Residential | Yes | Behind the Meter | Vivint Solar Developer, LLC | JCP&L | Accepted | 2019-06-24 | 2019-06-26 | 2020-06-26 | HANWHA SOLAR | Q.PEAK BLK-G5 315 | Solar Panels |  | 0.315 | 15 | 132 | 19 |  | Fixed | Roof
Solar Registration Program | NJSRRE1541453391 | UNION BEACH | 7735 | 17 | 9.77 | Residential | Yes | Behind the Meter | Vivint Solar Developer, LLC | JCP&L | Accepted | 2019-06-24 | 2019-06-26 | 2020-06-26 | HANWHA SOLAR | Q.PEAK BLK-G5 315 | Solar Panels |  | 0.315 | 16 | 132 | 19 |  | Fixed | Roof
Solar Registration Program | NJSRRE1541453391 | UNION BEACH | 7735 | 17 | 9.77 | Residential | Yes | Behind the Meter | Vivint Solar Developer, LLC | JCP&L | Accepted | 2019-06-24 | 2019-06-26 | 2020-06-26 | SOLAREDGE | SE7600H-US | Inverters | 7600 |  | 1 |  |  | 0.992 |  | Outdoor | Near The Utility Meter
Solar Registration Program | NJSRRE1541453463 | NEWARK | 7104 | 9 | 9.77 | Residential | Yes | Behind the Meter | Pro Custom Solar dba Momentum Solar | PSE&G | Accepted | 2019-06-24 | 2019-06-26 | 2020-06-26 | HANWHA | Q.PEAK DUO BLK-G5 315 | Solar Panels |  | 0.315 | 12 | 111 | 43 |  | Fixed | Roof
Solar Registration Program | NJSRRE1541453463 | NEWARK | 7104 | 9 | 9.77 | Residential | Yes | Behind the Meter | Pro Custom Solar dba Momentum Solar | PSE&G | Accepted | 2019-06-24 | 2019-06-26 | 2020-06-26 | HANWHA | Q.PEAK DUO BLK-G5 315 | Solar Panels |  | 0.315 | 19 | 291 | 46 |  | Fixed | Roof
Solar Registration Program | NJSRRE1541453463 | NEWARK | 7104 | 9 | 9.77 | Residential | Yes | Behind the Meter | Pro Custom Solar dba Momentum Solar | PSE&G | Accepted | 2019-06-24 | 2019-06-26 | 2020-06-26 | ENPHASE | IQ7-60-2-US | Inverters | 250 |  | 31 |  |  | 0.97 |  | Outdoor | Roof
Solar Registration Program | NJSRRE1541624608 | Howell Township | 7731 | 17 | 9.77 | Residential | Yes | Behind the Meter | Trinity Solar | JCP&L | Accepted | 2019-07-09 | 2019-07-11 | 2020-07-11 | HANWHA | Q.PEAK DUO BLK-G5 315 | Solar Panels |  | 0.315 | 8 | 110 | 18 |  | Fixed | Roof
Solar Registration Program | NJSRRE1541624608 | Howell Township | 7731 | 17 | 9.77 | Residential | Yes | Behind the Meter | Trinity Solar | JCP&L | Accepted | 2019-07-09 | 2019-07-11 | 2020-07-11 | HANWHA | Q.PEAK DUO BLK-G5 315 | Solar Panels |  | 0.315 | 16 | 110 | 18 |  | Fixed | Roof
Solar Registration Program | NJSRRE1541624608 | Howell Township | 7731 | 17 | 9.77 | Residential | Yes | Behind the Meter | Trinity Solar | JCP&L | Accepted | 2019-07-09 | 2019-07-11 | 2020-07-11 | HANWHA | Q.PEAK DUO BLK-G5 315 | Solar Panels |  | 0.315 | 7 | 290 | 18 |  | Fixed | Roof
Solar Registration Program | NJSRRE1541624608 | Howell Township | 7731 | 17 | 9.77 | Residential | Yes | Behind the Meter | Trinity Solar | JCP&L | Accepted | 2019-07-09 | 2019-07-11 | 2020-07-11 | Solar Edge | SE7600H-US000BNC4 | Inverters | 7600 |  | 1 |  |  | 0.97 |  | Outdoor | side of home
Solar Registration Program | NJSRRE1541672228 | TURNERSVILLE | 8012 | 14 | 9.77 | Residential | No | Behind the Meter | Vivint Solar Developer, LLC | AC Electric | Accepted | 2019-07-16 | 2019-07-17 | 2020-07-17 | HANWHA SOLAR | Q.PEAK BLK-G5 315 | Solar Panels |  | 0.315 | 27 | 350 | 8 |  | Fixed | Roof
Solar Registration Program | NJSRRE1541672228 | TURNERSVILLE | 8012 | 14 | 9.77 | Residential | No | Behind the Meter | Vivint Solar Developer, LLC | AC Electric | Accepted | 2019-07-16 | 2019-07-17 | 2020-07-17 | HANWHA SOLAR | Q.PEAK BLK-G5 315 | Solar Panels |  | 0.315 | 4 | 170 | 22 |  | Fixed | Roof
Solar Registration Program | NJSRRE1541672228 | TURNERSVILLE | 8012 | 14 | 9.77 | Residential | No | Behind the Meter | Vivint Solar Developer, LLC | AC Electric | Accepted | 2019-07-16 | 2019-07-17 | 2020-07-17 | SOLAREDGE | SE7600H-US | Inverters | 7600 |  | 1 |  |  | 0.992 |  | Outdoor | Near the Utility Meter
Solar Registration Program | NJSRRE1541788601 | Plainfield | 7062 | 10 | 9.77 | Residential | Yes | Behind the Meter | Pro Custom Solar dba Momentum Solar | PSE&G | Accepted | 2019-08-05 | 2019-08-08 | 2020-08-08 | HANWHA | Q.PEAK DUO BLK-G5 315 | Solar Panels |  | 0.315 | 19 | 216 | 36 |  | Fixed | Roof
Solar Registration Program | NJSRRE1541788601 | Plainfield | 7062 | 10 | 9.77 | Residential | Yes | Behind the Meter | Pro Custom Solar dba Momentum Solar | PSE&G | Accepted | 2019-08-05 | 2019-08-08 | 2020-08-08 | HANWHA | Q.PEAK DUO BLK-G5 315 | Solar Panels |  | 0.315 | 12 | 36 | 36 |  | Fixed | Roof
Solar Registration Program | NJSRRE1541788601 | Plainfield | 7062 | 10 | 9.77 | Residential | Yes | Behind the Meter | Pro Custom Solar dba Momentum Solar | PSE&G | Accepted | 2019-08-05 | 2019-08-08 | 2020-08-08 | Enphase Energy | IQ7-60-2-US | Inverters | 250 |  | 31 |  |  | 0.97 |  | Outdoor | Roof
Solar Registration Program | NJSRRE1541802017 | New Brunswick | 8901 | 11 | 9.77 | Residential | Yes | Behind the Meter | Trinity Solar | PSE&G | Accepted | 2019-08-07 | 2019-08-12 | 2020-08-12 | Hanwha 315 | Q.PEAK DUO BLK-G5 315 | Solar Panels |  | 0.315 | 8 | 38 | 23 |  | Fixed | Roof
Solar Registration Program | NJSRRE1541802017 | New Brunswick | 8901 | 11 | 9.77 | Residential | Yes | Behind the Meter | Trinity Solar | PSE&G | Accepted | 2019-08-07 | 2019-08-12 | 2020-08-12 | Hanwha 315 | Q.PEAK DUO BLK-G5 315 | Solar Panels |  | 0.315 | 16 | 128 | 23 |  | Fixed | Roof
Solar Registration Program | NJSRRE1541802017 | New Brunswick | 8901 | 11 | 9.77 | Residential | Yes | Behind the Meter | Trinity Solar | PSE&G | Accepted | 2019-08-07 | 2019-08-12 | 2020-08-12 | Hanwha 315 | Q.PEAK DUO BLK-G5 315 | Solar Panels |  | 0.315 | 7 | 308 | 23 |  | Fixed | Roof
Solar Registration Program | NJSRRE1541802017 | New Brunswick | 8901 | 11 | 9.77 | Residential | Yes | Behind the Meter | Trinity Solar | PSE&G | Accepted | 2019-08-07 | 2019-08-12 | 2020-08-12 | Solar Edge | SE7600H-US000BNC4 | Inverters | 7600 |  | 1 |  |  | 0.97 |  | Outside | Side of home
Solar Registration Program | NJSRRE1541851083 | Linden | 7036 | 10 | 9.77 | Residential | No | Behind the Meter | Maier Solar Engineering dba Solar Me | PSE&G | Accepted | 2019-08-16 | 2019-08-23 | 2020-08-23 | Hanwha | Q.Peak DUO 315W | Solar Panels |  | 0.315 | 14 | 250 | 34 |  | Fixed | Roof
Solar Registration Program | NJSRRE1541851083 | Linden | 7036 | 10 | 9.77 | Residential | No | Behind the Meter | Maier Solar Engineering dba Solar Me | PSE&G | Accepted | 2019-08-16 | 2019-08-23 | 2020-08-23 | Hanwha | Q.Peak DUO 315W | Solar Panels |  | 0.315 | 3 | 250 | 34 |  | Fixed | Roof
Solar Registration Program | NJSRRE1541851083 | Linden | 7036 | 10 | 9.77 | Residential | No | Behind the Meter | Maier Solar Engineering dba Solar Me | PSE&G | Accepted | 2019-08-16 | 2019-08-23 | 2020-08-23 | HAnwha | Q.Peak DUO 315W | Solar Panels |  | 0.315 | 14 | 70 | 34 |  | Fixed | Roof
Solar Registration Program | NJSRRE1541851083 | Linden | 7036 | 10 | 9.77 | Residential | No | Behind the Meter | Maier Solar Engineering dba Solar Me | PSE&G | Accepted | 2019-08-16 | 2019-08-23 | 2020-08-23 | Solar Edge | SE10000H-US | Inverters | 10000 |  | 1 |  |  | 0.97 |  | Outdoor | Next to meter
Solar Registration Program | NJSRRE1541859665 | Bayonne | 7002 | 8 | 9.77 | Residential | Yes | Behind the Meter | Pro Custom Solar dba Momentum Solar | PSE&G | Accepted | 2019-08-19 | 2019-08-23 | 2020-08-23 | HANWHA | Q.PEAK DUO BLK-G5 315 | Solar Panels |  | 0.315 | 15 | 213 | 20 |  | Fixed | Roof
Solar Registration Program | NJSRRE1541859665 | Bayonne | 7002 | 8 | 9.77 | Residential | Yes | Behind the Meter | Pro Custom Solar dba Momentum Solar | PSE&G | Accepted | 2019-08-19 | 2019-08-23 | 2020-08-23 | HANWHA | Q.PEAK DUO BLK-G5 315 | Solar Panels |  | 0.315 | 16 | 33 | 20 |  | Fixed | Roof
Solar Registration Program | NJSRRE1541859665 | Bayonne | 7002 | 8 | 9.77 | Residential | Yes | Behind the Meter | Pro Custom Solar dba Momentum Solar | PSE&G | Accepted | 2019-08-19 | 2019-08-23 | 2020-08-23 | Enphase Energy | IQ6-60-2-US | Inverters | 250 |  | 31 |  |  | 0.97 |  | Outdoor | Roof
Solar Registration Program | NJSRRE1541862263 | Merchantville | 8109 | 14 | 9.77 | Residential | Yes | Behind the Meter | Vivint Solar Developer, LLC | PSE&G | Accepted | 2019-08-22 | 2019-08-26 | 2020-08-26 | Hanwha Solar | Q.PEAK BLK-G5 315 | Solar Panels |  | 0.315 | 16 | 78 | 22 |  | Fixed | Roof
Solar Registration Program | NJSRRE1541862263 | Merchantville | 8109 | 14 | 9.77 | Residential | Yes | Behind the Meter | Vivint Solar Developer, LLC | PSE&G | Accepted | 2019-08-22 | 2019-08-26 | 2020-08-26 | Hanwha Solar | Q.PEAK BLK-G5 315 | Solar Panels |  | 0.315 | 15 | 258 | 22 |  | Fixed | Roof
Solar Registration Program | NJSRRE1541862263 | Merchantville | 8109 | 14 | 9.77 | Residential | Yes | Behind the Meter | Vivint Solar Developer, LLC | PSE&G | Accepted | 2019-08-22 | 2019-08-26 | 2020-08-26 | SolarEdge Technologies | SE7600H-US | Inverters | 7600 |  | 1 |  |  | 0.992 |  | Outdoor | Near the Utility Meter
Solar Registration Program | NJSRRE1541873601 | TOMS RIVER | 8753 | 18 | 9.77 | Residential | Yes | Behind the Meter | Vivint Solar Developer, LLC | JCP&L | Accepted | 2019-08-22 | 2019-08-26 | 2020-08-26 | Hanwha Solar | Q.PEAK BLK-G5 315 | Solar Panels |  | 0.315 | 4 | 24 | 16 |  | Fixed | Roof
Solar Registration Program | NJSRRE1541873601 | TOMS RIVER | 8753 | 18 | 9.77 | Residential | Yes | Behind the Meter | Vivint Solar Developer, LLC | JCP&L | Accepted | 2019-08-22 | 2019-08-26 | 2020-08-26 | Hanwha Solar | Q.PEAK BLK-G5 315 | Solar Panels |  | 0.315 | 3 | 204 | 17 |  | Fixed | Roof
Solar Registration Program | NJSRRE1541873601 | TOMS RIVER | 8753 | 18 | 9.77 | Residential | Yes | Behind the Meter | Vivint Solar Developer, LLC | JCP&L | Accepted | 2019-08-22 | 2019-08-26 | 2020-08-26 | Hanwha Solar | Q.PEAK BLK-G5 315 | Solar Panels |  | 0.315 | 22 | 114 | 18 |  | Fixed | Roof
Solar Registration Program | NJSRRE1541873601 | TOMS RIVER | 8753 | 18 | 9.77 | Residential | Yes | Behind the Meter | Vivint Solar Developer, LLC | JCP&L | Accepted | 2019-08-22 | 2019-08-26 | 2020-08-26 | Hanwha Solar | Q.PEAK BLK-G5 315 | Solar Panels |  | 0.315 | 2 | 294 | 18 |  | Fixed | Roof
Solar Registration Program | NJSRRE1541873601 | TOMS RIVER | 8753 | 18 | 9.77 | Residential | Yes | Behind the Meter | Vivint Solar Developer, LLC | JCP&L | Accepted | 2019-08-22 | 2019-08-26 | 2020-08-26 | Solar Edge | SE7600H-US | Inverters | 7600 |  | 1 |  |  | 0.992 |  | Outdoor | Near the Utility Meter
Solar Registration Program | NJSRRE1541873652 | NUTLEY | 7110 | 9 | 9.77 | Residential | Yes | Behind the Meter | Vivint Solar Developer, LLC | PSE&G | Accepted | 2019-08-22 | 2019-08-27 | 2020-08-27 | Hanwha Solar | Q.PEAK BLK-G5 315 | Solar Panels |  | 0.315 | 8 | 301 | 23 |  | Fixed | Roof
Solar Registration Program | NJSRRE1541873652 | NUTLEY | 7110 | 9 | 9.77 | Residential | Yes | Behind the Meter | Vivint Solar Developer, LLC | PSE&G | Accepted | 2019-08-22 | 2019-08-27 | 2020-08-27 | Hanwha Solar | Q.PEAK BLK-G5 315 | Solar Panels |  | 0.315 | 8 | 121 | 23 |  | Fixed | Roof
Solar Registration Program | NJSRRE1541873652 | NUTLEY | 7110 | 9 | 9.77 | Residential | Yes | Behind the Meter | Vivint Solar Developer, LLC | PSE&G | Accepted | 2019-08-22 | 2019-08-27 | 2020-08-27 | Hanwha Solar | Q.PEAK BLK-G5 315 | Solar Panels |  | 0.315 | 4 | 211 | 29 |  | Fixed | Roof
Solar Registration Program | NJSRRE1541873652 | NUTLEY | 7110 | 9 | 9.77 | Residential | Yes | Behind the Meter | Vivint Solar Developer, LLC | PSE&G | Accepted | 2019-08-22 | 2019-08-27 | 2020-08-27 | Hanwha Solar | Q.PEAK BLK-G5 315 | Solar Panels |  | 0.315 | 11 | 31 | 29 |  | Fixed | Roof
Solar Registration Program | NJSRRE1541873652 | NUTLEY | 7110 | 9 | 9.77 | Residential | Yes | Behind the Meter | Vivint Solar Developer, LLC | PSE&G | Accepted | 2019-08-22 | 2019-08-27 | 2020-08-27 | Solar Edge | SE7600H-US | Inverters | 7600 |  | 1 |  |  | 0.992 |  | Outdoor | Near the Utility Meter
Solar Registration Program | NJSRRE1541880837 | New Milford | 7646 | 7 | 9.77 | Residential | Yes | Behind the Meter | Vivint Solar Developer, LLC | PSE&G | Accepted | 2019-09-05 | 2019-09-05 | 2020-09-05 | HANWHA SOLAR | Q.PEAK BLK-G5 315 | Solar Panels |  | 0.315 | 20 | 180 | 22 |  | Fixed | Roof
Solar Registration Program | NJSRRE1541880837 | New Milford | 7646 | 7 | 9.77 | Residential | Yes | Behind the Meter | Vivint Solar Developer, LLC | PSE&G | Accepted | 2019-09-05 | 2019-09-05 | 2020-09-05 | HANWHA SOLAR | Q.PEAK BLK-G5 315 | Solar Panels |  | 0.315 | 7 | 270 | 22 |  | Fixed | Roof
Solar Registration Program | NJSRRE1541880837 | New Milford | 7646 | 7 | 9.77 | Residential | Yes | Behind the Meter | Vivint Solar Developer, LLC | PSE&G | Accepted | 2019-09-05 | 2019-09-05 | 2020-09-05 | HANWHA SOLAR | Q.PEAK BLK-G5 315 | Solar Panels |  | 0.315 | 4 | 90 | 22 |  | Fixed | Roof
Solar Registration Program | NJSRRE1541880837 | New Milford | 7646 | 7 | 9.77 | Residential | Yes | Behind the Meter | Vivint Solar Developer, LLC | PSE&G | Accepted | 2019-09-05 | 2019-09-05 | 2020-09-05 | SolarEdge Technologies | SE7600H-US000BNC4 | Inverters | 7600 |  | 1 |  |  | 0.992 |  | Outdoor | Near the Utility Meter
Solar Registration Program | NJSRRE1541881069 | BURLINGTON | 8016 | 13 | 9.77 | Residential | Yes | Behind the Meter | Vivint Solar Developer, LLC | PSE&G | Accepted | 2019-08-29 | 2019-08-29 | 2020-08-29 | HANWHA SOLAR | Q.PEAK DUO BLK-G5 315 | Solar Panels |  | 0.315 | 18 | 73 | 25 |  | Fixed | Roof
Solar Registration Program | NJSRRE1541881069 | BURLINGTON | 8016 | 13 | 9.77 | Residential | Yes | Behind the Meter | Vivint Solar Developer, LLC | PSE&G | Accepted | 2019-08-29 | 2019-08-29 | 2020-08-29 | HANWHA SOLAR | Q.PEAK DUO BLK-G5 315 | Solar Panels |  | 0.315 | 13 | 253 | 25 |  | Fixed | Roof
Solar Registration Program | NJSRRE1541881069 | BURLINGTON | 8016 | 13 | 9.77 | Residential | Yes | Behind the Meter | Vivint Solar Developer, LLC | PSE&G | Accepted | 2019-08-29 | 2019-08-29 | 2020-08-29 | SOLAR EDGE | SE7600H-US | Inverters | 7600 |  | 1 |  |  | 0.992 |  | Outdoor | Near the Utility Meter
Solar Registration Program | NJSRRE1541888060 | Pine Beach | 8741 | 18 | 9.77 | Residential | Yes | Behind the Meter | Trinity Solar | JCP&L | Accepted | 2019-08-27 | 2019-08-29 | 2020-08-29 | Hanwha 315 | Q.PEAK DUO BLK-G5 315 | Solar Panels |  | 0.315 | 31 | 197 | 23 |  | Fixed | Roof
Solar Registration Program | NJSRRE1541888060 | Pine Beach | 8741 | 18 | 9.77 | Residential | Yes | Behind the Meter | Trinity Solar | JCP&L | Accepted | 2019-08-27 | 2019-08-29 | 2020-08-29 | Solar Edge | SE7600 | Inverters | 7600 |  | 1 |  |  | 0.97 |  | Outside | Side of home
Solar Registration Program | NJSRRE1541897656 | Glassboro | 8028 | 15 | 9.77 | Residential | Yes | Behind the Meter | Trinity Solar | AC Electric | Accepted | 2019-08-29 | 2019-09-03 | 2020-09-03 | HANWHA | Q.PEAK DUO BLK-G5 315 | Solar Panels |  | 0.315 | 3 | 126 | 27 |  | Fixed | Roof
Solar Registration Program | NJSRRE1541897656 | Glassboro | 8028 | 15 | 9.77 | Residential | Yes | Behind the Meter | Trinity Solar | AC Electric | Accepted | 2019-08-29 | 2019-09-03 | 2020-09-03 | HANWHA | Q.PEAK DUO BLK-G5 315 | Solar Panels |  | 0.315 | 5 | 126 | 23 |  | Fixed | Roof
Solar Registration Program | NJSRRE1541897656 | Glassboro | 8028 | 15 | 9.77 | Residential | Yes | Behind the Meter | Trinity Solar | AC Electric | Accepted | 2019-08-29 | 2019-09-03 | 2020-09-03 | HANWHA | Q.PEAK DUO BLK-G5 315 | Solar Panels |  | 0.315 | 23 | 216 | 27 |  | Fixed | Roof
Solar Registration Program | NJSRRE1541897656 | Glassboro | 8028 | 15 | 9.77 | Residential | Yes | Behind the Meter | Trinity Solar | AC Electric | Accepted | 2019-08-29 | 2019-09-03 | 2020-09-03 | Solar Edge | SE7600H-US | Inverters | 7600 |  | 1 |  |  | 0.97 |  | Outdoor | side of home
Solar Registration Program | NJSRRE1541945548 | Phillipsburg | 8865 | 2 | 9.77 | Residential | Yes | Behind the Meter | Suntuity Solar LLC | JCP&L | Accepted | 2019-08-30 | 2019-09-04 | 2020-09-04 | Yingli Green Energy | YL315D-30b | Solar Panels |  | 0.315 | 8 | 107 | 41 |  | Fixed | Roof
Solar Registration Program | NJSRRE1541945548 | Phillipsburg | 8865 | 2 | 9.77 | Residential | Yes | Behind the Meter | Suntuity Solar LLC | JCP&L | Accepted | 2019-08-30 | 2019-09-04 | 2020-09-04 | Yingli Green Energy | YL315D-30b | Solar Panels |  | 0.315 | 5 | 287 | 6 |  | Fixed | Roof
Solar Registration Program | NJSRRE1541945548 | Phillipsburg | 8865 | 2 | 9.77 | Residential | Yes | Behind the Meter | Suntuity Solar LLC | JCP&L | Accepted | 2019-08-30 | 2019-09-04 | 2020-09-04 | Yingli Green Energy | YL315D-30b | Solar Panels |  | 0.315 | 18 | 107 | 41 |  | Fixed | Roof
Solar Registration Program | NJSRRE1541945548 | Phillipsburg | 8865 | 2 | 9.77 | Residential | Yes | Behind the Meter | Suntuity Solar LLC | JCP&L | Accepted | 2019-08-30 | 2019-09-04 | 2020-09-04 | Enphase Energy | IQ7-60-2-US | Inverters | 240 |  | 31 |  |  | 0.97 |  | Outdoor | Behind the PV Modules
Solar Registration Program | NJSRRE1541989815 | Clementon | 8021 | 14 | 9.77 | Residential | Yes | Behind the Meter | Vivint Solar Developer, LLC | PSE&G | Accepted | 2019-09-03 | 2019-10-03 | 2020-10-03 | Hanwha Solar | Q.PEAK BLK-G5 315 | Solar Panels |  | 0.315 | 8 | 204 | 44 |  | Fixed | Roof
Solar Registration Program | NJSRRE1541989815 | Clementon | 8021 | 14 | 9.77 | Residential | Yes | Behind the Meter | Vivint Solar Developer, LLC | PSE&G | Accepted | 2019-09-03 | 2019-10-03 | 2020-10-03 | Hanwha Solar | Q.PEAK BLK-G5 315 | Solar Panels |  | 0.315 | 8 | 294 | 29 |  | Fixed | Roof
Solar Registration Program | NJSRRE1541989815 | Clementon | 8021 | 14 | 9.77 | Residential | Yes | Behind the Meter | Vivint Solar Developer, LLC | PSE&G | Accepted | 2019-09-03 | 2019-10-03 | 2020-10-03 | Hanwha Solar | Q.PEAK BLK-G5 315 | Solar Panels |  | 0.315 | 15 | 114 | 29 |  | Fixed | Roof
Solar Registration Program | NJSRRE1541989815 | Clementon | 8021 | 14 | 9.77 | Residential | Yes | Behind the Meter | Vivint Solar Developer, LLC | PSE&G | Accepted | 2019-09-03 | 2019-10-03 | 2020-10-03 | Solar Edge | SE7600H-US000BNC4 | Inverters | 7600 |  | 1 |  |  | 0.992 |  | Other | Near the Utility Meter
Solar Registration Program | NJSRRE1542377279 | Villas | 8251 | 21 | 9.77 | Residential | Yes | Behind the Meter | Trinity Solar | AC Electric | Accepted | 2019-09-10 | 2019-09-12 | 2020-09-12 | Hanwha | Q.PEAK DUO BLK-G5 315 | Solar Panels |  | 0.315 | 24 | 217 | 23 |  | Fixed | Roof
Solar Registration Program | NJSRRE1542377279 | Villas | 8251 | 21 | 9.77 | Residential | Yes | Behind the Meter | Trinity Solar | AC Electric | Accepted | 2019-09-10 | 2019-09-12 | 2020-09-12 | Hanwha | Q.PEAK DUO BLK-G5 315 | Solar Panels |  | 0.315 | 7 | 37 | 6 |  | Fixed | Roof
Solar Registration Program | NJSRRE1542377279 | Villas | 8251 | 21 | 9.77 | Residential | Yes | Behind the Meter | Trinity Solar | AC Electric | Accepted | 2019-09-10 | 2019-09-12 | 2020-09-12 | Solar Edge | SE7600 | Inverters | 7600 |  | 1 |  |  | 0.97 |  | Outside | side of home
Solar Registration Program | NJSRRE1542389872 | North Brunswick, | 8902 | 11 | 9.77 | Residential | Yes | Behind the Meter | Pro Custom Solar dba Momentum Solar | PSE&G | Accepted | 2019-09-11 | 2019-09-13 | 2020-09-13 | HANWHA | Q.PEAK DUO BLK-G5 315 | Solar Panels |  | 0.315 | 20 | 202 | 20 |  | Fixed | Roof
Solar Registration Program | NJSRRE1542389872 | North Brunswick, | 8902 | 11 | 9.77 | Residential | Yes | Behind the Meter | Pro Custom Solar dba Momentum Solar | PSE&G | Accepted | 2019-09-11 | 2019-09-13 | 2020-09-13 | HANWHA | Q.PEAK DUO BLK-G5 315 | Solar Panels |  | 0.315 | 11 | 112 | 13 |  | Fixed | Roof
Solar Registration Program | NJSRRE1542389872 | North Brunswick, | 8902 | 11 | 9.77 | Residential | Yes | Behind the Meter | Pro Custom Solar dba Momentum Solar | PSE&G | Accepted | 2019-09-11 | 2019-09-13 | 2020-09-13 | Enphase Energy | IQ6-60-2-US | Inverters | 240 |  | 31 |  |  | 0.97 |  | Outdoor | Roof
Solar Registration Program | NJSRRE1542394314 | Washington | 7882 | 2 | 9.77 | Residential | No | Behind the Meter | Pro Custom Solar dba Momentum Solar | JCP&L | Accepted | 2019-09-12 | 2019-09-16 | 2020-09-16 | HANWHA | Q.PEAK DUO BLK-G5 315 | Solar Panels |  | 0.315 | 15 | 148 | 35 |  | Fixed | Roof
Solar Registration Program | NJSRRE1542394314 | Washington | 7882 | 2 | 9.77 | Residential | No | Behind the Meter | Pro Custom Solar dba Momentum Solar | JCP&L | Accepted | 2019-09-12 | 2019-09-16 | 2020-09-16 | HANWHA | Q.PEAK DUO BLK-G5 315 | Solar Panels |  | 0.315 | 16 | 328 | 35 |  | Fixed | Roof
Solar Registration Program | NJSRRE1542394314 | Washington | 7882 | 2 | 9.77 | Residential | No | Behind the Meter | Pro Custom Solar dba Momentum Solar | JCP&L | Accepted | 2019-09-12 | 2019-09-16 | 2020-09-16 | Enphase Energy | IQ6-60-2-US | Inverters | 240 |  | 31 |  |  | 0.97 |  | Outdoor | Roof
Solar Registration Program | NJSRRE1542397026 | Delran | 8075 | 13 | 9.77 | Residential | Yes | Behind the Meter | Trinity Solar | PSE&G | Accepted | 2019-09-13 | 2019-09-17 | 2020-09-17 | HANWHA | Q.PEAK DUO BLK-G5 315 | Solar Panels |  | 0.315 | 9 | 119 | 22 |  | Fixed | Roof
Solar Registration Program | NJSRRE1542397026 | Delran | 8075 | 13 | 9.77 | Residential | Yes | Behind the Meter | Trinity Solar | PSE&G | Accepted | 2019-09-13 | 2019-09-17 | 2020-09-17 | HANWHA | Q.PEAK DUO BLK-G5 315 | Solar Panels |  | 0.315 | 4 | 299 | 21 |  | Fixed | Roof
Solar Registration Program | NJSRRE1542397026 | Delran | 8075 | 13 | 9.77 | Residential | Yes | Behind the Meter | Trinity Solar | PSE&G | Accepted | 2019-09-13 | 2019-09-17 | 2020-09-17 | HANWHA | Q.PEAK DUO BLK-G5 315 | Solar Panels |  | 0.315 | 3 | 209 | 15 |  | Fixed | Roof
Solar Registration Program | NJSRRE1542397026 | Delran | 8075 | 13 | 9.77 | Residential | Yes | Behind the Meter | Trinity Solar | PSE&G | Accepted | 2019-09-13 | 2019-09-17 | 2020-09-17 | HANWHA | Q.PEAK DUO BLK-G5 315 | Solar Panels |  | 0.315 | 7 | 209 | 21 |  | Fixed | Roof
Solar Registration Program | NJSRRE1542397026 | Delran | 8075 | 13 | 9.77 | Residential | Yes | Behind the Meter | Trinity Solar | PSE&G | Accepted | 2019-09-13 | 2019-09-17 | 2020-09-17 | HANWHA | Q.PEAK DUO BLK-G5 315 | Solar Panels |  | 0.315 | 8 | 209 | 21 |  | Fixed | Roof
Solar Registration Program | NJSRRE1542397026 | Delran | 8075 | 13 | 9.77 | Residential | Yes | Behind the Meter | Trinity Solar | PSE&G | Accepted | 2019-09-13 | 2019-09-17 | 2020-09-17 | SOLAR EDGE | SE7600H-US | Inverters | 7600 |  | 1 |  |  | 0.97 |  | Outdoor | SIDE OF HOME
Solar Registration Program | NJSRRE1542407194 | Bridgewater | 8807 | 5 | 9.77 | Residential | Yes | Behind the Meter | Vivint Solar Developer, LLC | PSE&G | Accepted | 2019-09-18 | 2019-09-18 | 2020-09-18 | Hanwha | Q.PEAK DUO BLK-G5 315w | Solar Panels |  | 0.315 | 19 | 262 | 41 |  | Fixed | Roof
Solar Registration Program | NJSRRE1542407194 | Bridgewater | 8807 | 5 | 9.77 | Residential | Yes | Behind the Meter | Vivint Solar Developer, LLC | PSE&G | Accepted | 2019-09-18 | 2019-09-18 | 2020-09-18 | Hanwha | Q.PEAK DUO BLK-G5 315w | Solar Panels |  | 0.315 | 3 | 82 | 25 |  | Fixed | Roof
Solar Registration Program | NJSRRE1542407194 | Bridgewater | 8807 | 5 | 9.77 | Residential | Yes | Behind the Meter | Vivint Solar Developer, LLC | PSE&G | Accepted | 2019-09-18 | 2019-09-18 | 2020-09-18 | Hanwha | Q.PEAK DUO BLK-G5 315w | Solar Panels |  | 0.315 | 3 | 262 | 25 |  | Fixed | Roof
Solar Registration Program | NJSRRE1542407194 | Bridgewater | 8807 | 5 | 9.77 | Residential | Yes | Behind the Meter | Vivint Solar Developer, LLC | PSE&G | Accepted | 2019-09-18 | 2019-09-18 | 2020-09-18 | Hanwha | Q.PEAK DUO BLK-G5 315w | Solar Panels |  | 0.315 | 6 | 82 | 41 |  | Fixed | Roof
Solar Registration Program | NJSRRE1542407194 | Bridgewater | 8807 | 5 | 9.77 | Residential | Yes | Behind the Meter | Vivint Solar Developer, LLC | PSE&G | Accepted | 2019-09-18 | 2019-09-18 | 2020-09-18 | Solar Edge | SE7600H-US000BNC4 | Inverters | 7600 |  | 1 |  |  | 0.992 |  | Outdoor | Near the Utility Meter
Solar Registration Program | NJSRRE1542411768 | Deptford Township | 8096 | 15 | 9.77 | Residential | Yes | Behind the Meter | Suntuity Solar LLC | PSE&G | Accepted | 2019-09-17 | 2019-09-19 | 2020-09-19 | Yingli Green Energy | YL315D-30b | Solar Panels |  | 0.315 | 31 | 242 | 22 |  | Fixed | Roof
Solar Registration Program | NJSRRE1542411768 | Deptford Township | 8096 | 15 | 9.77 | Residential | Yes | Behind the Meter | Suntuity Solar LLC | PSE&G | Accepted | 2019-09-17 | 2019-09-19 | 2020-09-19 | Enphase Energy | IQ7-60-2-US | Inverters | 240 |  | 31 |  |  | 0.97 |  | Outdoor | Behind the PV Modules
Solar Registration Program | NJSRRE1542419894 | BLACKWOOD | 8012 | 14 | 9.77 | Residential | Yes | Behind the Meter | Vivint Solar Developer, LLC | AC Electric | Accepted | 2019-09-18 | 2019-09-20 | 2020-09-20 | Hanwha | Q.PEAK BLK-G5 315 | Solar Panels |  | 0.315 | 10 | 240 | 36 |  | Fixed | Roof
Solar Registration Program | NJSRRE1542419894 | BLACKWOOD | 8012 | 14 | 9.77 | Residential | Yes | Behind the Meter | Vivint Solar Developer, LLC | AC Electric | Accepted | 2019-09-18 | 2019-09-20 | 2020-09-20 | Hanwha | Q.PEAK BLK-G5 315 | Solar Panels |  | 0.315 | 5 | 150 | 26 |  | Fixed | Roof
Solar Registration Program | NJSRRE1542419894 | BLACKWOOD | 8012 | 14 | 9.77 | Residential | Yes | Behind the Meter | Vivint Solar Developer, LLC | AC Electric | Accepted | 2019-09-18 | 2019-09-20 | 2020-09-20 | Hanwha | Q.PEAK BLK-G5 315 | Solar Panels |  | 0.315 | 4 | 330 | 26 |  | Fixed | Roof
Solar Registration Program | NJSRRE1542419894 | BLACKWOOD | 8012 | 14 | 9.77 | Residential | Yes | Behind the Meter | Vivint Solar Developer, LLC | AC Electric | Accepted | 2019-09-18 | 2019-09-20 | 2020-09-20 | Hanwha | Q.PEAK BLK-G5 315 | Solar Panels |  | 0.315 | 12 | 60 | 36 |  | Fixed | Roof
Solar Registration Program | NJSRRE1542419894 | BLACKWOOD | 8012 | 14 | 9.77 | Residential | Yes | Behind the Meter | Vivint Solar Developer, LLC | AC Electric | Accepted | 2019-09-18 | 2019-09-20 | 2020-09-20 | SolarEdge | SE7600H-US | Inverters | 7600 |  | 1 |  |  | 0.992 |  | Outdoor | Near the Utility Meter
Solar Registration Program | NJSRRE1542423097 | TOMS RIVER | 8757 | 18 | 9.77 | Residential | Yes | Behind the Meter | Vivint Solar Developer, LLC | JCP&L | Accepted | 2019-09-19 | 2019-09-24 | 2020-09-24 | Hanwha | Q.PEAK BLK-G5 315 | Solar Panels |  | 0.315 | 18 | 21 | 167 |  | Fixed | Roof
Solar Registration Program | NJSRRE1542423097 | TOMS RIVER | 8757 | 18 | 9.77 | Residential | Yes | Behind the Meter | Vivint Solar Developer, LLC | JCP&L | Accepted | 2019-09-19 | 2019-09-24 | 2020-09-24 | Hanwha | Q.PEAK BLK-G5 315 | Solar Panels |  | 0.315 | 13 | 167 | 21 |  | Fixed | Roof
Solar Registration Program | NJSRRE1542423097 | TOMS RIVER | 8757 | 18 | 9.77 | Residential | Yes | Behind the Meter | Vivint Solar Developer, LLC | JCP&L | Accepted | 2019-09-19 | 2019-09-24 | 2020-09-24 | SolarEdge | SE7600H-US | Inverters | 7600 |  | 1 |  |  | 0.992 |  | Outdoor | Near the Utility Meter
Solar Registration Program | NJSRRE1542424753 | HADDON TOWNSHIP | 8107 | 14 | 9.77 | Residential | Yes | Behind the Meter | Vivint Solar Developer, LLC | PSE&G | Accepted | 2019-09-20 | 2019-09-24 | 2020-09-24 | HANWHA SOLAR | Q.PEAK BLK-G5 315 | Solar Panels |  | 0.315 | 11 | 58 | 33 |  | Fixed | Roof
Solar Registration Program | NJSRRE1542424753 | HADDON TOWNSHIP | 8107 | 14 | 9.77 | Residential | Yes | Behind the Meter | Vivint Solar Developer, LLC | PSE&G | Accepted | 2019-09-20 | 2019-09-24 | 2020-09-24 | HANWHA SOLAR | Q.PEAK BLK-G5 315 | Solar Panels |  | 0.315 | 20 | 238 | 33 |  | Fixed | Roof
Solar Registration Program | NJSRRE1542424753 | HADDON TOWNSHIP | 8107 | 14 | 9.77 | Residential | Yes | Behind the Meter | Vivint Solar Developer, LLC | PSE&G | Accepted | 2019-09-20 | 2019-09-24 | 2020-09-24 | SOLAREDGE | SE7600H-US000BNC4 | Inverters | 7600 |  | 1 |  |  | 0.992 |  | Outdoor | Near The Utility Meter
Solar Registration Program | NJSRRE1542441602 | Newton | 7860 | 1 | 9.77 | Residential | Yes | Behind the Meter | Vivint Solar Developer, LLC | JCP&L | Accepted | 2019-09-26 | 2019-09-27 | 2020-09-27 | Hanwha | Q.PEAK DUO BLK-G5 315w | Solar Panels |  | 0.315 | 9 | 32 | 42 |  | Fixed | Roof
Solar Registration Program | NJSRRE1542441602 | Newton | 7860 | 1 | 9.77 | Residential | Yes | Behind the Meter | Vivint Solar Developer, LLC | JCP&L | Accepted | 2019-09-26 | 2019-09-27 | 2020-09-27 | Hanwha | Q.PEAK DUO BLK-G5 315w | Solar Panels |  | 0.315 | 3 | 32 | 10 |  | Fixed | Roof
Solar Registration Program | NJSRRE1542441602 | Newton | 7860 | 1 | 9.77 | Residential | Yes | Behind the Meter | Vivint Solar Developer, LLC | JCP&L | Accepted | 2019-09-26 | 2019-09-27 | 2020-09-27 | Hanwha | Q.PEAK DUO BLK-G5 315w | Solar Panels |  | 0.315 | 19 | 212 | 42 |  | Fixed | Roof
Solar Registration Program | NJSRRE1542441602 | Newton | 7860 | 1 | 9.77 | Residential | Yes | Behind the Meter | Vivint Solar Developer, LLC | JCP&L | Accepted | 2019-09-26 | 2019-09-27 | 2020-09-27 | Solar Edge | SE7600H-US000BNC4 | Inverters | 7600 |  | 1 |  |  | 0.992 |  | Outdoor | Near the Utility Meter
Solar Registration Program | NJSRRE1542466983 | Piscataway | 8854 | 11 | 9.77 | Residential | Yes | Behind the Meter | Suntuity Solar LLC | PSE&G | Accepted | 2019-10-01 | 2019-10-02 | 2020-10-02 | Yingli Green Energy | YL315D-30b | Solar Panels |  | 0.315 | 22 | 236 | 30 |  | Fixed | Roof
Solar Registration Program | NJSRRE1542466983 | Piscataway | 8854 | 11 | 9.77 | Residential | Yes | Behind the Meter | Suntuity Solar LLC | PSE&G | Accepted | 2019-10-01 | 2019-10-02 | 2020-10-02 | Yingli Green Energy | YL315D-30b | Solar Panels |  | 0.315 | 9 | 56 | 34 |  | Fixed | Roof
Solar Registration Program | NJSRRE1542466983 | Piscataway | 8854 | 11 | 9.77 | Residential | Yes | Behind the Meter | Suntuity Solar LLC | PSE&G | Accepted | 2019-10-01 | 2019-10-02 | 2020-10-02 | Enphase Energy | IQ7-60-2-US | Inverters | 240 |  | 31 |  |  | 0.97 |  | Outdoor | Behind the PV Modules
Solar Registration Program | NJSRRE1542476079 | WILLIAMSTOWN | 8094 | 15 | 9.77 | Residential | Yes | Behind the Meter | Vivint Solar Developer, LLC | AC Electric | Accepted | 2019-10-01 | 2019-10-03 | 2020-10-03 | Hanwha Solar | Q.PEAK BLK-G5 315 | Solar Panels |  | 0.315 | 9 | 290 | 16 |  | Fixed | Roof
Solar Registration Program | NJSRRE1542476079 | WILLIAMSTOWN | 8094 | 15 | 9.77 | Residential | Yes | Behind the Meter | Vivint Solar Developer, LLC | AC Electric | Accepted | 2019-10-01 | 2019-10-03 | 2020-10-03 | Hanwha Solar | Q.PEAK BLK-G5 315 | Solar Panels |  | 0.315 | 22 | 110 | 16 |  | Fixed | Roof
Solar Registration Program | NJSRRE1542476079 | WILLIAMSTOWN | 8094 | 15 | 9.77 | Residential | Yes | Behind the Meter | Vivint Solar Developer, LLC | AC Electric | Accepted | 2019-10-01 | 2019-10-03 | 2020-10-03 | Solar Edge | SE7600H-US000BNC4 | Inverters | 7600 |  | 1 |  |  | 0.992 |  | Outdoor | Near the Utility Meter
Solar Registration Program | NJSRRE1542494042 | Keyport | 7735 | 17 | 9.77 | Residential | Yes | Behind the Meter | Vivint Solar Developer, LLC | JCP&L | Accepted | 2019-10-02 | 2019-10-04 | 2020-10-04 | Hanwha Solar | Q.PEAK BLK-G5 315 | Solar Panels |  | 0.315 | 23 | 346 | 26 |  | Fixed | Roof
Solar Registration Program | NJSRRE1542494042 | Keyport | 7735 | 17 | 9.77 | Residential | Yes | Behind the Meter | Vivint Solar Developer, LLC | JCP&L | Accepted | 2019-10-02 | 2019-10-04 | 2020-10-04 | Hanwha Solar | Q.PEAK BLK-G5 315 | Solar Panels |  | 0.315 | 8 | 166 | 26 |  | Fixed | Roof
Solar Registration Program | NJSRRE1542494042 | Keyport | 7735 | 17 | 9.77 | Residential | Yes | Behind the Meter | Vivint Solar Developer, LLC | JCP&L | Accepted | 2019-10-02 | 2019-10-04 | 2020-10-04 | SOLAREDGE | SE7600H-US000BNC4 | Inverters | 7600 |  | 1 |  |  | 0.992 |  | Outdoor | Near The Utility Meter
Solar Registration Program | NJSRRE1542501264 | Pilesgrove | 8098 | 16 | 9.77 | Residential | No | Behind the Meter | Trinity Solar | AC Electric | Accepted | 2019-10-03 | 2019-10-08 | 2020-10-08 | Hanwha | Q.PEAK DUO BLK-G5 315 | Solar Panels |  | 0.315 | 31 | 206 | 34 |  | Fixed | Roof
Solar Registration Program | NJSRRE1542501264 | Pilesgrove | 8098 | 16 | 9.77 | Residential | No | Behind the Meter | Trinity Solar | AC Electric | Accepted | 2019-10-03 | 2019-10-08 | 2020-10-08 | Solar Edge | SE7600 | Inverters | 7600 |  | 1 |  |  | 0.97 |  | Outside | side of home
Solar Registration Program | NJSRRE1542505572 | Burlington | 8016 | 13 | 9.77 | Residential | Yes | Behind the Meter | Pro Custom Solar dba Momentum Solar | PSE&G | Accepted | 2019-10-04 | 2019-10-08 | 2020-10-08 | HANWHA | Q.PEAK DUO BLK-G5 315 | Solar Panels |  | 0.315 | 8 | 231 | 25 |  | Fixed | Roof
Solar Registration Program | NJSRRE1542505572 | Burlington | 8016 | 13 | 9.77 | Residential | Yes | Behind the Meter | Pro Custom Solar dba Momentum Solar | PSE&G | Accepted | 2019-10-04 | 2019-10-08 | 2020-10-08 | HANWHA | Q.PEAK DUO BLK-G5 315 | Solar Panels |  | 0.315 | 3 | 231 | 25 |  | Fixed | Roof
Solar Registration Program | NJSRRE1542505572 | Burlington | 8016 | 13 | 9.77 | Residential | Yes | Behind the Meter | Pro Custom Solar dba Momentum Solar | PSE&G | Accepted | 2019-10-04 | 2019-10-08 | 2020-10-08 | HANWHA | Q.PEAK DUO BLK-G5 315 | Solar Panels |  | 0.315 | 5 | 231 | 25 |  | Fixed | Roof
Solar Registration Program | NJSRRE1542505572 | Burlington | 8016 | 13 | 9.77 | Residential | Yes | Behind the Meter | Pro Custom Solar dba Momentum Solar | PSE&G | Accepted | 2019-10-04 | 2019-10-08 | 2020-10-08 | HANWHA | Q.PEAK DUO BLK-G5 315 | Solar Panels |  | 0.315 | 11 | 51 | 25 |  | Fixed | Roof
Solar Registration Program | NJSRRE1542505572 | Burlington | 8016 | 13 | 9.77 | Residential | Yes | Behind the Meter | Pro Custom Solar dba Momentum Solar | PSE&G | Accepted | 2019-10-04 | 2019-10-08 | 2020-10-08 | HANWHA | Q.PEAK DUO BLK-G5 315 | Solar Panels |  | 0.315 | 4 | 51 | 40 |  | Fixed | Roof
Solar Registration Program | NJSRRE1542505572 | Burlington | 8016 | 13 | 9.77 | Residential | Yes | Behind the Meter | Pro Custom Solar dba Momentum Solar | PSE&G | Accepted | 2019-10-04 | 2019-10-08 | 2020-10-08 | Enphase Energy | IQ7-60-2-US | Inverters | 250 |  | 31 |  |  | 0.97 |  | Outdoor | Roof
Solar Registration Program | NJSRRE1542523640 | Piscataway | 8854 | 11 | 9.77 | Residential | Yes | Behind the Meter | Suntuity Solar LLC | PSE&G | Accepted | 2019-10-10 | 2019-10-14 | 2020-10-14 | Yingli Green Energy | YL315D-30b | Solar Panels |  | 0.315 | 21 | 218 | 30 |  | Fixed | Roof
Solar Registration Program | NJSRRE1542523640 | Piscataway | 8854 | 11 | 9.77 | Residential | Yes | Behind the Meter | Suntuity Solar LLC | PSE&G | Accepted | 2019-10-10 | 2019-10-14 | 2020-10-14 | Yingli Green Energy | YL315D-30b | Solar Panels |  | 0.315 | 10 | 38 | 30 |  | Fixed | Roof
Solar Registration Program | NJSRRE1542523640 | Piscataway | 8854 | 11 | 9.77 | Residential | Yes | Behind the Meter | Suntuity Solar LLC | PSE&G | Accepted | 2019-10-10 | 2019-10-14 | 2020-10-14 | Enphase Energy | IQ7-60-2-US | Inverters | 240 |  | 31 |  |  | 0.97 |  | Outdoor | Behind the PV Modules
Solar Registration Program | NJSRRE1542523811 | Paterson | 7504 | 6 | 9.77 | Residential | Yes | Behind the Meter | Trinity Solar | PSE&G | As-Built Incomplete | 2019-10-10 | 2019-10-14 | 2020-10-14 | HANWHA | Q.PEAK DUO BLK-G5 315 | Solar Panels |  | 0.315 | 9 | 189 | 45 |  | Fixed | Roof
Solar Registration Program | NJSRRE1542523811 | Paterson | 7504 | 6 | 9.77 | Residential | Yes | Behind the Meter | Trinity Solar | PSE&G | As-Built Incomplete | 2019-10-10 | 2019-10-14 | 2020-10-14 | HANWHA | Q.PEAK DUO BLK-G5 315 | Solar Panels |  | 0.315 | 6 | 189 | 18 |  | Fixed | Roof
Solar Registration Program | NJSRRE1542523811 | Paterson | 7504 | 6 | 9.77 | Residential | Yes | Behind the Meter | Trinity Solar | PSE&G | As-Built Incomplete | 2019-10-10 | 2019-10-14 | 2020-10-14 | HANWHA | Q.PEAK DUO BLK-G5 315 | Solar Panels |  | 0.315 | 16 | 189 | 45 |  | Fixed | Roof
Solar Registration Program | NJSRRE1542523811 | Paterson | 7504 | 6 | 9.77 | Residential | Yes | Behind the Meter | Trinity Solar | PSE&G | As-Built Incomplete | 2019-10-10 | 2019-10-14 | 2020-10-14 | Solar Edge | SE7600H-US | Inverters | 7600 |  | 1 |  |  | 0.97 |  | Outdoor | side of home
Solar Registration Program | NJSRRE1542528383 | Burlington | 8016 | 13 | 9.77 | Residential | No | Behind the Meter | Vivint Solar Developer, LLC | PSE&G | Accepted | 2019-10-11 | 2019-10-15 | 2020-10-15 | Hanwha | Q.PEAK BLK-G5 315 | Solar Panels |  | 0.315 | 19 | 172 | 20 |  | Fixed | Roof
Solar Registration Program | NJSRRE1542528383 | Burlington | 8016 | 13 | 9.77 | Residential | No | Behind the Meter | Vivint Solar Developer, LLC | PSE&G | Accepted | 2019-10-11 | 2019-10-15 | 2020-10-15 | Hanwha | Q.PEAK BLK-G5 315 | Solar Panels |  | 0.315 | 12 | 352 | 20 |  | Fixed | Roof
Solar Registration Program | NJSRRE1542528383 | Burlington | 8016 | 13 | 9.77 | Residential | No | Behind the Meter | Vivint Solar Developer, LLC | PSE&G | Accepted | 2019-10-11 | 2019-10-15 | 2020-10-15 | Solar Edge | SE7600H-US000BNC4 | Inverters | 7600 |  | 1 |  |  | 0.992 |  | Outdoor | Near the Utility Meter
Solar Registration Program | NJSRRE1542541524 | Mt Holly | 8060 | 13 | 9.77 | Residential | Yes | Behind the Meter | Trinity Solar | PSE&G | Accepted | 2019-10-14 | 2019-10-16 | 2020-10-16 | HANWHA | Q.PEAK DUO BLK-G5 315 | Solar Panels |  | 0.315 | 10 | 8 | 27 |  | Fixed | Roof
Solar Registration Program | NJSRRE1542541524 | Mt Holly | 8060 | 13 | 9.77 | Residential | Yes | Behind the Meter | Trinity Solar | PSE&G | Accepted | 2019-10-14 | 2019-10-16 | 2020-10-16 | HANWHA | Q.PEAK DUO BLK-G5 315 | Solar Panels |  | 0.315 | 21 | 199 | 29 |  | Fixed | Roof
Solar Registration Program | NJSRRE1542541524 | Mt Holly | 8060 | 13 | 9.77 | Residential | Yes | Behind the Meter | Trinity Solar | PSE&G | Accepted | 2019-10-14 | 2019-10-16 | 2020-10-16 | Solar Edge | SE7600H-US000BNC4 | Inverters | 7600 |  | 1 |  |  | 0.97 |  | Outdoor | side of home
Solar Registration Program | NJSRRE1542544459 | Brick | 8723 | 18 | 9.77 | Residential | Yes | Behind the Meter | Vivint Solar Developer, LLC | JCP&L | Accepted | 2019-10-15 | 2019-10-17 | 2020-10-17 | HANWHA SOLAR | Q.PEAK BLK-G5 315 | Solar Panels |  | 0.315 | 5 | 352 | 20 |  | Fixed | Roof
Solar Registration Program | NJSRRE1542544459 | Brick | 8723 | 18 | 9.77 | Residential | Yes | Behind the Meter | Vivint Solar Developer, LLC | JCP&L | Accepted | 2019-10-15 | 2019-10-17 | 2020-10-17 | HANWHA SOLAR | Q.PEAK BLK-G5 315 | Solar Panels |  | 0.315 | 6 | 262 | 20 |  | Fixed | Roof
Solar Registration Program | NJSRRE1542544459 | Brick | 8723 | 18 | 9.77 | Residential | Yes | Behind the Meter | Vivint Solar Developer, LLC | JCP&L | Accepted | 2019-10-15 | 2019-10-17 | 2020-10-17 | HANWHA SOLAR | Q.PEAK BLK-G5 315 | Solar Panels |  | 0.315 | 6 | 172 | 20 |  | Fixed | Roof
Solar Registration Program | NJSRRE1542544459 | Brick | 8723 | 18 | 9.77 | Residential | Yes | Behind the Meter | Vivint Solar Developer, LLC | JCP&L | Accepted | 2019-10-15 | 2019-10-17 | 2020-10-17 | HANWHA SOLAR | Q.PEAK BLK-G5 315 | Solar Panels |  | 0.315 | 14 | 82 | 20 |  | Fixed | Roof
Solar Registration Program | NJSRRE1542544459 | Brick | 8723 | 18 | 9.77 | Residential | Yes | Behind the Meter | Vivint Solar Developer, LLC | JCP&L | Accepted | 2019-10-15 | 2019-10-17 | 2020-10-17 | SOLAREDGE | SE7600H-US | Inverters | 7600 |  | 1 |  |  | 0.992 |  | Outdoor | Near the Utility Meter
Solar Registration Program | NJSRRE1542554078 | MONTCLAIR | 7043 | 9 | 9.77 | Residential | No | Behind the Meter | Vivint Solar Developer, LLC | PSE&G | Accepted | 2019-10-17 | 2019-10-21 | 2020-10-21 | HANWHA SOLAR | Q.PEAK BLK-G5 315 | Solar Panels |  | 0.315 | 12 | 196 | 30 |  | Fixed | Roof
Solar Registration Program | NJSRRE1542554078 | MONTCLAIR | 7043 | 9 | 9.77 | Residential | No | Behind the Meter | Vivint Solar Developer, LLC | PSE&G | Accepted | 2019-10-17 | 2019-10-21 | 2020-10-21 | HANWHA SOLAR | Q.PEAK BLK-G5 315 | Solar Panels |  | 0.315 | 10 | 16 | 30 |  | Fixed | Roof
Solar Registration Program | NJSRRE1542554078 | MONTCLAIR | 7043 | 9 | 9.77 | Residential | No | Behind the Meter | Vivint Solar Developer, LLC | PSE&G | Accepted | 2019-10-17 | 2019-10-21 | 2020-10-21 | HANWHA SOLAR | Q.PEAK BLK-G5 315 | Solar Panels |  | 0.315 | 5 | 196 | 27 |  | Fixed | Roof
Solar Registration Program | NJSRRE1542554078 | MONTCLAIR | 7043 | 9 | 9.77 | Residential | No | Behind the Meter | Vivint Solar Developer, LLC | PSE&G | Accepted | 2019-10-17 | 2019-10-21 | 2020-10-21 | HANWHA SOLAR | Q.PEAK BLK-G5 315 | Solar Panels |  | 0.315 | 4 | 196 | 43 |  | Fixed | Roof
Solar Registration Program | NJSRRE1542554078 | MONTCLAIR | 7043 | 9 | 9.77 | Residential | No | Behind the Meter | Vivint Solar Developer, LLC | PSE&G | Accepted | 2019-10-17 | 2019-10-21 | 2020-10-21 | solar edge | SE7600H-US | Inverters | 7600 |  | 1 |  |  | 0.992 |  | Outdoor | near the utility meter
Solar Registration Program | NJSRRE1542554078 | MONTCLAIR | 7043 | 9 | 9.77 | Residential | No | Behind the Meter | Vivint Solar Developer, LLC | PSE&G | Accepted | 2019-10-17 | 2019-10-21 | 2020-10-21 | solar edge | SE3800H-US | Inverters | 3800 |  | 1 |  |  | 0.992 |  | Outdoor | near the utility meter
Solar Registration Program | NJSRRE1542561932 | Mt Laurel Township | 8054 | 13 | 9.77 | Residential | Yes | Behind the Meter | Trinity Solar | PSE&G | Accepted | 2019-10-21 | 2019-10-23 | 2020-10-23 | Hanwha | Q.PEAK DUO BLK-G5 315 | Solar Panels |  | 0.315 | 12 | 305 | 27 |  | Fixed | Roof
Solar Registration Program | NJSRRE1542561932 | Mt Laurel Township | 8054 | 13 | 9.77 | Residential | Yes | Behind the Meter | Trinity Solar | PSE&G | Accepted | 2019-10-21 | 2019-10-23 | 2020-10-23 | Hanwha | Q.PEAK DUO BLK-G5 315 | Solar Panels |  | 0.315 | 19 | 125 | 27 |  | Fixed | Roof
Solar Registration Program | NJSRRE1542561932 | Mt Laurel Township | 8054 | 13 | 9.77 | Residential | Yes | Behind the Meter | Trinity Solar | PSE&G | Accepted | 2019-10-21 | 2019-10-23 | 2020-10-23 | Solar Edge | SE7600 | Inverters | 7600 |  | 1 |  |  | 0.97 |  | Outside | side of home
Solar Registration Program | NJSRRE1542574868 | Manahawkin | 8050 | 18 | 9.77 | Residential | Yes | Behind the Meter | Suntuity Solar LLC | AC Electric | Accepted | 2019-10-22 | 2019-10-24 | 2020-10-24 | Yingli Green Energy | YL315D-30b | Solar Panels |  | 0.315 | 4 | 286 | 26 |  | Fixed | Roof
Solar Registration Program | NJSRRE1542574868 | Manahawkin | 8050 | 18 | 9.77 | Residential | Yes | Behind the Meter | Suntuity Solar LLC | AC Electric | Accepted | 2019-10-22 | 2019-10-24 | 2020-10-24 | Yingli Green Energy | YL315D-30b | Solar Panels |  | 0.315 | 27 | 106 | 26 |  | Fixed | Roof
Solar Registration Program | NJSRRE1542574868 | Manahawkin | 8050 | 18 | 9.77 | Residential | Yes | Behind the Meter | Suntuity Solar LLC | AC Electric | Accepted | 2019-10-22 | 2019-10-24 | 2020-10-24 | Enphase Energy | IQ7-60-2-US | Inverters | 240 |  | 31 |  |  | 0.97 |  | Outdoor | Behind the PV Modules
Solar Registration Program | NJSRRE1542574879 | Robbinsville Township | 8691 | 12 | 9.77 | Residential | Yes | Behind the Meter | Suntuity Solar LLC | PSE&G | Accepted | 2019-10-22 | 2019-10-24 | 2020-10-24 | Yingli Green Energy | YL315D-30b | Solar Panels |  | 0.315 | 17 | 224 | 23 |  | Fixed | Roof
Solar Registration Program | NJSRRE1542574879 | Robbinsville Township | 8691 | 12 | 9.77 | Residential | Yes | Behind the Meter | Suntuity Solar LLC | PSE&G | Accepted | 2019-10-22 | 2019-10-24 | 2020-10-24 | Yingli Green Energy | YL315D-30b | Solar Panels |  | 0.315 | 14 | 224 | 23 |  | Fixed | Roof
Solar Registration Program | NJSRRE1542574879 | Robbinsville Township | 8691 | 12 | 9.77 | Residential | Yes | Behind the Meter | Suntuity Solar LLC | PSE&G | Accepted | 2019-10-22 | 2019-10-24 | 2020-10-24 | Enphase Energy | IQ7-60-2-US | Inverters | 240 |  | 31 |  |  | 0.97 |  | Outdoor | Behind the PV Modules
Solar Registration Program | NJSRRE1542582621 | Merchantville | 8109 | 14 | 9.77 | Residential | Yes | Behind the Meter | Vivint Solar Developer, LLC | PSE&G | Accepted | 2019-10-25 | 2019-10-28 | 2020-10-28 | Hanwha Solar | Q.PEAK DUO BLK-G5 315 | Solar Panels |  | 0.315 | 6 | 238 | 22 |  | Fixed | Roof
Solar Registration Program | NJSRRE1542582621 | Merchantville | 8109 | 14 | 9.77 | Residential | Yes | Behind the Meter | Vivint Solar Developer, LLC | PSE&G | Accepted | 2019-10-25 | 2019-10-28 | 2020-10-28 | Hanwha Solar | Q.PEAK DUO BLK-G5 315 | Solar Panels |  | 0.315 | 8 | 148 | 13 |  | Fixed | Roof
Solar Registration Program | NJSRRE1542582621 | Merchantville | 8109 | 14 | 9.77 | Residential | Yes | Behind the Meter | Vivint Solar Developer, LLC | PSE&G | Accepted | 2019-10-25 | 2019-10-28 | 2020-10-28 | Hanwha Solar | Q.PEAK DUO BLK-G5 315 | Solar Panels |  | 0.315 | 6 | 328 | 20 |  | Fixed | Roof
Solar Registration Program | NJSRRE1542582621 | Merchantville | 8109 | 14 | 9.77 | Residential | Yes | Behind the Meter | Vivint Solar Developer, LLC | PSE&G | Accepted | 2019-10-25 | 2019-10-28 | 2020-10-28 | Hanwha Solar | Q.PEAK DUO BLK-G5 315 | Solar Panels |  | 0.315 | 6 | 328 | 20 |  | Fixed | Roof
Solar Registration Program | NJSRRE1542582621 | Merchantville | 8109 | 14 | 9.77 | Residential | Yes | Behind the Meter | Vivint Solar Developer, LLC | PSE&G | Accepted | 2019-10-25 | 2019-10-28 | 2020-10-28 | Hanwha Solar | Q.PEAK DUO BLK-G5 315 | Solar Panels |  | 0.315 | 5 | 58 | 22 |  | Fixed | Roof
Solar Registration Program | NJSRRE1542582621 | Merchantville | 8109 | 14 | 9.77 | Residential | Yes | Behind the Meter | Vivint Solar Developer, LLC | PSE&G | Accepted | 2019-10-25 | 2019-10-28 | 2020-10-28 | Solar Edge | SE7600H-US000BNC4 | Inverters | 7600 |  | 1 |  |  | 0.992 |  | Outdoor | Near The Utility Meter
Solar Registration Program | NJSRRE1542584324 | Manahawkin | 8050 | 18 | 9.77 | Residential | Yes | Behind the Meter | Suntuity Solar LLC | AC Electric | Accepted | 2019-10-25 | 2019-10-28 | 2020-10-28 | Yingli Green Energy | YL315D-30b | Solar Panels |  | 0.315 | 9 | 138 | 32 |  | Fixed | Roof
Solar Registration Program | NJSRRE1542584324 | Manahawkin | 8050 | 18 | 9.77 | Residential | Yes | Behind the Meter | Suntuity Solar LLC | AC Electric | Accepted | 2019-10-25 | 2019-10-28 | 2020-10-28 | Yingli Green Energy | YL315D-30b | Solar Panels |  | 0.315 | 3 | 228 | 37 |  | Fixed | Roof
Solar Registration Program | NJSRRE1542584324 | Manahawkin | 8050 | 18 | 9.77 | Residential | Yes | Behind the Meter | Suntuity Solar LLC | AC Electric | Accepted | 2019-10-25 | 2019-10-28 | 2020-10-28 | Yingli Green Energy | YL315D-30b | Solar Panels |  | 0.315 | 8 | 138 | 31 |  | Fixed | Roof
Solar Registration Program | NJSRRE1542584324 | Manahawkin | 8050 | 18 | 9.77 | Residential | Yes | Behind the Meter | Suntuity Solar LLC | AC Electric | Accepted | 2019-10-25 | 2019-10-28 | 2020-10-28 | Yingli Green Energy | YL315D-30b | Solar Panels |  | 0.315 | 5 | 138 | 33 |  | Fixed | Roof
Solar Registration Program | NJSRRE1542584324 | Manahawkin | 8050 | 18 | 9.77 | Residential | Yes | Behind the Meter | Suntuity Solar LLC | AC Electric | Accepted | 2019-10-25 | 2019-10-28 | 2020-10-28 | Yingli Green Energy | YL315D-30b | Solar Panels |  | 0.315 | 6 | 318 | 30 |  | Fixed | Roof
Solar Registration Program | NJSRRE1542584324 | Manahawkin | 8050 | 18 | 9.77 | Residential | Yes | Behind the Meter | Suntuity Solar LLC | AC Electric | Accepted | 2019-10-25 | 2019-10-28 | 2020-10-28 | Enphase Energy | IQ7-60-2-US | Inverters | 240 |  | 31 |  |  | 0.97 |  | Outdoor | Behind the PV Modules
Solar Registration Program | NJSRRE1542642921 | Manalapan Township | 7726 | 17 | 9.77 | Residential | No | Behind the Meter | Pro Custom Solar dba Momentum Solar | JCP&L | Accepted | 2019-10-25 | 2019-10-29 | 2020-10-29 | HANWHA | Q.PEAK DUO BLK-G5 315 | Solar Panels |  | 0.315 | 7 | 197 | 37 |  | Fixed | Roof
Solar Registration Program | NJSRRE1542642921 | Manalapan Township | 7726 | 17 | 9.77 | Residential | No | Behind the Meter | Pro Custom Solar dba Momentum Solar | JCP&L | Accepted | 2019-10-25 | 2019-10-29 | 2020-10-29 | HANWHA | Q.PEAK DUO BLK-G5 315 | Solar Panels |  | 0.315 | 2 | 287 | 23 |  | Fixed | Roof
Solar Registration Program | NJSRRE1542642921 | Manalapan Township | 7726 | 17 | 9.77 | Residential | No | Behind the Meter | Pro Custom Solar dba Momentum Solar | JCP&L | Accepted | 2019-10-25 | 2019-10-29 | 2020-10-29 | HANWHA | Q.PEAK DUO BLK-G5 315 | Solar Panels |  | 0.315 | 22 | 107 | 30 |  | Fixed | Roof
Solar Registration Program | NJSRRE1542642921 | Manalapan Township | 7726 | 17 | 9.77 | Residential | No | Behind the Meter | Pro Custom Solar dba Momentum Solar | JCP&L | Accepted | 2019-10-25 | 2019-10-29 | 2020-10-29 | Enphase Energy | IQ7-60-2-US | Inverters | 250 |  | 31 |  |  | 0.97 |  | Outdoor | Roof
Solar Registration Program | NJSRRE1542851375 | Carteret | 7008 | 11 | 9.77 | Residential | Yes | Behind the Meter | Pro Custom Solar dba Momentum Solar | PSE&G | Accepted | 2019-10-31 | 2019-11-04 | 2020-11-04 | HANWHA | Q.PEAK DUO BLK-G5 315 | Solar Panels |  | 0.315 | 8 | 259 | 10 |  | Fixed | Roof
Solar Registration Program | NJSRRE1542851375 | Carteret | 7008 | 11 | 9.77 | Residential | Yes | Behind the Meter | Pro Custom Solar dba Momentum Solar | PSE&G | Accepted | 2019-10-31 | 2019-11-04 | 2020-11-04 | HANWHA | Q.PEAK DUO BLK-G5 315 | Solar Panels |  | 0.315 | 5 | 78 | 19 |  | Fixed | Roof
Solar Registration Program | NJSRRE1542851375 | Carteret | 7008 | 11 | 9.77 | Residential | Yes | Behind the Meter | Pro Custom Solar dba Momentum Solar | PSE&G | Accepted | 2019-10-31 | 2019-11-04 | 2020-11-04 | HANWHA | Q.PEAK DUO BLK-G5 315 | Solar Panels |  | 0.315 | 8 | 259 | 35 |  | Fixed | Roof
Solar Registration Program | NJSRRE1542851375 | Carteret | 7008 | 11 | 9.77 | Residential | Yes | Behind the Meter | Pro Custom Solar dba Momentum Solar | PSE&G | Accepted | 2019-10-31 | 2019-11-04 | 2020-11-04 | HANWHA | Q.PEAK DUO BLK-G5 315 | Solar Panels |  | 0.315 | 10 | 259 | 27 |  | Fixed | Roof
Solar Registration Program | NJSRRE1542851375 | Carteret | 7008 | 11 | 9.77 | Residential | Yes | Behind the Meter | Pro Custom Solar dba Momentum Solar | PSE&G | Accepted | 2019-10-31 | 2019-11-04 | 2020-11-04 | Enphase Energy | IQ7-60-2-US | Inverters | 250 |  | 31 |  |  | 0.97 |  | Outdoor | Roof
Solar Registration Program | NJSRRE1542851677 | Bloomfield | 7003 | 9 | 9.77 | Residential | No | Behind the Meter | Vivint Solar Developer, LLC | PSE&G | Accepted | 2019-11-02 | 2019-11-04 | 2020-11-04 | HANWHA SOLAR | Q.PEAK BLK-G5 315 | Solar Panels |  | 0.315 | 14 | 5 | 32 |  | Fixed | Roof
Solar Registration Program | NJSRRE1542851677 | Bloomfield | 7003 | 9 | 9.77 | Residential | No | Behind the Meter | Vivint Solar Developer, LLC | PSE&G | Accepted | 2019-11-02 | 2019-11-04 | 2020-11-04 | HANWHA SOLAR | Q.PEAK BLK-G5 315 | Solar Panels |  | 0.315 | 4 | 95 | 25 |  | Fixed | Roof
Solar Registration Program | NJSRRE1542851677 | Bloomfield | 7003 | 9 | 9.77 | Residential | No | Behind the Meter | Vivint Solar Developer, LLC | PSE&G | Accepted | 2019-11-02 | 2019-11-04 | 2020-11-04 | HANWHA SOLAR | Q.PEAK BLK-G5 315 | Solar Panels |  | 0.315 | 2 | 185 | 32 |  | Fixed | Roof
Solar Registration Program | NJSRRE1542851677 | Bloomfield | 7003 | 9 | 9.77 | Residential | No | Behind the Meter | Vivint Solar Developer, LLC | PSE&G | Accepted | 2019-11-02 | 2019-11-04 | 2020-11-04 | HANWHA SOLAR | Q.PEAK BLK-G5 315 | Solar Panels |  | 0.315 | 2 | 185 | 33 |  | Fixed | Roof
Solar Registration Program | NJSRRE1542851677 | Bloomfield | 7003 | 9 | 9.77 | Residential | No | Behind the Meter | Vivint Solar Developer, LLC | PSE&G | Accepted | 2019-11-02 | 2019-11-04 | 2020-11-04 | HANWHA SOLAR | Q.PEAK BLK-G5 315 | Solar Panels |  | 0.315 | 3 | 185 | 32 |  | Fixed | Roof
Solar Registration Program | NJSRRE1542851677 | Bloomfield | 7003 | 9 | 9.77 | Residential | No | Behind the Meter | Vivint Solar Developer, LLC | PSE&G | Accepted | 2019-11-02 | 2019-11-04 | 2020-11-04 | HANWHA SOLAR | Q.PEAK BLK-G5 315 | Solar Panels |  | 0.315 | 4 | 275 | 25 |  | Fixed | Roof
Solar Registration Program | NJSRRE1542851677 | Bloomfield | 7003 | 9 | 9.77 | Residential | No | Behind the Meter | Vivint Solar Developer, LLC | PSE&G | Accepted | 2019-11-02 | 2019-11-04 | 2020-11-04 | HANWHA SOLAR | Q.PEAK BLK-G5 315 | Solar Panels |  | 0.315 | 2 | 5 | 33 |  | Fixed | Roof
Solar Registration Program | NJSRRE1542851677 | Bloomfield | 7003 | 9 | 9.77 | Residential | No | Behind the Meter | Vivint Solar Developer, LLC | PSE&G | Accepted | 2019-11-02 | 2019-11-04 | 2020-11-04 | solar edge | SE7600H-US | Inverters | 7600 |  | 1 |  |  | 0.992 |  | Outdoor | near utility meter
Solar Registration Program | NJSRRE1542882386 | HILLSIDE | 7205 | 10 | 9.77 | Residential | Yes | Behind the Meter | Vivint Solar Developer, LLC | PSE&G | Accepted | 2019-11-01 | 2019-11-05 | 2020-11-05 | Hanwha | Q.PEAK BLK-G5 315 | Solar Panels |  | 0.315 | 17 | 360 | 37 |  | Fixed | Roof
Solar Registration Program | NJSRRE1542882386 | HILLSIDE | 7205 | 10 | 9.77 | Residential | Yes | Behind the Meter | Vivint Solar Developer, LLC | PSE&G | Accepted | 2019-11-01 | 2019-11-05 | 2020-11-05 | Hanwha | Q.PEAK BLK-G5 315 | Solar Panels |  | 0.315 | 14 | 180 | 37 |  | Fixed | Roof
Solar Registration Program | NJSRRE1542882386 | HILLSIDE | 7205 | 10 | 9.77 | Residential | Yes | Behind the Meter | Vivint Solar Developer, LLC | PSE&G | Accepted | 2019-11-01 | 2019-11-05 | 2020-11-05 | Solar Edge | SE7600H-US000BNC4 | Inverters | 7600 |  | 1 |  |  | 0.992 |  | Outdoor | Near the utility meter
Solar Registration Program | NJSRRE1542907488 | Piscataway | 8854 | 11 | 9.77 | Residential | No | Behind the Meter | Suntuity Solar LLC | PSE&G | Accepted | 2019-11-04 | 2019-11-05 | 2020-11-05 | Yingli Green Energy | YL315D-30b | Solar Panels |  | 0.315 | 17 | 157 | 24 |  | Fixed | Roof
Solar Registration Program | NJSRRE1542907488 | Piscataway | 8854 | 11 | 9.77 | Residential | No | Behind the Meter | Suntuity Solar LLC | PSE&G | Accepted | 2019-11-04 | 2019-11-05 | 2020-11-05 | Yingli Green Energy | YL315D-30b | Solar Panels |  | 0.315 | 14 | 157 | 24 |  | Fixed | Roof
Solar Registration Program | NJSRRE1542907488 | Piscataway | 8854 | 11 | 9.77 | Residential | No | Behind the Meter | Suntuity Solar LLC | PSE&G | Accepted | 2019-11-04 | 2019-11-05 | 2020-11-05 | Enphase Energy | IQ7-60-2-US | Inverters | 240 |  | 31 |  |  | 0.97 |  | Outdoor | Behind the PV Modules
Solar Registration Program | NJSRRE1543151883 | STAFFORD TOWNSHIP | 8050 | 18 | 9.77 | Residential | Yes | Behind the Meter | Vivint Solar Developer, LLC | AC Electric | Accepted | 2019-11-13 | 2019-11-15 | 2020-11-15 | HANWHA SOLAR | Q.PEAK BLK-G5 315 | Solar Panels |  | 0.315 | 8 | 112 | 36 |  | Fixed | Roof
Solar Registration Program | NJSRRE1543151883 | STAFFORD TOWNSHIP | 8050 | 18 | 9.77 | Residential | Yes | Behind the Meter | Vivint Solar Developer, LLC | AC Electric | Accepted | 2019-11-13 | 2019-11-15 | 2020-11-15 | HANWHA SOLAR | Q.PEAK BLK-G5 315 | Solar Panels |  | 0.315 | 8 | 292 | 36 |  | Fixed | Roof
Solar Registration Program | NJSRRE1543151883 | STAFFORD TOWNSHIP | 8050 | 18 | 9.77 | Residential | Yes | Behind the Meter | Vivint Solar Developer, LLC | AC Electric | Accepted | 2019-11-13 | 2019-11-15 | 2020-11-15 | HANWHA SOLAR | Q.PEAK BLK-G5 315 | Solar Panels |  | 0.315 | 15 | 112 | 36 |  | Fixed | Roof
Solar Registration Program | NJSRRE1543151883 | STAFFORD TOWNSHIP | 8050 | 18 | 9.77 | Residential | Yes | Behind the Meter | Vivint Solar Developer, LLC | AC Electric | Accepted | 2019-11-13 | 2019-11-15 | 2020-11-15 | SOLAREDGE | SE7600H-US000BNC4 | Inverters | 7600 |  | 1 |  |  | 0.992 |  | Outdoor | Near the Utility Meter
Solar Registration Program | NJSRRE1543206453 | Whiting | 8759 | 18 | 9.77 | Residential | Yes | Behind the Meter | Pro Custom Solar dba Momentum Solar | JCP&L | Accepted | 2019-11-13 | 2019-11-18 | 2020-11-18 | Hanwha | Q.Peak DUO BLK-G5 315 | Solar Panels |  | 0.315 | 25 | 175 | 15 |  | Fixed | Roof
Solar Registration Program | NJSRRE1543206453 | Whiting | 8759 | 18 | 9.77 | Residential | Yes | Behind the Meter | Pro Custom Solar dba Momentum Solar | JCP&L | Accepted | 2019-11-13 | 2019-11-18 | 2020-11-18 | Hanwha | Q.Peak DUO BLK-G5 315 | Solar Panels |  | 0.315 | 6 | 174 | 17 |  | Fixed | Roof
Solar Registration Program | NJSRRE1543206453 | Whiting | 8759 | 18 | 9.77 | Residential | Yes | Behind the Meter | Pro Custom Solar dba Momentum Solar | JCP&L | Accepted | 2019-11-13 | 2019-11-18 | 2020-11-18 | Enphase Energy | IQ6-60-2-US | Inverters | 240 |  | 31 |  |  | 0.97 |  | Outdoor | Roof
Solar Registration Program | NJSRRE1543254593 | MANAHAWKIN | 8050 | 18 | 9.77 | Residential | Yes | Behind the Meter | Vivint Solar Developer, LLC | AC Electric | Accepted | 2019-11-15 | 2019-11-19 | 2020-11-19 | HANWHA SOLAR | Q.PEAK BLK-G5 315 | Solar Panels |  | 0.315 | 12 | 246 | 27 |  | Fixed | Roof
Solar Registration Program | NJSRRE1543254593 | MANAHAWKIN | 8050 | 18 | 9.77 | Residential | Yes | Behind the Meter | Vivint Solar Developer, LLC | AC Electric | Accepted | 2019-11-15 | 2019-11-19 | 2020-11-19 | HANWHA SOLAR | Q.PEAK BLK-G5 315 | Solar Panels |  | 0.315 | 10 | 246 | 30 |  | Fixed | Roof
Solar Registration Program | NJSRRE1543254593 | MANAHAWKIN | 8050 | 18 | 9.77 | Residential | Yes | Behind the Meter | Vivint Solar Developer, LLC | AC Electric | Accepted | 2019-11-15 | 2019-11-19 | 2020-11-19 | HANWHA SOLAR | Q.PEAK BLK-G5 315 | Solar Panels |  | 0.315 | 9 | 66 | 30 |  | Fixed | Roof
Solar Registration Program | NJSRRE1543254593 | MANAHAWKIN | 8050 | 18 | 9.77 | Residential | Yes | Behind the Meter | Vivint Solar Developer, LLC | AC Electric | Accepted | 2019-11-15 | 2019-11-19 | 2020-11-19 | solar edge | SE7600H-US000BNC4 | Inverters | 7600 |  | 1 |  |  | 0.992 |  | Outdoor | near utility meter
Solar Registration Program | NJSRRE1543417190 | Little Egg Harbor Township | 8087 | 18 | 9.77 | Residential | Yes | Behind the Meter | Suntuity Solar LLC | AC Electric | Accepted | 2019-11-18 | 2019-11-20 | 2020-11-20 | Yingli Green Energy | YL315D-30b | Solar Panels |  | 0.315 | 18 | 198 | 40 |  | Fixed | Roof
Solar Registration Program | NJSRRE1543417190 | Little Egg Harbor Township | 8087 | 18 | 9.77 | Residential | Yes | Behind the Meter | Suntuity Solar LLC | AC Electric | Accepted | 2019-11-18 | 2019-11-20 | 2020-11-20 | Yingli Green Energy | YL315D-30b | Solar Panels |  | 0.315 | 4 | 198 | 40 |  | Fixed | Roof
Solar Registration Program | NJSRRE1543417190 | Little Egg Harbor Township | 8087 | 18 | 9.77 | Residential | Yes | Behind the Meter | Suntuity Solar LLC | AC Electric | Accepted | 2019-11-18 | 2019-11-20 | 2020-11-20 | Yingli Green Energy | YL315D-30b | Solar Panels |  | 0.315 | 9 | 18 | 40 |  | Fixed | Roof
Solar Registration Program | NJSRRE1543417190 | Little Egg Harbor Township | 8087 | 18 | 9.77 | Residential | Yes | Behind the Meter | Suntuity Solar LLC | AC Electric | Accepted | 2019-11-18 | 2019-11-20 | 2020-11-20 | Enphase Energy | IQ7-60-2-US | Inverters | 240 |  | 31 |  |  | 0.97 |  | Outdoor | Behind the PV Modules
Solar Registration Program | NJSRRE1543425501 | Tuckerton | 8087 | 18 | 9.77 | Residential | No | Behind the Meter | Suntuity Solar LLC | AC Electric | Accepted | 2019-11-20 | 2019-11-25 | 2020-11-25 | Yingli Green Energy | YL315D-30b | Solar Panels |  | 0.315 | 8 | 169 | 19 |  | Fixed | Roof
Solar Registration Program | NJSRRE1543425501 | Tuckerton | 8087 | 18 | 9.77 | Residential | No | Behind the Meter | Suntuity Solar LLC | AC Electric | Accepted | 2019-11-20 | 2019-11-25 | 2020-11-25 | Yingli Green Energy | YL315D-30b | Solar Panels |  | 0.315 | 18 | 259 | 23 |  | Fixed | Roof
Solar Registration Program | NJSRRE1543425501 | Tuckerton | 8087 | 18 | 9.77 | Residential | No | Behind the Meter | Suntuity Solar LLC | AC Electric | Accepted | 2019-11-20 | 2019-11-25 | 2020-11-25 | Yingli Green Energy | YL315D-30b | Solar Panels |  | 0.315 | 5 | 259 | 23 |  | Fixed | Roof
Solar Registration Program | NJSRRE1543425501 | Tuckerton | 8087 | 18 | 9.77 | Residential | No | Behind the Meter | Suntuity Solar LLC | AC Electric | Accepted | 2019-11-20 | 2019-11-25 | 2020-11-25 | Enphase Energy | IQ7-60-2-US | Inverters | 240 |  | 31 |  |  | 0.97 |  | Outdoor | Behind the PV Modules
Solar Registration Program | NJSRRE1543436641 | Cherry Hill | 8002 | 14 | 9.77 | Residential | Yes | Behind the Meter | Pro Custom Solar dba Momentum Solar | PSE&G | Accepted | 2019-11-22 | 2019-11-26 | 2020-11-26 | Hanwha | Q.Peak DUO BLK-G5 315 | Solar Panels |  | 0.315 | 9 | 292 | 18 |  | Fixed | Roof
Solar Registration Program | NJSRRE1543436641 | Cherry Hill | 8002 | 14 | 9.77 | Residential | Yes | Behind the Meter | Pro Custom Solar dba Momentum Solar | PSE&G | Accepted | 2019-11-22 | 2019-11-26 | 2020-11-26 | Hanwha | Q.Peak DUO BLK-G5 315 | Solar Panels |  | 0.315 | 13 | 202 | 19 |  | Fixed | Roof
Solar Registration Program | NJSRRE1543436641 | Cherry Hill | 8002 | 14 | 9.77 | Residential | Yes | Behind the Meter | Pro Custom Solar dba Momentum Solar | PSE&G | Accepted | 2019-11-22 | 2019-11-26 | 2020-11-26 | Hanwha | Q.Peak DUO BLK-G5 315 | Solar Panels |  | 0.315 | 9 | 112 | 19 |  | Fixed | Roof
Solar Registration Program | NJSRRE1543436641 | Cherry Hill | 8002 | 14 | 9.77 | Residential | Yes | Behind the Meter | Pro Custom Solar dba Momentum Solar | PSE&G | Accepted | 2019-11-22 | 2019-11-26 | 2020-11-26 | Enphase Energy | IQ6-60-2-US | Inverters | 240 |  | 31 |  |  | 0.97 |  | Outdoor | Roof
Solar Registration Program | NJSRRE1543442869 | Mount Holly | 8060 | 13 | 9.77 | Residential | No | Behind the Meter | Trinity Solar | PSE&G | Accepted | 2019-11-25 | 2019-11-27 | 2020-11-27 | HANWHA | Q.PEAK DUO BLK-G5 315 | Solar Panels |  | 0.315 | 18 | 150 | 34 |  | Fixed | Roof
Solar Registration Program | NJSRRE1543442869 | Mount Holly | 8060 | 13 | 9.77 | Residential | No | Behind the Meter | Trinity Solar | PSE&G | Accepted | 2019-11-25 | 2019-11-27 | 2020-11-27 | HANWHA | Q.PEAK DUO BLK-G5 315 | Solar Panels |  | 0.315 | 9 | 150 | 34 |  | Fixed | Roof
Solar Registration Program | NJSRRE1543442869 | Mount Holly | 8060 | 13 | 9.77 | Residential | No | Behind the Meter | Trinity Solar | PSE&G | Accepted | 2019-11-25 | 2019-11-27 | 2020-11-27 | HANWHA | Q.PEAK DUO BLK-G5 315 | Solar Panels |  | 0.315 | 4 | 150 | 34 |  | Fixed | Roof
Solar Registration Program | NJSRRE1543442869 | Mount Holly | 8060 | 13 | 9.77 | Residential | No | Behind the Meter | Trinity Solar | PSE&G | Accepted | 2019-11-25 | 2019-11-27 | 2020-11-27 | SOLAR EDGE | SE7600H-US | Inverters | 7600 |  | 1 |  |  | 0.97 |  | Outside | SIDE
Solar Registration Program | NJSRRE1543450700 | Pennsauken Township | 8109 | 14 | 9.77 | Residential | Yes | Behind the Meter | Suntuity Solar LLC | PSE&G | Accepted | 2019-11-27 | 2019-12-03 | 2020-12-03 | Yingli Green Energy | YL315D-30b | Solar Panels |  | 0.315 | 25 | 145 | 43 |  | Fixed | Roof
Solar Registration Program | NJSRRE1543450700 | Pennsauken Township | 8109 | 14 | 9.77 | Residential | Yes | Behind the Meter | Suntuity Solar LLC | PSE&G | Accepted | 2019-11-27 | 2019-12-03 | 2020-12-03 | Yingli Green Energy | YL315D-30b | Solar Panels |  | 0.315 | 6 | 325 | 43 |  | Fixed | Roof
Solar Registration Program | NJSRRE1543450700 | Pennsauken Township | 8109 | 14 | 9.77 | Residential | Yes | Behind the Meter | Suntuity Solar LLC | PSE&G | Accepted | 2019-11-27 | 2019-12-03 | 2020-12-03 | Enphase Energy | IQ7-60-2-US | Inverters | 240 |  | 31 |  |  | 0.97 |  | Outdoor | Behind the PV Modules
Solar Registration Program | NJSRRE1543456388 | Pennsauken | 8109 | 14 | 9.77 | Residential | No | Behind the Meter | Suntuity Solar LLC | PSE&G | Accepted | 2019-11-28 | 2019-12-04 | 2020-12-04 | Yingli Green Energy | YL315D-30b | Solar Panels |  | 0.315 | 15 | 136 | 19 |  | Fixed | Roof
Solar Registration Program | NJSRRE1543456388 | Pennsauken | 8109 | 14 | 9.77 | Residential | No | Behind the Meter | Suntuity Solar LLC | PSE&G | Accepted | 2019-11-28 | 2019-12-04 | 2020-12-04 | Yingli Green Energy | YL315D-30b | Solar Panels |  | 0.315 | 16 | 136 | 10 |  | Fixed | Roof
Solar Registration Program | NJSRRE1543456388 | Pennsauken | 8109 | 14 | 9.77 | Residential | No | Behind the Meter | Suntuity Solar LLC | PSE&G | Accepted | 2019-11-28 | 2019-12-04 | 2020-12-04 | Enphase Energy | IQ7-60-2-US | Inverters | 240 |  | 31 |  |  | 0.97 |  | Outdoor | Behind the PV Modules
Solar Registration Program | NJSRRE1543461151 | Edison | 8820 | 11 | 9.77 | Residential | Yes | Behind the Meter | Suntuity Solar LLC | PSE&G | Accepted | 2019-11-30 | 2019-12-04 | 2020-12-04 | Yingli Green Energy | YL315D-30b | Solar Panels |  | 0.315 | 12 | 88 | 20 |  | Fixed | Roof
Solar Registration Program | NJSRRE1543461151 | Edison | 8820 | 11 | 9.77 | Residential | Yes | Behind the Meter | Suntuity Solar LLC | PSE&G | Accepted | 2019-11-30 | 2019-12-04 | 2020-12-04 | Yingli Green Energy | YL315D-30b | Solar Panels |  | 0.315 | 19 | 268 | 20 |  | Fixed | Roof
Solar Registration Program | NJSRRE1543461151 | Edison | 8820 | 11 | 9.77 | Residential | Yes | Behind the Meter | Suntuity Solar LLC | PSE&G | Accepted | 2019-11-30 | 2019-12-04 | 2020-12-04 | Enphase Energy | IQ7-60-2-US | Inverters | 240 |  | 31 |  |  | 0.97 |  | Outdoor | Behind the PV Modules
Solar Registration Program | NJSRRE1543463089 | Manalapan | 7726 | 17 | 9.77 | Residential | No | Behind the Meter | Trinity Solar | JCP&L | Accepted | 2019-12-02 | 2019-12-04 | 2020-12-04 | Hanwha | Q.PEAK DUO BLK-G5 315 | Solar Panels |  | 0.315 | 5 | 171 | 9 |  | Fixed | Roof
Solar Registration Program | NJSRRE1543463089 | Manalapan | 7726 | 17 | 9.77 | Residential | No | Behind the Meter | Trinity Solar | JCP&L | Accepted | 2019-12-02 | 2019-12-04 | 2020-12-04 | Hanwha | Q.PEAK DUO BLK-G5 315 | Solar Panels |  | 0.315 | 2 | 171 | 9 |  | Fixed | Roof
Solar Registration Program | NJSRRE1543463089 | Manalapan | 7726 | 17 | 9.77 | Residential | No | Behind the Meter | Trinity Solar | JCP&L | Accepted | 2019-12-02 | 2019-12-04 | 2020-12-04 | Hanwha | Q.PEAK DUO BLK-G5 315 | Solar Panels |  | 0.315 | 16 | 171 | 23 |  | Fixed | Roof
Solar Registration Program | NJSRRE1543463089 | Manalapan | 7726 | 17 | 9.77 | Residential | No | Behind the Meter | Trinity Solar | JCP&L | Accepted | 2019-12-02 | 2019-12-04 | 2020-12-04 | Hanwha | Q.PEAK DUO BLK-G5 315 | Solar Panels |  | 0.315 | 8 | 171 | 23 |  | Fixed | Roof
Solar Registration Program | NJSRRE1543463089 | Manalapan | 7726 | 17 | 9.77 | Residential | No | Behind the Meter | Trinity Solar | JCP&L | Accepted | 2019-12-02 | 2019-12-04 | 2020-12-04 | Solar Edge | SE7600 | Inverters | 7600 |  | 1 |  |  | 0.97 |  | Outside | side of home
Solar Registration Program | NJSRRE1543477506 | Old Bridge | 8857 | 11 | 9.77 | Residential | No | Behind the Meter | Trinity Solar | JCP&L | Accepted | 2019-12-04 | 2019-12-06 | 2020-12-06 | Hanwha 315 | Q.PEAK DUO BLK-G5 315 | Solar Panels |  | 0.315 | 13 | 221 | 14 |  | Fixed | Roof
Solar Registration Program | NJSRRE1543477506 | Old Bridge | 8857 | 11 | 9.77 | Residential | No | Behind the Meter | Trinity Solar | JCP&L | Accepted | 2019-12-04 | 2019-12-06 | 2020-12-06 | Hanwha 315 | Q.PEAK DUO BLK-G5 315 | Solar Panels |  | 0.315 | 12 | 221 | 14 |  | Fixed | Roof
Solar Registration Program | NJSRRE1543477506 | Old Bridge | 8857 | 11 | 9.77 | Residential | No | Behind the Meter | Trinity Solar | JCP&L | Accepted | 2019-12-04 | 2019-12-06 | 2020-12-06 | Hanwha 315 | Q.PEAK DUO BLK-G5 315 | Solar Panels |  | 0.315 | 6 | 221 | 14 |  | Fixed | Roof
Solar Registration Program | NJSRRE1543477506 | Old Bridge | 8857 | 11 | 9.77 | Residential | No | Behind the Meter | Trinity Solar | JCP&L | Accepted | 2019-12-04 | 2019-12-06 | 2020-12-06 | Solar Edge | SE7600H-US | Inverters | 7600 |  | 1 |  |  | 0.97 |  | Outside | side of home
Solar Registration Program | NJSRRE1543477656 | NEPTUNE | 7753 | 17 | 9.77 | Residential | Yes | Behind the Meter | Vivint Solar Developer, LLC | JCP&L | Accepted | 2019-12-04 | 2019-12-06 | 2020-12-06 | Hanwha | Q.PEAK BLK-G5 315 | Solar Panels |  | 0.315 | 16 | 209 | 21 |  | Fixed | Roof
Solar Registration Program | NJSRRE1543477656 | NEPTUNE | 7753 | 17 | 9.77 | Residential | Yes | Behind the Meter | Vivint Solar Developer, LLC | JCP&L | Accepted | 2019-12-04 | 2019-12-06 | 2020-12-06 | Hanwha | Q.PEAK BLK-G5 315 | Solar Panels |  | 0.315 | 15 | 29 | 21 |  | Fixed | Roof
Solar Registration Program | NJSRRE1543477656 | NEPTUNE | 7753 | 17 | 9.77 | Residential | Yes | Behind the Meter | Vivint Solar Developer, LLC | JCP&L | Accepted | 2019-12-04 | 2019-12-06 | 2020-12-06 | Solar Edge | SE7600H-US | Inverters | 7600 |  | 1 |  |  | 0.992 |  | Outdoor | Near the utility meter
Solar Registration Program | NJSRRE1543478013 | Cardiff | 8232 | 19 | 9.77 | Residential | No | Behind the Meter | All Season Solar | AC Electric | Accepted | 2019-12-04 | 2019-12-06 | 2020-12-06 | Certain Teed | CT315HC11-04 | Solar Panels |  | 0.315 | 28 | 168 | 23 |  | Fixed | Roof
Solar Registration Program | NJSRRE1543478013 | Cardiff | 8232 | 19 | 9.77 | Residential | No | Behind the Meter | All Season Solar | AC Electric | Accepted | 2019-12-04 | 2019-12-06 | 2020-12-06 | Certain Teed | CT315HC11-04 | Solar Panels |  | 0.315 | 3 | 168 | 23 |  | Fixed | Roof
Solar Registration Program | NJSRRE1543478013 | Cardiff | 8232 | 19 | 9.77 | Residential | No | Behind the Meter | All Season Solar | AC Electric | Accepted | 2019-12-04 | 2019-12-06 | 2020-12-06 | Enphase | IQ7 | Inverters | 240 |  | 31 |  |  | 0.97 |  | Outdoor | Under Module
Solar Registration Program | NJSRRE1543478580 | Little Egg Harbor Township | 8087 | 18 | 9.77 | Non Profit | No | Behind the Meter | Pro Custom Solar dba Momentum Solar | AC Electric | Accepted | 2019-12-04 | 2019-12-09 | 2020-12-09 | Hanwha | Q.Peak DUO BLK-G5 315 | Solar Panels |  | 0.315 | 12 | 265 | 23 |  | Fixed | Roof
Solar Registration Program | NJSRRE1543478580 | Little Egg Harbor Township | 8087 | 18 | 9.77 | Non Profit | No | Behind the Meter | Pro Custom Solar dba Momentum Solar | AC Electric | Accepted | 2019-12-04 | 2019-12-09 | 2020-12-09 | Hanwha | Q.Peak DUO BLK-G5 315 | Solar Panels |  | 0.315 | 5 | 175 | 17 |  | Fixed | Roof
Solar Registration Program | NJSRRE1543478580 | Little Egg Harbor Township | 8087 | 18 | 9.77 | Non Profit | No | Behind the Meter | Pro Custom Solar dba Momentum Solar | AC Electric | Accepted | 2019-12-04 | 2019-12-09 | 2020-12-09 | Hanwha | Q.Peak DUO BLK-G5 315 | Solar Panels |  | 0.315 | 14 | 265 | 23 |  | Fixed | Roof
Solar Registration Program | NJSRRE1543478580 | Little Egg Harbor Township | 8087 | 18 | 9.77 | Non Profit | No | Behind the Meter | Pro Custom Solar dba Momentum Solar | AC Electric | Accepted | 2019-12-04 | 2019-12-09 | 2020-12-09 | Enphase Energy | IQ6-60-2-US | Inverters | 240 |  | 31 |  |  | 0.97 |  | Outdoor | Roof
Solar Registration Program | NJSRRE1543482567 | Summit | 7901 | 10 | 9.77 | Residential | Yes | Behind the Meter | Pro Custom Solar dba Momentum Solar | JCP&L | Accepted | 2019-12-05 | 2019-12-10 | 2020-12-10 | Hanwha | Q.Peak DUO BLK-G5 315 | Solar Panels |  | 0.315 | 3 | 113 | 39 |  | Fixed | Roof
Solar Registration Program | NJSRRE1543482567 | Summit | 7901 | 10 | 9.77 | Residential | Yes | Behind the Meter | Pro Custom Solar dba Momentum Solar | JCP&L | Accepted | 2019-12-05 | 2019-12-10 | 2020-12-10 | Hanwha | Q.Peak DUO BLK-G5 315 | Solar Panels |  | 0.315 | 17 | 293 | 39 |  | Fixed | Roof
Solar Registration Program | NJSRRE1543482567 | Summit | 7901 | 10 | 9.77 | Residential | Yes | Behind the Meter | Pro Custom Solar dba Momentum Solar | JCP&L | Accepted | 2019-12-05 | 2019-12-10 | 2020-12-10 | Hanwha | Q.Peak DUO BLK-G5 315 | Solar Panels |  | 0.315 | 11 | 113 | 39 |  | Fixed | Roof
Solar Registration Program | NJSRRE1543482567 | Summit | 7901 | 10 | 9.77 | Residential | Yes | Behind the Meter | Pro Custom Solar dba Momentum Solar | JCP&L | Accepted | 2019-12-05 | 2019-12-10 | 2020-12-10 | Enphase Energy | IQ6-60-2-US | Inverters | 240 |  | 31 |  |  | 0.97 |  | Outdoor | Roof
Solar Registration Program | NJSRRE1543505561 | Hamilton Township | 8690 | 12 | 9.77 | Residential | Yes | Behind the Meter | Suntuity Solar LLC | PSE&G | Accepted | 2019-12-10 | 2019-12-12 | 2020-12-12 | Yingli Green Energy | YL315D-30b | Solar Panels |  | 0.315 | 31 | 99 | 19 |  | Fixed | Roof
Solar Registration Program | NJSRRE1543505561 | Hamilton Township | 8690 | 12 | 9.77 | Residential | Yes | Behind the Meter | Suntuity Solar LLC | PSE&G | Accepted | 2019-12-10 | 2019-12-12 | 2020-12-12 | Enphase Energy | IQ7-60-2-US | Inverters | 240 |  | 31 |  |  | 0.97 |  | Outdoor | Behind the PV Modules
Solar Registration Program | NJSRRE1543509295 | CAMDEN | 8105 | 14 | 9.77 | Residential | Yes | Behind the Meter | Vivint Solar Developer, LLC | PSE&G | Accepted | 2019-12-11 | 2019-12-13 | 2020-12-13 | Hanwha Solar | Q.PEAK BLK-G5 315 | Solar Panels |  | 0.315 | 17 | 217 | 22 |  | Fixed | Roof
Solar Registration Program | NJSRRE1543509295 | CAMDEN | 8105 | 14 | 9.77 | Residential | Yes | Behind the Meter | Vivint Solar Developer, LLC | PSE&G | Accepted | 2019-12-11 | 2019-12-13 | 2020-12-13 | Hanwha Solar | Q.PEAK BLK-G5 315 | Solar Panels |  | 0.315 | 14 | 37 | 22 |  | Fixed | Roof
Solar Registration Program | NJSRRE1543509295 | CAMDEN | 8105 | 14 | 9.77 | Residential | Yes | Behind the Meter | Vivint Solar Developer, LLC | PSE&G | Accepted | 2019-12-11 | 2019-12-13 | 2020-12-13 | SolarEdge | SE7600H-US | Inverters | 7600 |  | 1 |  |  | 0.992 |  | Outdoor | Near the Utility Meter
Solar Registration Program | NJSRRE1543532697 | Lawrence | 8332 | 20 | 9.77 | Residential | No | Behind the Meter | Trinity Solar | AC Electric | Accepted | 2019-12-12 | 2019-12-17 | 2020-12-17 | HANWHA | Q.PEAK DUO BLK-G5 315 | Solar Panels |  | 0.315 | 15 | 328 | 18 |  | Fixed | Roof
Solar Registration Program | NJSRRE1543532697 | Lawrence | 8332 | 20 | 9.77 | Residential | No | Behind the Meter | Trinity Solar | AC Electric | Accepted | 2019-12-12 | 2019-12-17 | 2020-12-17 | HANWHA | Q.PEAK DUO BLK-G5 315 | Solar Panels |  | 0.315 | 16 | 148 | 18 |  | Fixed | Roof
Solar Registration Program | NJSRRE1543532697 | Lawrence | 8332 | 20 | 9.77 | Residential | No | Behind the Meter | Trinity Solar | AC Electric | Accepted | 2019-12-12 | 2019-12-17 | 2020-12-17 | Solar Edge | SE7600H-US000BNC4 | Inverters | 7600 |  | 1 |  |  | 0.97 |  | Outdoor | side of home
Solar Registration Program | NJSRRE1543552434 | Linden | 7036 | 10 | 9.77 | Residential | Yes | Behind the Meter | Pro Custom Solar dba Momentum Solar | PSE&G | Accepted | 2019-12-16 | 2019-12-19 | 2020-12-19 | HANWHA | Q.PEAK DUO BLK-G5 315 | Solar Panels |  | 0.315 | 16 | 219 | 30 |  | Fixed | Roof
Solar Registration Program | NJSRRE1543552434 | Linden | 7036 | 10 | 9.77 | Residential | Yes | Behind the Meter | Pro Custom Solar dba Momentum Solar | PSE&G | Accepted | 2019-12-16 | 2019-12-19 | 2020-12-19 | HANWHA | Q.PEAK DUO BLK-G5 315 | Solar Panels |  | 0.315 | 15 | 39 | 30 |  | Fixed | Roof
Solar Registration Program | NJSRRE1543552434 | Linden | 7036 | 10 | 9.77 | Residential | Yes | Behind the Meter | Pro Custom Solar dba Momentum Solar | PSE&G | Accepted | 2019-12-16 | 2019-12-19 | 2020-12-19 | Enphase Energy | IQ6-60-2-US | Inverters | 230 |  | 31 |  |  | 0.97 |  | Outdoor | Roof
Solar Registration Program | NJSRRE1543552609 | Hammonton | 8037 | 19 | 9.77 | Residential | Yes | Behind the Meter | Trinity Solar | AC Electric | Accepted | 2019-12-16 | 2019-12-19 | 2020-12-19 | HANWHA | Q.PEAK DUO BLK-G5 315 | Solar Panels |  | 0.315 | 31 | 117 | 18 |  | Fixed | Roof
Solar Registration Program | NJSRRE1543552609 | Hammonton | 8037 | 19 | 9.77 | Residential | Yes | Behind the Meter | Trinity Solar | AC Electric | Accepted | 2019-12-16 | 2019-12-19 | 2020-12-19 | SOLAR EDGE | SE7600H-US | Inverters | 7600 |  | 1 |  |  | 0.97 |  | Outside | SIDE OF HOME
Solar Registration Program | NJSRRE1543553173 | Bellmawr | 8031 | 14 | 9.77 | Residential | Yes | Behind the Meter | Trinity Solar | PSE&G | Accepted | 2019-12-16 | 2019-12-19 | 2020-12-19 | Hanwha | Q.PEAK DUO BLK-G5 315 | Solar Panels |  | 0.315 | 3 | 248 | 38 |  | Fixed | Roof
Solar Registration Program | NJSRRE1543553173 | Bellmawr | 8031 | 14 | 9.77 | Residential | Yes | Behind the Meter | Trinity Solar | PSE&G | Accepted | 2019-12-16 | 2019-12-19 | 2020-12-19 | Hanwha | Q.PEAK DUO BLK-G5 315 | Solar Panels |  | 0.315 | 28 | 158 | 35 |  | Fixed | Roof
Solar Registration Program | NJSRRE1543553173 | Bellmawr | 8031 | 14 | 9.77 | Residential | Yes | Behind the Meter | Trinity Solar | PSE&G | Accepted | 2019-12-16 | 2019-12-19 | 2020-12-19 | Solar Edge | SE7600 | Inverters | 7600 |  | 1 |  |  | 0.97 |  | Outside | side of home
Solar Registration Program | NJSRRE1543570743 | Clayton | 8312 | 15 | 9.77 | Residential | No | Behind the Meter | Trinity Solar | AC Electric | Accepted | 2019-12-19 | 2019-12-23 | 2020-12-23 | Hanwha | Q.PEAK DUO BLK-G5 315 | Solar Panels |  | 0.315 | 2 | 168 | 37 |  | Fixed | Roof
Solar Registration Program | NJSRRE1543570743 | Clayton | 8312 | 15 | 9.77 | Residential | No | Behind the Meter | Trinity Solar | AC Electric | Accepted | 2019-12-19 | 2019-12-23 | 2020-12-23 | Hanwha | Q.PEAK DUO BLK-G5 315 | Solar Panels |  | 0.315 | 4 | 78 | 37 |  | Fixed | Roof
Solar Registration Program | NJSRRE1543570743 | Clayton | 8312 | 15 | 9.77 | Residential | No | Behind the Meter | Trinity Solar | AC Electric | Accepted | 2019-12-19 | 2019-12-23 | 2020-12-23 | Hanwha | Q.PEAK DUO BLK-G5 315 | Solar Panels |  | 0.315 | 19 | 258 | 37 |  | Fixed | Roof
Solar Registration Program | NJSRRE1543570743 | Clayton | 8312 | 15 | 9.77 | Residential | No | Behind the Meter | Trinity Solar | AC Electric | Accepted | 2019-12-19 | 2019-12-23 | 2020-12-23 | Hanwha | Q.PEAK DUO BLK-G5 315 | Solar Panels |  | 0.315 | 6 | 68 | 30 |  | Fixed | Roof
Solar Registration Program | NJSRRE1543570743 | Clayton | 8312 | 15 | 9.77 | Residential | No | Behind the Meter | Trinity Solar | AC Electric | Accepted | 2019-12-19 | 2019-12-23 | 2020-12-23 | Solar Edge | SE7600 | Inverters | 7600 |  | 1 |  |  | 0.97 |  | Outside | side of home
Solar Registration Program | NJSRRE1543574904 | LINDEN | 7036 | 10 | 9.77 | Residential | Yes | Behind the Meter | Vivint Solar Developer, LLC | PSE&G | Accepted | 2019-12-20 | 2019-12-26 | 2020-12-26 | HANWHA SOLAR | Q.PEAK BLK-G5 315 | Solar Panels |  | 0.315 | 10 | 309 | 24 |  | Fixed | Roof
Solar Registration Program | NJSRRE1543574904 | LINDEN | 7036 | 10 | 9.77 | Residential | Yes | Behind the Meter | Vivint Solar Developer, LLC | PSE&G | Accepted | 2019-12-20 | 2019-12-26 | 2020-12-26 | HANWHA SOLAR | Q.PEAK BLK-G5 315 | Solar Panels |  | 0.315 | 21 | 129 | 24 |  | Fixed | Roof
Solar Registration Program | NJSRRE1543574904 | LINDEN | 7036 | 10 | 9.77 | Residential | Yes | Behind the Meter | Vivint Solar Developer, LLC | PSE&G | Accepted | 2019-12-20 | 2019-12-26 | 2020-12-26 | SOLAREDGE | SE7600H-US | Inverters | 7600 |  | 1 |  |  | 0.992 |  | Outdoor | Near the Utility Meter
Solar Registration Program | NJSRRE1543575261 | Spotswood | 8884 | 11 | 9.77 | Residential | Yes | Behind the Meter | Trinity Solar | JCP&L | Accepted | 2019-12-20 | 2019-12-27 | 2020-12-27 | Hanwha 315 | Q.PEAK DUO BLK-G5 315 | Solar Panels |  | 0.315 | 10 | 176 | 23 |  | Fixed | Roof
Solar Registration Program | NJSRRE1543575261 | Spotswood | 8884 | 11 | 9.77 | Residential | Yes | Behind the Meter | Trinity Solar | JCP&L | Accepted | 2019-12-20 | 2019-12-27 | 2020-12-27 | Hanwha 315 | Q.PEAK DUO BLK-G5 315 | Solar Panels |  | 0.315 | 11 | 176 | 23 |  | Fixed | Roof
Solar Registration Program | NJSRRE1543575261 | Spotswood | 8884 | 11 | 9.77 | Residential | Yes | Behind the Meter | Trinity Solar | JCP&L | Accepted | 2019-12-20 | 2019-12-27 | 2020-12-27 | Hanwha 315 | Q.PEAK DUO BLK-G5 315 | Solar Panels |  | 0.315 | 10 | 176 | 14 |  | Fixed | Roof
Solar Registration Program | NJSRRE1543575261 | Spotswood | 8884 | 11 | 9.77 | Residential | Yes | Behind the Meter | Trinity Solar | JCP&L | Accepted | 2019-12-20 | 2019-12-27 | 2020-12-27 | Solar Edge | SE7600H-US | Inverters | 7600 |  | 1 |  |  | 0.97 |  | Outside | side of home
Solar Registration Program | NJSRRE1543586473 | Marlton | 8053 | 13 | 9.77 | Residential | Yes | Behind the Meter | Vision Solar LLC | AC Electric | Accepted | 2019-12-20 | 2019-12-26 | 2020-12-26 | hanwa qcells | q.peak duo-g5 315 | Solar Panels |  | 0.315 | 11 | 121 | 18 |  | Fixed | Roof
Solar Registration Program | NJSRRE1543586473 | Marlton | 8053 | 13 | 9.77 | Residential | Yes | Behind the Meter | Vision Solar LLC | AC Electric | Accepted | 2019-12-20 | 2019-12-26 | 2020-12-26 | hanwa qcells | q.peak duo-g5 315 | Solar Panels |  | 0.315 | 6 | 211 | 18 |  | Fixed | Roof
Solar Registration Program | NJSRRE1543586473 | Marlton | 8053 | 13 | 9.77 | Residential | Yes | Behind the Meter | Vision Solar LLC | AC Electric | Accepted | 2019-12-20 | 2019-12-26 | 2020-12-26 | hanwa qcells | q.peak duo-g5 315 | Solar Panels |  | 0.315 | 12 | 301 | 18 |  | Fixed | Roof
Solar Registration Program | NJSRRE1543586473 | Marlton | 8053 | 13 | 9.77 | Residential | Yes | Behind the Meter | Vision Solar LLC | AC Electric | Accepted | 2019-12-20 | 2019-12-26 | 2020-12-26 | hanwa qcells | q.peak duo-g5 315 | Solar Panels |  | 0.315 | 2 | 31 | 18 |  | Fixed | Roof
Solar Registration Program | NJSRRE1543586473 | Marlton | 8053 | 13 | 9.77 | Residential | Yes | Behind the Meter | Vision Solar LLC | AC Electric | Accepted | 2019-12-20 | 2019-12-26 | 2020-12-26 | enphase | iq7-60-2-us | Inverters | 0.25 |  | 31 |  |  | 0.96 |  | Other | behind panels
Solar Registration Program | NJSRRE1543653900 | Old Bridge | 8857 | 11 | 9.77 | Residential | No | Behind the Meter | Trinity Solar | JCP&L | Accepted | 2019-12-23 | 2019-12-27 | 2020-12-27 | Hanwha | Q.PEAK DUO BLK-G5 315 | Solar Panels |  | 0.315 | 31 | 183 | 18 |  | Fixed | Roof
Solar Registration Program | NJSRRE1543653900 | Old Bridge | 8857 | 11 | 9.77 | Residential | No | Behind the Meter | Trinity Solar | JCP&L | Accepted | 2019-12-23 | 2019-12-27 | 2020-12-27 | Solar Edge | SE7600 | Inverters | 7600 |  | 1 |  |  | 0.97 |  | Outside | side of home
Solar Registration Program | NJSRRE1543821803 | cherry hill | 8034 | 14 | 9.77 | Residential | Yes | Behind the Meter | Vision Solar LLC | PSE&G | Accepted | 2019-12-26 | 2019-12-31 | 2020-12-31 | hanwa qcells | q.peak duo-g5 315 | Solar Panels |  | 0.315 | 3 | 184 | 19 |  | Fixed | Roof
Solar Registration Program | NJSRRE1543821803 | cherry hill | 8034 | 14 | 9.77 | Residential | Yes | Behind the Meter | Vision Solar LLC | PSE&G | Accepted | 2019-12-26 | 2019-12-31 | 2020-12-31 | hanwa qcells | q.peak duo-g5 315 | Solar Panels |  | 0.315 | 28 | 184 | 19 |  | Fixed | Roof
Solar Registration Program | NJSRRE1543821803 | cherry hill | 8034 | 14 | 9.77 | Residential | Yes | Behind the Meter | Vision Solar LLC | PSE&G | Accepted | 2019-12-26 | 2019-12-31 | 2020-12-31 | enphase | iq7-60-2-us | Inverters | 0.25 |  | 31 |  |  | 0.96 |  | Other | behind panels
Solar Registration Program | NJSRRE1540510237 | Millville | 8332 | 20 | 9.8 | Residential | Yes | Behind the Meter | SunnyMac LLC | AC Electric | Accepted | 2019-03-21 | 2019-03-25 | 2020-03-25 | Sunpwer | SPR-X21-350 | Solar Panels |  | 0.35 | 14 | 194 | 45 |  | Fixed | Roof
Solar Registration Program | NJSRRE1540510237 | Millville | 8332 | 20 | 9.8 | Residential | Yes | Behind the Meter | SunnyMac LLC | AC Electric | Accepted | 2019-03-21 | 2019-03-25 | 2020-03-25 | Sunpower | SPR-X21-350 | Solar Panels |  | 0.35 | 6 | 284 | 37 |  | Fixed | Roof
Solar Registration Program | NJSRRE1540510237 | Millville | 8332 | 20 | 9.8 | Residential | Yes | Behind the Meter | SunnyMac LLC | AC Electric | Accepted | 2019-03-21 | 2019-03-25 | 2020-03-25 | Sunpower | SPR-X21-350 | Solar Panels |  | 0.35 | 6 | 104 | 37 |  | Fixed | Roof
Solar Registration Program | NJSRRE1540510237 | Millville | 8332 | 20 | 9.8 | Residential | Yes | Behind the Meter | SunnyMac LLC | AC Electric | Accepted | 2019-03-21 | 2019-03-25 | 2020-03-25 | Sunpower | SPR-X21-350 | Solar Panels |  | 0.35 | 2 | 45 | 14 |  | Fixed | Roof
Solar Registration Program | NJSRRE1540510237 | Millville | 8332 | 20 | 9.8 | Residential | Yes | Behind the Meter | SunnyMac LLC | AC Electric | Accepted | 2019-03-21 | 2019-03-25 | 2020-03-25 | Sunpower | SPR-X21-350 | Inverters | 0.32 |  | 28 |  |  | 0.99 |  | Outside | Roof
Solar Registration Program | NJSRRE1541494886 | Perth Amboy | 8861 | 11 | 9.8 | Residential | Yes | Behind the Meter | Pro Custom Solar dba Momentum Solar | PSE&G | Accepted | 2019-06-26 | 2019-06-28 | 2020-06-28 | LG | LG280S1C-G4 | Solar Panels |  | 0.28 | 18 | 275 | 27 |  | Fixed | Roof
Solar Registration Program | NJSRRE1541494886 | Perth Amboy | 8861 | 11 | 9.8 | Residential | Yes | Behind the Meter | Pro Custom Solar dba Momentum Solar | PSE&G | Accepted | 2019-06-26 | 2019-06-28 | 2020-06-28 | LG | LG280S1C-G4 | Solar Panels |  | 0.28 | 17 | 95 | 27 |  | Fixed | Roof
Solar Registration Program | NJSRRE1541494886 | Perth Amboy | 8861 | 11 | 9.8 | Residential | Yes | Behind the Meter | Pro Custom Solar dba Momentum Solar | PSE&G | Accepted | 2019-06-26 | 2019-06-28 | 2020-06-28 | ENPHASE | IQ6-60-2-US | Inverters | 240 |  | 35 |  |  | 0.97 |  | Outdoor | ROOF
Solar Registration Program | NJSRRE1542518896 | Brigantine | 8203 | 19 | 9.8 | Residential | No | Behind the Meter | TerraSol Energies, Inc. | AC Electric | Accepted | 2019-10-09 | 2019-10-11 | 2020-10-11 | SunPower | SPR-350-BLK-E-AC | Solar Panels |  | 0.35 | 28 | 182 | 20 |  | Fixed | Roof
Solar Registration Program | NJSRRE1542518896 | Brigantine | 8203 | 19 | 9.8 | Residential | No | Behind the Meter | TerraSol Energies, Inc. | AC Electric | Accepted | 2019-10-09 | 2019-10-11 | 2020-10-11 | Enphase | IQ 7XS-96-ACM-US | Inverters | 320 |  | 28 |  |  | 0.975 |  | Outdoor | Microinverters, under each panel
Solar Registration Program | NJSRRE1542518896 | Brigantine | 8203 | 19 | 9.8 | Residential | No | Behind the Meter | TerraSol Energies, Inc. | AC Electric | Accepted | 2019-10-09 | 2019-10-11 | 2020-10-11 | SunPower | PVS5 | Meters |  |  | 1 |  |  |  | Yes | Indoor
Solar Registration Program | NJSRRE1542556333 | Cedar Run | 8092 | 18 | 9.8 | Non Profit | Yes | Behind the Meter | Spectrum Energy, Inc. | AC Electric | Accepted | 2019-10-23 | 2019-10-24 | 2020-10-24 | Trina | TSM-245PA05 | Solar Panels |  | 0.245 | 40 | 201 | 18 |  | Fixed | Roof
Solar Registration Program | NJSRRE1542556333 | Cedar Run | 8092 | 18 | 9.8 | Non Profit | Yes | Behind the Meter | Spectrum Energy, Inc. | AC Electric | Accepted | 2019-10-23 | 2019-10-24 | 2020-10-24 | ENPHASE | IQ7-60-ACM-US | Inverters | 240 |  | 40 |  |  | 0.97 |  | Outside | UNDER EACH PANEL.
Solar Registration Program | NJSRRE1542579745 | FAIR LAWN | 7410 | 7 | 9.8 | Residential | No | Behind the Meter | Infinity Solar Systems | PSE&G | Accepted | 2019-10-23 | 2019-10-25 | 2020-10-25 | LG | LG350N1C-V5 | Solar Panels |  | 0.35 | 6 | 225 | 40 |  | Fixed | Roof
Solar Registration Program | NJSRRE1542579745 | FAIR LAWN | 7410 | 7 | 9.8 | Residential | No | Behind the Meter | Infinity Solar Systems | PSE&G | Accepted | 2019-10-23 | 2019-10-25 | 2020-10-25 | LG | LG350N1C-V5 | Solar Panels |  | 0.35 | 22 | 225 | 40 |  | Fixed | Roof
Solar Registration Program | NJSRRE1542579745 | FAIR LAWN | 7410 | 7 | 9.8 | Residential | No | Behind the Meter | Infinity Solar Systems | PSE&G | Accepted | 2019-10-23 | 2019-10-25 | 2020-10-25 | ENPHASE | IQ7PLUS-72-X-US | Inverters | 290 |  | 28 |  |  | 0.97 |  | Other | MICROINVERTERS
Solar Registration Program | NJSRRE1542832912 | Hazlet | 7730 | 17 | 9.8 | Residential | No | Behind the Meter | Pro Custom Solar dba Momentum Solar | JCP&L | Accepted | 2019-10-30 | 2019-11-01 | 2020-11-01 | LG ELECTRONICS | LG 350N1C-V5 | Solar Panels |  | 0.35 | 9 | 188 | 24 |  | Fixed | Roof
Solar Registration Program | NJSRRE1542832912 | Hazlet | 7730 | 17 | 9.8 | Residential | No | Behind the Meter | Pro Custom Solar dba Momentum Solar | JCP&L | Accepted | 2019-10-30 | 2019-11-01 | 2020-11-01 | LG ELECTRONICS | LG 350N1C-V5 | Solar Panels |  | 0.35 | 7 | 98 | 35 |  | Fixed | Roof
Solar Registration Program | NJSRRE1542832912 | Hazlet | 7730 | 17 | 9.8 | Residential | No | Behind the Meter | Pro Custom Solar dba Momentum Solar | JCP&L | Accepted | 2019-10-30 | 2019-11-01 | 2020-11-01 | LG ELECTRONICS | LG 350N1C-V5 | Solar Panels |  | 0.35 | 4 | 188 | 40 |  | Fixed | Roof
Solar Registration Program | NJSRRE1542832912 | Hazlet | 7730 | 17 | 9.8 | Residential | No | Behind the Meter | Pro Custom Solar dba Momentum Solar | JCP&L | Accepted | 2019-10-30 | 2019-11-01 | 2020-11-01 | LG ELECTRONICS | LG 350N1C-V5 | Solar Panels |  | 0.35 | 8 | 278 | 37 |  | Fixed | Roof
Solar Registration Program | NJSRRE1542832912 | Hazlet | 7730 | 17 | 9.8 | Residential | No | Behind the Meter | Pro Custom Solar dba Momentum Solar | JCP&L | Accepted | 2019-10-30 | 2019-11-01 | 2020-11-01 | Enphase Energy | IQ7-60-2-US | Inverters | 250 |  | 28 |  |  | 0.97 |  | Outdoor | Roof
Solar Registration Program | NJSRRE1543556264 | Milford | 8848 | 4 | 9.8 | Residential | No | Behind the Meter | Green Power Energy | JCP&L | Accepted | 2019-12-17 | 2019-12-20 | 2020-12-20 | LG Electronics | LG350N1C-V5 | Solar Panels |  | 0.35 | 28 | 161 | 27 |  | Fixed | Roof
Solar Registration Program | NJSRRE1543556264 | Milford | 8848 | 4 | 9.8 | Residential | No | Behind the Meter | Green Power Energy | JCP&L | Accepted | 2019-12-17 | 2019-12-20 | 2020-12-20 | SolarEdge | SE10000H-US | Inverters | 10000 |  | 1 |  |  | 0.97 |  | Outside | Next to meter
Solar Registration Program | NJSRRE1543651599 | Cherry Hill Twp | 8002 | 14 | 9.8 | Residential | No | Behind the Meter | SunnyMac LLC | PSE&G | Accepted | 2019-12-23 | 2019-12-27 | 2020-12-27 | SunPower | SPR-X21-350 | Solar Panels |  | 0.35 | 13 | 119 | 23 |  | Fixed | Roof
Solar Registration Program | NJSRRE1543651599 | Cherry Hill Twp | 8002 | 14 | 9.8 | Residential | No | Behind the Meter | SunnyMac LLC | PSE&G | Accepted | 2019-12-23 | 2019-12-27 | 2020-12-27 | Sunpower | SPR-X21-350 | Solar Panels |  | 0.35 | 15 | 119 | 23 |  | Fixed | Roof
Solar Registration Program | NJSRRE1543651599 | Cherry Hill Twp | 8002 | 14 | 9.8 | Residential | No | Behind the Meter | SunnyMac LLC | PSE&G | Accepted | 2019-12-23 | 2019-12-27 | 2020-12-27 | Enphase | IQ7XS-96-ACM-US | Inverters | 0.315 |  | 28 |  |  | 0.99 |  | Outdoor | roof
Solar Registration Program | NJSRRE1541506200 | Egg Harbor City | 8215 | 19 | 9.81 | Residential | Yes | Behind the Meter | Castle Energy, LLC | AC Electric | Accepted | 2019-06-28 | 2019-07-02 | 2020-07-02 | Sunpower | SPR E20-327-E | Solar Panels |  | 0.327 | 30 | 180 | 25 |  | Fixed | Ground
Solar Registration Program | NJSRRE1541506200 | Egg Harbor City | 8215 | 19 | 9.81 | Residential | Yes | Behind the Meter | Castle Energy, LLC | AC Electric | Accepted | 2019-06-28 | 2019-07-02 | 2020-07-02 | Sunpower | Type E | Inverters | 320 |  | 30 |  |  | 0.96 |  | Outdoor | Underneath each solar module
Solar Registration Program | NJSRRE1541686040 | Whiting | 8759 | 18 | 9.81 | Residential | Yes | Behind the Meter | SunPower Corporation, Systems | JCP&L | Accepted | 2019-07-18 | 2019-07-22 | 2020-07-22 | SUNPOWER | SPR-E20-327-E-AC | Solar Panels |  | 0.327 | 30 | 109 | 18 |  | Fixed | Roof
Solar Registration Program | NJSRRE1541686040 | Whiting | 8759 | 18 | 9.81 | Residential | Yes | Behind the Meter | SunPower Corporation, Systems | JCP&L | Accepted | 2019-07-18 | 2019-07-22 | 2020-07-22 | SUNPOWER | SPR-E20-327-E-AC | Inverters | 320 |  | 30 |  |  | 0.96 |  | Other | under each panel
Solar Registration Program | NJSRRE1541820353 | Cherry Hill | 8002 | 14 | 9.81 | Residential | No | Behind the Meter | SunPower Corporation, Systems | PSE&G | Accepted | 2019-08-13 | 2019-08-23 | 2020-08-23 | SUNPOWER | SPR-E20-327-E-AC | Solar Panels |  | 0.327 | 30 | 260 | 40 |  | Fixed | Roof
Solar Registration Program | NJSRRE1541820353 | Cherry Hill | 8002 | 14 | 9.81 | Residential | No | Behind the Meter | SunPower Corporation, Systems | PSE&G | Accepted | 2019-08-13 | 2019-08-23 | 2020-08-23 | SUNPOWER | SPR-E20-327-E-AC | Inverters | 320 |  | 30 |  |  | 0.96 |  | Other | under each panel
Solar Registration Program | NJSRRE1541844499 | Pitman | 8071 | 15 | 9.81 | Residential | Yes | Behind the Meter | Vision Solar LLC | AC Electric | Accepted | 2019-08-15 | 2019-08-23 | 2020-08-23 | sunpower | e20-327-e-ac | Solar Panels |  | 0.327 | 10 | 247 | 37 |  | Fixed | Roof
Solar Registration Program | NJSRRE1541844499 | Pitman | 8071 | 15 | 9.81 | Residential | Yes | Behind the Meter | Vision Solar LLC | AC Electric | Accepted | 2019-08-15 | 2019-08-23 | 2020-08-23 | sunpower | e20-327-e-ac | Solar Panels |  | 0.327 | 13 | 67 | 37 |  | Fixed | Roof
Solar Registration Program | NJSRRE1541844499 | Pitman | 8071 | 15 | 9.81 | Residential | Yes | Behind the Meter | Vision Solar LLC | AC Electric | Accepted | 2019-08-15 | 2019-08-23 | 2020-08-23 | sunpower | e20-327-e-ac | Solar Panels |  | 0.327 | 3 | 157 | 37 |  | Fixed | Roof
Solar Registration Program | NJSRRE1541844499 | Pitman | 8071 | 15 | 9.81 | Residential | Yes | Behind the Meter | Vision Solar LLC | AC Electric | Accepted | 2019-08-15 | 2019-08-23 | 2020-08-23 | sunpower | e20-327-e-ac | Solar Panels |  | 0.327 | 4 | 67 | 17 |  | Fixed | Roof
Solar Registration Program | NJSRRE1541844499 | Pitman | 8071 | 15 | 9.81 | Residential | Yes | Behind the Meter | Vision Solar LLC | AC Electric | Accepted | 2019-08-15 | 2019-08-23 | 2020-08-23 | sunpower | e20-327-e-ac | Inverters | 0.32 |  | 30 |  |  | 0.96 |  | Other | behind panels
Solar Registration Program | NJSRRE1542161712 | Manahawkin | 8050 | 18 | 9.81 | Residential | Yes | Behind the Meter | GenRenew, LLC | AC Electric | Accepted | 2019-09-04 | 2019-09-06 | 2020-09-06 | sunpower | SPR-E20-327-E-AC | Solar Panels |  | 0.327 | 30 | 102 | 27 |  | Fixed | Roof
Solar Registration Program | NJSRRE1542161712 | Manahawkin | 8050 | 18 | 9.81 | Residential | Yes | Behind the Meter | GenRenew, LLC | AC Electric | Accepted | 2019-09-04 | 2019-09-06 | 2020-09-06 | sunpower | MI-C-320-US208/240-10 | Inverters | 320 |  | 30 |  |  | 0.96 |  | Outdoor | microinverter located under module
Solar Registration Program | NJSRRE1542377448 | Southampton twp | 8088 | 13 | 9.81 | Residential | Yes | Behind the Meter | Vision Solar LLC | PSE&G | As-Built Incomplete | 2019-09-10 | 2019-09-12 | 2020-09-12 | sunpower | e20-327-e-ac | Solar Panels |  | 0.327 | 28 | 132 | 18 |  | Fixed | Roof
Solar Registration Program | NJSRRE1542377448 | Southampton twp | 8088 | 13 | 9.81 | Residential | Yes | Behind the Meter | Vision Solar LLC | PSE&G | As-Built Incomplete | 2019-09-10 | 2019-09-12 | 2020-09-12 | sunpower | e20-327-e-ac | Solar Panels |  | 0.327 | 2 | 222 | 18 |  | Fixed | Roof
Solar Registration Program | NJSRRE1542377448 | Southampton twp | 8088 | 13 | 9.81 | Residential | Yes | Behind the Meter | Vision Solar LLC | PSE&G | As-Built Incomplete | 2019-09-10 | 2019-09-12 | 2020-09-12 | sunpower | e20-327-e-ac | Inverters | 0.32 |  | 30 |  |  | 0.96 |  | Other | behind panels
Solar Registration Program | NJSRRE1542397013 | cedar grove | 7009 | 9 | 9.81 | Residential | No | Behind the Meter | SunPower Capital | PSE&G | Accepted | 2019-09-13 | 2019-09-17 | 2020-09-17 | sunpower | e20-327-e-ac | Solar Panels |  | 0.327 | 13 | 291 | 17 |  | Fixed | Roof
Solar Registration Program | NJSRRE1542397013 | cedar grove | 7009 | 9 | 9.81 | Residential | No | Behind the Meter | SunPower Capital | PSE&G | Accepted | 2019-09-13 | 2019-09-17 | 2020-09-17 | sunpower | e20-327-eac | Solar Panels |  | 0.327 | 15 | 111 | 17 |  | Fixed | Roof
Solar Registration Program | NJSRRE1542397013 | cedar grove | 7009 | 9 | 9.81 | Residential | No | Behind the Meter | SunPower Capital | PSE&G | Accepted | 2019-09-13 | 2019-09-17 | 2020-09-17 | sunpower | e20-327-e-ac | Solar Panels |  | 0.327 | 2 | 201 | 30 |  | Fixed | Roof
Solar Registration Program | NJSRRE1542397013 | cedar grove | 7009 | 9 | 9.81 | Residential | No | Behind the Meter | SunPower Capital | PSE&G | Accepted | 2019-09-13 | 2019-09-17 | 2020-09-17 | sunpower | e20-327-e-ac | Inverters | 0.32 |  | 30 |  |  | 0.96 |  | Other | behind panels
Solar Registration Program | NJSRRE1542408772 | Evesham Township | 8053 | 13 | 9.81 | Residential | No | Behind the Meter | SunnyMac LLC | PSE&G | Final As-Built Received | 2019-09-16 | 2019-09-18 | 2020-09-18 | SunPower | SPR-E20-327 | Solar Panels |  | 0.327 | 30 | 111 | 26 |  | Fixed | Roof
Solar Registration Program | NJSRRE1542408772 | Evesham Township | 8053 | 13 | 9.81 | Residential | No | Behind the Meter | SunnyMac LLC | PSE&G | Final As-Built Received | 2019-09-16 | 2019-09-18 | 2020-09-18 | Enphase | IQ7XS-96-ACM-US | Inverters | 0.315 |  | 30 |  |  | 0.99 |  | Outdoor | roof
Solar Registration Program | NJSRRE1542408772 | Evesham Township | 8053 | 13 | 9.81 | Residential | No | Behind the Meter | SunnyMac LLC | PSE&G | Final As-Built Received | 2019-09-16 | 2019-09-18 | 2020-09-18 | Sunpower | Pvs 6 | Meters |  |  | 1 |  |  |  | Yes | Outdoor
Solar Registration Program | NJSRRE1542408788 | Wayne Twp | 7470 | 6 | 9.81 | Residential | No | Behind the Meter | SunnyMac LLC | PSE&G | Final As-Built Received | 2019-09-16 | 2019-09-18 | 2020-09-18 | SunPower | SPR-E20-327 | Solar Panels |  | 0.327 | 3 | 163 | 23 |  | Fixed | Roof
Solar Registration Program | NJSRRE1542408788 | Wayne Twp | 7470 | 6 | 9.81 | Residential | No | Behind the Meter | SunnyMac LLC | PSE&G | Final As-Built Received | 2019-09-16 | 2019-09-18 | 2020-09-18 | SunPower | SPR-E20-327 | Solar Panels |  | 0.327 | 27 | 163 | 23 |  | Fixed | Roof
Solar Registration Program | NJSRRE1542408788 | Wayne Twp | 7470 | 6 | 9.81 | Residential | No | Behind the Meter | SunnyMac LLC | PSE&G | Final As-Built Received | 2019-09-16 | 2019-09-18 | 2020-09-18 | Enphase | IQ7XS-96-ACM-US | Inverters | 0.315 |  | 30 |  |  | 0.99 |  | Outdoor | roof
Solar Registration Program | NJSRRE1542408788 | Wayne Twp | 7470 | 6 | 9.81 | Residential | No | Behind the Meter | SunnyMac LLC | PSE&G | Final As-Built Received | 2019-09-16 | 2019-09-18 | 2020-09-18 | Sunpower | Pvs 6 | Meters |  |  | 1 |  |  |  | Yes | Outdoor
Solar Registration Program | NJSRRE1542412191 | Monroe Township | 8831 | 11 | 9.81 | Residential | No | Behind the Meter | SunnyMac LLC | JCP&L | Accepted | 2019-09-17 | 2019-09-19 | 2020-09-19 | SunPower | SPR-E20-327 | Solar Panels |  | 0.327 | 30 | 163 | 34 |  | Fixed | Roof
Solar Registration Program | NJSRRE1542412191 | Monroe Township | 8831 | 11 | 9.81 | Residential | No | Behind the Meter | SunnyMac LLC | JCP&L | Accepted | 2019-09-17 | 2019-09-19 | 2020-09-19 | Enphase | IQ7XS-96-ACM-US | Inverters | 0.315 |  | 30 |  |  | 0.99 |  | Outdoor | roof
Solar Registration Program | NJSRRE1542419549 | blackwood | 8012 | 14 | 9.81 | Residential | Yes | Behind the Meter | SunPower Capital LLC | AC Electric | Accepted | 2019-09-18 | 2019-09-20 | 2020-09-20 | sunpower | e20-327-e-ac | Solar Panels |  | 0.327 | 19 | 266 | 23 |  | Fixed | Roof
Solar Registration Program | NJSRRE1542419549 | blackwood | 8012 | 14 | 9.81 | Residential | Yes | Behind the Meter | SunPower Capital LLC | AC Electric | Accepted | 2019-09-18 | 2019-09-20 | 2020-09-20 | sunpower | e20-327-e-ac | Solar Panels |  | 0.327 | 11 | 86 | 23 |  | Fixed | Roof
Solar Registration Program | NJSRRE1542419549 | blackwood | 8012 | 14 | 9.81 | Residential | Yes | Behind the Meter | SunPower Capital LLC | AC Electric | Accepted | 2019-09-18 | 2019-09-20 | 2020-09-20 | sunpower | e20-327-e-ac | Inverters | 0.32 |  | 30 |  |  | 0.96 |  | Other | behind panels
Solar Registration Program | NJSRRE1542443600 | mays landing | 8330 | 19 | 9.81 | Residential | Yes | Behind the Meter | Vision Solar LLC | AC Electric | Accepted | 2019-09-26 | 2019-09-30 | 2020-09-30 | sunpower | e20-327-e-ac | Solar Panels |  | 0.327 | 9 | 202 | 20 |  | Fixed | Roof
Solar Registration Program | NJSRRE1542443600 | mays landing | 8330 | 19 | 9.81 | Residential | Yes | Behind the Meter | Vision Solar LLC | AC Electric | Accepted | 2019-09-26 | 2019-09-30 | 2020-09-30 | sunpower | e20-327-e-ac | Solar Panels |  | 0.327 | 21 | 22 | 20 |  | Fixed | Roof
Solar Registration Program | NJSRRE1542443600 | mays landing | 8330 | 19 | 9.81 | Residential | Yes | Behind the Meter | Vision Solar LLC | AC Electric | Accepted | 2019-09-26 | 2019-09-30 | 2020-09-30 | sunpower | e20-327-e-ac | Inverters | 0.32 |  | 30 |  |  | 0.96 |  | Other | behind panels
Solar Registration Program | NJSRRE1542524457 | Cherry Hill | 8034 | 14 | 9.81 | Residential | Yes | Behind the Meter | SunPower Corporation, Systems | PSE&G | Accepted | 2019-10-10 | 2019-10-14 | 2020-10-14 | SUNPOWER | SPR-E20-327-E-AC | Solar Panels |  | 0.327 | 30 | 106 | 25 |  | Fixed | Roof
Solar Registration Program | NJSRRE1542524457 | Cherry Hill | 8034 | 14 | 9.81 | Residential | Yes | Behind the Meter | SunPower Corporation, Systems | PSE&G | Accepted | 2019-10-10 | 2019-10-14 | 2020-10-14 | SUNPOWER | SPR-E20-327-E-AC | Inverters | 320 |  | 30 |  |  | 0.96 |  | Other | under each panel
Solar Registration Program | NJSRRE1542524756 | Jersey City | 7305 | 8 | 9.81 | Residential | No | Behind the Meter | Kamtech Solar Solutions | JCP&L | Accepted | 2019-10-10 | 2019-10-14 | 2020-10-14 | Sunpower Corporation | E20-327-C-AC | Solar Panels |  | 0.327 | 30 | 130 | 37 |  | Fixed | Roof
Solar Registration Program | NJSRRE1542524756 | Jersey City | 7305 | 8 | 9.81 | Residential | No | Behind the Meter | Kamtech Solar Solutions | JCP&L | Accepted | 2019-10-10 | 2019-10-14 | 2020-10-14 | Sunpower Corporation | E20-327-C-AC | Inverters | 315 |  | 30 |  |  | 0.975 |  | Outdoor | Underneath each module.
Solar Registration Program | NJSRRE1542528216 | BERLIN | 8009 | 14 | 9.81 | Residential | No | Behind the Meter | SEA BRIGHT SOLAR, LLC | AC Electric | Accepted | 2019-10-11 | 2019-10-15 | 2020-10-15 | SUNPOWER | SPR-E20-327-C-AC | Solar Panels |  | 0.327 | 30 | 180 | 25 |  | Fixed | Ground | YARD
Solar Registration Program | NJSRRE1542528216 | BERLIN | 8009 | 14 | 9.81 | Residential | No | Behind the Meter | SEA BRIGHT SOLAR, LLC | AC Electric | Accepted | 2019-10-11 | 2019-10-15 | 2020-10-15 | SUNPOWER | SPR-E20-327-C-AC | Inverters | 320 |  | 30 |  |  | 0.96 |  | Outside | BENEATH ARRAY
Solar Registration Program | NJSRRE1542544212 | Cream Ridge | 8514 | 17 | 9.81 | Residential | Yes | Behind the Meter | Vision Solar LLC | JCP&L | Accepted | 2019-10-21 | 2019-10-21 | 2020-10-21 | sunpower | e20-327-e-ac | Solar Panels |  | 0.327 | 30 | 309 | 18 |  | Fixed | Roof
Solar Registration Program | NJSRRE1542544212 | Cream Ridge | 8514 | 17 | 9.81 | Residential | Yes | Behind the Meter | Vision Solar LLC | JCP&L | Accepted | 2019-10-21 | 2019-10-21 | 2020-10-21 | sunpower | e20-327-e-ac | Inverters | 0.32 |  | 52 |  |  | 0.96 |  | Other | behind panels
Solar Registration Program | NJSRRE1542553725 | Linwood | 8221 | 19 | 9.81 | Residential | Yes | Behind the Meter | SunPower Corporation, Systems | AC Electric | Accepted | 2019-10-17 | 2019-10-21 | 2020-10-21 | SUNPOWER | SPR-E20-327-E-AC | Solar Panels |  | 0.327 | 21 | 130 | 22 |  | Fixed | Roof
Solar Registration Program | NJSRRE1542553725 | Linwood | 8221 | 19 | 9.81 | Residential | Yes | Behind the Meter | SunPower Corporation, Systems | AC Electric | Accepted | 2019-10-17 | 2019-10-21 | 2020-10-21 | SUNPOWER | SPR-E20-327-E-AC | Solar Panels |  | 0.327 | 9 | 130 | 22 |  | Fixed | Roof
Solar Registration Program | NJSRRE1542553725 | Linwood | 8221 | 19 | 9.81 | Residential | Yes | Behind the Meter | SunPower Corporation, Systems | AC Electric | Accepted | 2019-10-17 | 2019-10-21 | 2020-10-21 | SUNPOWER | SPR-E20-327-E-AC | Inverters | 320 |  | 30 |  |  | 0.96 |  | Other | under each panel
Solar Registration Program | NJSRRE1542556276 | Toms River | 8755 | 18 | 9.81 | Residential | No | Behind the Meter | SunPower Corporation, Systems | JCP&L | Accepted | 2019-10-18 | 2019-10-21 | 2020-10-21 | SUNPOWER | SPR-E20-327-E-AC | Solar Panels |  | 0.327 | 30 | 217 | 20 |  | Fixed | Roof
Solar Registration Program | NJSRRE1542556276 | Toms River | 8755 | 18 | 9.81 | Residential | No | Behind the Meter | SunPower Corporation, Systems | JCP&L | Accepted | 2019-10-18 | 2019-10-21 | 2020-10-21 | SUNPOWER | SPR-E20-327-E-AC | Inverters | 320 |  | 30 |  |  | 0.96 |  | Other | under each panel
Solar Registration Program | NJSRRE1542578600 | South Brunswick Township | 8810 | 11 | 9.81 | Residential | No | Behind the Meter | SunnyMac LLC | PSE&G | Accepted | 2019-10-23 | 2019-10-25 | 2020-10-25 | SunPower | SPR-E20-327 | Solar Panels |  | 0.327 | 12 | 183 | 30 |  | Fixed | Roof
Solar Registration Program | NJSRRE1542578600 | South Brunswick Township | 8810 | 11 | 9.81 | Residential | No | Behind the Meter | SunnyMac LLC | PSE&G | Accepted | 2019-10-23 | 2019-10-25 | 2020-10-25 | SunPower | SPR-E20-327 | Solar Panels |  | 0.327 | 14 | 183 | 30 |  | Fixed | Roof
Solar Registration Program | NJSRRE1542578600 | South Brunswick Township | 8810 | 11 | 9.81 | Residential | No | Behind the Meter | SunnyMac LLC | PSE&G | Accepted | 2019-10-23 | 2019-10-25 | 2020-10-25 | SunPower | SPR-E20-327 | Solar Panels |  | 0.327 | 4 | 93 | 40 |  | Fixed | Roof
Solar Registration Program | NJSRRE1542578600 | South Brunswick Township | 8810 | 11 | 9.81 | Residential | No | Behind the Meter | SunnyMac LLC | PSE&G | Accepted | 2019-10-23 | 2019-10-25 | 2020-10-25 | Enphase | IQ7xs-96-ACM-US | Inverters | 0.315 |  | 30 |  |  | 0.99 |  | Outdoor | roof
Solar Registration Program | NJSRRE1542790674 | howell | 7731 | 17 | 9.81 | Residential | No | Behind the Meter | Sunpower Capital LLC | AC Electric | Accepted | 2019-10-30 | 2019-11-01 | 2020-11-01 | sunpower | e20-327-e-ac | Solar Panels |  | 0.327 | 16 | 159 | 18 |  | Fixed | Roof
Solar Registration Program | NJSRRE1542790674 | howell | 7731 | 17 | 9.81 | Residential | No | Behind the Meter | Sunpower Capital LLC | AC Electric | Accepted | 2019-10-30 | 2019-11-01 | 2020-11-01 | sunpower | e20-327-e-ac | Solar Panels |  | 0.327 | 14 | 249 | 23 |  | Fixed | Roof
Solar Registration Program | NJSRRE1542790674 | howell | 7731 | 17 | 9.81 | Residential | No | Behind the Meter | Sunpower Capital LLC | AC Electric | Accepted | 2019-10-30 | 2019-11-01 | 2020-11-01 | sunpower | e20-327-e-ac | Inverters | 0.32 |  | 30 |  |  | 0.96 |  | Other | behind panels
Solar Registration Program | NJSRRE1542884138 | East Brunswick | 8816 | 11 | 9.81 | Residential | No | Behind the Meter | SunPower Corporation, Systems | PSE&G | Accepted | 2019-11-01 | 2019-11-05 | 2020-11-05 | SUNPOWER | SPR-E20-327-E-AC | Solar Panels |  | 0.327 | 2 | 333 | 22 |  | Fixed | Roof
Solar Registration Program | NJSRRE1542884138 | East Brunswick | 8816 | 11 | 9.81 | Residential | No | Behind the Meter | SunPower Corporation, Systems | PSE&G | Accepted | 2019-11-01 | 2019-11-05 | 2020-11-05 | SUNPOWER | SPR-E20-327-E-AC | Solar Panels |  | 0.327 | 28 | 153 | 22 |  | Fixed | Roof
Solar Registration Program | NJSRRE1542884138 | East Brunswick | 8816 | 11 | 9.81 | Residential | No | Behind the Meter | SunPower Corporation, Systems | PSE&G | Accepted | 2019-11-01 | 2019-11-05 | 2020-11-05 | SUNPOWER | SPR-E20-327-E-AC | Inverters | 320 |  | 30 |  |  | 0.96 |  | Other | under each panel
Solar Registration Program | NJSRRE1542999381 | Montgomery | 8502 | 5 | 9.81 | Residential | No | Behind the Meter | GenRenew, LLC | PSE&G | Accepted | 2019-11-05 | 2019-11-07 | 2020-11-07 | Sunpower | SPR-E20-327-E-AC | Solar Panels |  | 0.327 | 30 | 297 | 37 |  | Fixed | Roof
Solar Registration Program | NJSRRE1542999381 | Montgomery | 8502 | 5 | 9.81 | Residential | No | Behind the Meter | GenRenew, LLC | PSE&G | Accepted | 2019-11-05 | 2019-11-07 | 2020-11-07 | Sunpower | MI-E-320-US208/240 | Inverters | 320 |  | 30 |  |  | 0.96 |  | Outdoor | microinverters under modules
Solar Registration Program | NJSRRE1543042305 | Berlin | 8009 | 14 | 9.81 | Residential | No | Behind the Meter | New Jersey Clean Energy Solutions | AC Electric | Accepted | 2019-11-06 | 2019-11-11 | 2020-11-11 | Sunpower | SPR-E20-327-C-AC | Solar Panels |  | 0.327 | 24 | 184 | 28 |  | Fixed | Pole | House
Solar Registration Program | NJSRRE1543042305 | Berlin | 8009 | 14 | 9.81 | Residential | No | Behind the Meter | New Jersey Clean Energy Solutions | AC Electric | Accepted | 2019-11-06 | 2019-11-11 | 2020-11-11 | Sunpower | SPR-E20-327-C-AC | Solar Panels |  | 0.327 | 6 | 184 | 28 |  | Fixed | Roof | House
Solar Registration Program | NJSRRE1543042305 | Berlin | 8009 | 14 | 9.81 | Residential | No | Behind the Meter | New Jersey Clean Energy Solutions | AC Electric | Accepted | 2019-11-06 | 2019-11-11 | 2020-11-11 | Enphase | IQ7X | Inverters | 320 |  | 30 |  |  | 0.97 |  | Outside | under panel
Solar Registration Program | NJSRRE1543046397 | Mansfield TWP | 8022 | 13 | 9.81 | Residential | No | Behind the Meter | SunPower Capital LLC | PSE&G | Accepted | 2019-11-26 | 2019-11-26 | 2020-11-26 | sunpower | e20-327-e-ac | Solar Panels |  | 0.327 | 30 | 180 | 30 |  | Fixed | Ground
Solar Registration Program | NJSRRE1543046397 | Mansfield TWP | 8022 | 13 | 9.81 | Residential | No | Behind the Meter | SunPower Capital LLC | PSE&G | Accepted | 2019-11-26 | 2019-11-26 | 2020-11-26 | Sunpower | E20-327-E-AC | Inverters | 0.32 |  | 30 |  |  | 0.96 |  | Other | adj to the utlilty meter
Solar Registration Program | NJSRRE1543421321 | River Edge | 7661 | 7 | 9.81 | Residential | Yes | Behind the Meter | Vision Solar LLC | PSE&G | Accepted | 2019-11-19 | 2019-11-21 | 2020-11-21 | sunpower | e20-327-e-ac | Solar Panels |  | 0.327 | 4 | 288 | 23 |  | Fixed | Roof
Solar Registration Program | NJSRRE1543421321 | River Edge | 7661 | 7 | 9.81 | Residential | Yes | Behind the Meter | Vision Solar LLC | PSE&G | Accepted | 2019-11-19 | 2019-11-21 | 2020-11-21 | sunpower | e20-327-e-ac | Solar Panels |  | 0.327 | 9 | 18 | 30 |  | Fixed | Roof
Solar Registration Program | NJSRRE1543421321 | River Edge | 7661 | 7 | 9.81 | Residential | Yes | Behind the Meter | Vision Solar LLC | PSE&G | Accepted | 2019-11-19 | 2019-11-21 | 2020-11-21 | sunpower | e20-327-e-ac | Solar Panels |  | 0.327 | 3 | 18 | 30 |  | Fixed | Roof
Solar Registration Program | NJSRRE1543421321 | River Edge | 7661 | 7 | 9.81 | Residential | Yes | Behind the Meter | Vision Solar LLC | PSE&G | Accepted | 2019-11-19 | 2019-11-21 | 2020-11-21 | sunpower | e20-327-e-ac | Solar Panels |  | 0.327 | 11 | 198 | 30 |  | Fixed | Roof
Solar Registration Program | NJSRRE1543421321 | River Edge | 7661 | 7 | 9.81 | Residential | Yes | Behind the Meter | Vision Solar LLC | PSE&G | Accepted | 2019-11-19 | 2019-11-21 | 2020-11-21 | sunpower | e20-327-e-ac | Solar Panels |  | 0.327 | 3 | 288 | 23 |  | Fixed | Roof
Solar Registration Program | NJSRRE1543421321 | River Edge | 7661 | 7 | 9.81 | Residential | Yes | Behind the Meter | Vision Solar LLC | PSE&G | Accepted | 2019-11-19 | 2019-11-21 | 2020-11-21 | sunpower | e20-327-e-ac | Inverters | 0.32 |  | 30 |  |  | 0.96 |  | Other | behind panels
Solar Registration Program | NJSRRE1543441696 | Jackson | 8527 | 18 | 9.81 | Residential | No | Behind the Meter | Kamtech Solar Solutions | JCP&L | Accepted | 2019-11-25 | 2019-11-27 | 2020-11-27 | Sunpower Corp | SPR-E20-327-E-AC | Solar Panels |  | 0.327 | 24 | 150 | 30 |  | Fixed | Roof
Solar Registration Program | NJSRRE1543441696 | Jackson | 8527 | 18 | 9.81 | Residential | No | Behind the Meter | Kamtech Solar Solutions | JCP&L | Accepted | 2019-11-25 | 2019-11-27 | 2020-11-27 | Sunpower Corp | SPR-E20-327-E-AC | Solar Panels |  | 0.327 | 6 | 150 | 30 |  | Fixed | Roof
Solar Registration Program | NJSRRE1543441696 | Jackson | 8527 | 18 | 9.81 | Residential | No | Behind the Meter | Kamtech Solar Solutions | JCP&L | Accepted | 2019-11-25 | 2019-11-27 | 2020-11-27 | Enphase Engergy Inc | IQ-7X | Inverters | 315 |  | 30 |  |  | 0.975 |  | Outside | Underneath Each Module
Solar Registration Program | NJSRRE1543477484 | Brick Township | 8724 | 18 | 9.81 | Residential | No | Behind the Meter | GenRenew, LLC | JCP&L | Accepted | 2019-12-04 | 2019-12-06 | 2020-12-06 | Sunpower | SPR-E20-327-E-AC | Solar Panels |  | 0.327 | 19 | 244 | 18 |  | Fixed | Roof
Solar Registration Program | NJSRRE1543477484 | Brick Township | 8724 | 18 | 9.81 | Residential | No | Behind the Meter | GenRenew, LLC | JCP&L | Accepted | 2019-12-04 | 2019-12-06 | 2020-12-06 | Sunpower | SPR-E20-327-E-AC | Solar Panels |  | 0.327 | 11 | 64 | 18 |  | Fixed | Roof
Solar Registration Program | NJSRRE1543477484 | Brick Township | 8724 | 18 | 9.81 | Residential | No | Behind the Meter | GenRenew, LLC | JCP&L | Accepted | 2019-12-04 | 2019-12-06 | 2020-12-06 | Sunpower | MI-E-320-US208/240 | Inverters | 320 |  | 30 |  |  | 0.96 |  | Outdoor | microinverters under modules
Solar Registration Program | NJSRRE1543506367 | Mckee City | 8234 | 19 | 9.81 | Residential | No | Behind the Meter | SunPower Corporation, Systems | AC Electric | Accepted | 2019-12-10 | 2019-12-13 | 2020-12-13 | SUNPOWER | SPR-E20-327-E-AC | Solar Panels |  | 0.327 | 11 | 291 | 37 |  | Fixed | Roof
Solar Registration Program | NJSRRE1543506367 | Mckee City | 8234 | 19 | 9.81 | Residential | No | Behind the Meter | SunPower Corporation, Systems | AC Electric | Accepted | 2019-12-10 | 2019-12-13 | 2020-12-13 | SUNPOWER | SPR-E20-327-E-AC | Solar Panels |  | 0.327 | 6 | 201 | 37 |  | Fixed | Roof
Solar Registration Program | NJSRRE1543506367 | Mckee City | 8234 | 19 | 9.81 | Residential | No | Behind the Meter | SunPower Corporation, Systems | AC Electric | Accepted | 2019-12-10 | 2019-12-13 | 2020-12-13 | SUNPOWER | SPR-E20-327-E-AC | Solar Panels |  | 0.327 | 13 | 111 | 37 |  | Fixed | Roof
Solar Registration Program | NJSRRE1543506367 | Mckee City | 8234 | 19 | 9.81 | Residential | No | Behind the Meter | SunPower Corporation, Systems | AC Electric | Accepted | 2019-12-10 | 2019-12-13 | 2020-12-13 | SUNPOWER | SPR-E20-327-E-AC | Inverters | 320 |  | 30 |  |  | 0.96 |  | Other | under each panel
Solar Registration Program | NJSRRE1543532668 | Piscataway Twp | 8854 | 11 | 9.81 | Residential | No | Behind the Meter | SunnyMac LLC | PSE&G | Accepted | 2019-12-12 | 2019-12-30 | 2020-12-30 | SunPower | SPR-E20-327 | Solar Panels |  | 0.327 | 30 | 152 | 23 |  | Fixed | Roof
Solar Registration Program | NJSRRE1543532668 | Piscataway Twp | 8854 | 11 | 9.81 | Residential | No | Behind the Meter | SunnyMac LLC | PSE&G | Accepted | 2019-12-12 | 2019-12-30 | 2020-12-30 | Enphase | IQ7XS-96-ACM-US | Inverters | 0.315 |  | 30 |  |  | 0.99 |  | Outdoor | roof
Solar Registration Program | NJSRRE1540212519 | Toms River | 8753 | 18 | 9.86 | Residential | Yes | Behind the Meter | Sunrun Installation Services, Inc. | JCP&L | Accepted | 2019-01-07 | 2019-01-09 | 2020-01-09 | REC Solar | REC290TP2 BLK | Solar Panels |  | 0.29 | 24 | 206 | 23 |  | Fixed | Roof
Solar Registration Program | NJSRRE1540212519 | Toms River | 8753 | 18 | 9.86 | Residential | Yes | Behind the Meter | Sunrun Installation Services, Inc. | JCP&L | Accepted | 2019-01-07 | 2019-01-09 | 2020-01-09 | REC Solar | REC290TP2 BLK | Solar Panels |  | 0.29 | 8 | 26 | 23 |  | Fixed | Roof
Solar Registration Program | NJSRRE1540212519 | Toms River | 8753 | 18 | 9.86 | Residential | Yes | Behind the Meter | Sunrun Installation Services, Inc. | JCP&L | Accepted | 2019-01-07 | 2019-01-09 | 2020-01-09 | REC Solar | REC290TP2 BLK | Solar Panels |  | 0.29 | 2 | 115 | 25 |  | Fixed | Roof
Solar Registration Program | NJSRRE1540212519 | Toms River | 8753 | 18 | 9.86 | Residential | Yes | Behind the Meter | Sunrun Installation Services, Inc. | JCP&L | Accepted | 2019-01-07 | 2019-01-09 | 2020-01-09 | SolarEdge Technologies | SE10000H-USRGM | Inverters | 10000 |  | 1 |  |  | 0.96 |  | Outdoor | Next To Meter
Solar Registration Program | NJSRRE1540402058 | Wayne Twp | 7470 | 6 | 9.86 | Residential | No | Behind the Meter | Sunrun Installation Services, Inc. | PSE&G | Accepted | 2019-02-27 | 2019-02-28 | 2020-02-28 | REC Solar | REC290TP2 BLK | Solar Panels |  | 0.29 | 2 | 90 | 29 |  | Fixed | Roof
Solar Registration Program | NJSRRE1540402058 | Wayne Twp | 7470 | 6 | 9.86 | Residential | No | Behind the Meter | Sunrun Installation Services, Inc. | PSE&G | Accepted | 2019-02-27 | 2019-02-28 | 2020-02-28 | REC Solar | REC290TP2 BLK | Solar Panels |  | 0.29 | 12 | 270 | 30 |  | Fixed | Roof
Solar Registration Program | NJSRRE1540402058 | Wayne Twp | 7470 | 6 | 9.86 | Residential | No | Behind the Meter | Sunrun Installation Services, Inc. | PSE&G | Accepted | 2019-02-27 | 2019-02-28 | 2020-02-28 | REC Solar | REC290TP2 BLK | Solar Panels |  | 0.29 | 20 | 179 | 30 |  | Fixed | Roof
Solar Registration Program | NJSRRE1540402058 | Wayne Twp | 7470 | 6 | 9.86 | Residential | No | Behind the Meter | Sunrun Installation Services, Inc. | PSE&G | Accepted | 2019-02-27 | 2019-02-28 | 2020-02-28 | SolarEdge Technologies | SE10000H-USRGM | Inverters | 10000 |  | 1 |  |  | 0.96 |  | Outdoor | Next To Meter
Solar Registration Program | NJSRRE1540513299 | Marlboro | 7746 | 17 | 9.86 | Residential | Yes | Behind the Meter | Sunrun Installation Services, Inc. | JCP&L | Accepted | 2019-03-22 | 2019-03-25 | 2020-03-25 | REC Solar | REC290TP2 BLK | Solar Panels |  | 0.29 | 10 | 240 | 23 |  | Fixed | Roof
Solar Registration Program | NJSRRE1540513299 | Marlboro | 7746 | 17 | 9.86 | Residential | Yes | Behind the Meter | Sunrun Installation Services, Inc. | JCP&L | Accepted | 2019-03-22 | 2019-03-25 | 2020-03-25 | REC Solar | REC290TP2 BLK | Solar Panels |  | 0.29 | 24 | 150 | 23 |  | Fixed | Roof
Solar Registration Program | NJSRRE1540513299 | Marlboro | 7746 | 17 | 9.86 | Residential | Yes | Behind the Meter | Sunrun Installation Services, Inc. | JCP&L | Accepted | 2019-03-22 | 2019-03-25 | 2020-03-25 | SMA America | SB5.0-1SP-US-40 | Inverters | 5000 |  | 1 |  |  | 0.96 |  | Outdoor | Next To Meter
Solar Registration Program | NJSRRE1540513299 | Marlboro | 7746 | 17 | 9.86 | Residential | Yes | Behind the Meter | Sunrun Installation Services, Inc. | JCP&L | Accepted | 2019-03-22 | 2019-03-25 | 2020-03-25 | SMA America | SB3.8-1SP-US-40 | Inverters | 3800 |  | 1 |  |  | 0.96 |  | Outdoor | Next To Meter
Solar Registration Program | NJSRRE1540980077 | Sicklerville | 8081 | 14 | 9.86 | Residential | No | Behind the Meter | Green Power Energy | AC Electric | Accepted | 2019-05-10 | 2019-05-14 | 2020-05-14 | Panasonic | VBHN340SA17 | Solar Panels |  | 0.34 | 29 | 304 | 27 |  | Fixed | Roof
Solar Registration Program | NJSRRE1540980077 | Sicklerville | 8081 | 14 | 9.86 | Residential | No | Behind the Meter | Green Power Energy | AC Electric | Accepted | 2019-05-10 | 2019-05-14 | 2020-05-14 | Solar Edge | SE7600H-US | Inverters | 7600 |  | 1 |  |  | 0.97 |  | Outside | next to meter
Solar Registration Program | NJSRRE1541064165 | Ringwood | 7456 | 6 | 9.86 | Residential | Yes | Behind the Meter | Sunrun Installation Services, Inc. | JCP&L | Accepted | 2019-05-31 | 2019-06-05 | 2020-06-05 | REC Solar | REC290TP2 BLK | Solar Panels |  | 0.29 | 3 | 287 | 14 |  | Fixed | Roof
Solar Registration Program | NJSRRE1541064165 | Ringwood | 7456 | 6 | 9.86 | Residential | Yes | Behind the Meter | Sunrun Installation Services, Inc. | JCP&L | Accepted | 2019-05-31 | 2019-06-05 | 2020-06-05 | REC Solar | REC290TP2 BLK | Solar Panels |  | 0.29 | 16 | 287 | 23 |  | Fixed | Roof
Solar Registration Program | NJSRRE1541064165 | Ringwood | 7456 | 6 | 9.86 | Residential | Yes | Behind the Meter | Sunrun Installation Services, Inc. | JCP&L | Accepted | 2019-05-31 | 2019-06-05 | 2020-06-05 | REC Solar | REC290TP2 BLK | Solar Panels |  | 0.29 | 15 | 107 | 23 |  | Fixed | Roof
Solar Registration Program | NJSRRE1541064165 | Ringwood | 7456 | 6 | 9.86 | Residential | Yes | Behind the Meter | Sunrun Installation Services, Inc. | JCP&L | Accepted | 2019-05-31 | 2019-06-05 | 2020-06-05 | SolarEdge Technologies | SE10000H-USRGM | Inverters | 10000 |  | 1 |  |  | 0.96 |  | Outdoor | Next To Meter
Solar Registration Program | NJSRRE1541064332 | Eastampton Twp | 8060 | 13 | 9.86 | Residential | Yes | Behind the Meter | Sunrun Installation Services, Inc. | PSE&G | Accepted | 2019-05-31 | 2019-06-05 | 2020-06-05 | REC Solar | REC290TP2 BLK | Solar Panels |  | 0.29 | 7 | 89 | 26 |  | Fixed | Roof
Solar Registration Program | NJSRRE1541064332 | Eastampton Twp | 8060 | 13 | 9.86 | Residential | Yes | Behind the Meter | Sunrun Installation Services, Inc. | PSE&G | Accepted | 2019-05-31 | 2019-06-05 | 2020-06-05 | REC Solar | REC290TP2 BLK | Solar Panels |  | 0.29 | 22 | 180 | 27 |  | Fixed | Roof
Solar Registration Program | NJSRRE1541064332 | Eastampton Twp | 8060 | 13 | 9.86 | Residential | Yes | Behind the Meter | Sunrun Installation Services, Inc. | PSE&G | Accepted | 2019-05-31 | 2019-06-05 | 2020-06-05 | REC Solar | REC290TP2 BLK | Solar Panels |  | 0.29 | 5 | 271 | 27 |  | Fixed | Roof
Solar Registration Program | NJSRRE1541064332 | Eastampton Twp | 8060 | 13 | 9.86 | Residential | Yes | Behind the Meter | Sunrun Installation Services, Inc. | PSE&G | Accepted | 2019-05-31 | 2019-06-05 | 2020-06-05 | SolarEdge Technologies | SE10000H-USRGM | Inverters | 10000 |  | 1 |  |  | 0.96 |  | Outdoor | Next To Meter
Solar Registration Program | NJSRRE1541069063 | Toms River | 8757 | 18 | 9.86 | Residential | No | Behind the Meter | Sunrun Installation Services, Inc. | JCP&L | Accepted | 2019-06-03 | 2019-06-06 | 2020-06-06 | REC Solar | REC290TP2 BLK | Solar Panels |  | 0.29 | 28 | 167 | 23 |  | Fixed | Roof
Solar Registration Program | NJSRRE1541069063 | Toms River | 8757 | 18 | 9.86 | Residential | No | Behind the Meter | Sunrun Installation Services, Inc. | JCP&L | Accepted | 2019-06-03 | 2019-06-06 | 2020-06-06 | REC Solar | REC290TP2 BLK | Solar Panels |  | 0.29 | 6 | 257 | 23 |  | Fixed | Roof
Solar Registration Program | NJSRRE1541069063 | Toms River | 8757 | 18 | 9.86 | Residential | No | Behind the Meter | Sunrun Installation Services, Inc. | JCP&L | Accepted | 2019-06-03 | 2019-06-06 | 2020-06-06 | Ningbo Ginlong Technologies | Solis-1P9K-4G-US | Inverters | 9000 |  | 1 |  |  | 0.96 |  | Outdoor | Next To Meter
Solar Registration Program | NJSRRE1541110856 | Princeton | 8540 | 12 | 9.86 | Residential | Yes | Behind the Meter | Sunrun Installation Services, Inc. | PSE&G | Accepted | 2019-06-05 | 2019-06-07 | 2020-06-07 | REC Solar | REC290TP2 BLK | Solar Panels |  | 0.29 | 25 | 256 | 37 |  | Fixed | Roof
Solar Registration Program | NJSRRE1541110856 | Princeton | 8540 | 12 | 9.86 | Residential | Yes | Behind the Meter | Sunrun Installation Services, Inc. | PSE&G | Accepted | 2019-06-05 | 2019-06-07 | 2020-06-07 | REC Solar | REC290TP2 BLK | Solar Panels |  | 0.29 | 9 | 164 | 37 |  | Fixed | Roof
Solar Registration Program | NJSRRE1541110856 | Princeton | 8540 | 12 | 9.86 | Residential | Yes | Behind the Meter | Sunrun Installation Services, Inc. | PSE&G | Accepted | 2019-06-05 | 2019-06-07 | 2020-06-07 | Ningbo Ginlong Technologies | Solis-1P9K-4G-US | Inverters | 9000 |  | 1 |  |  | 0.96 |  | Outdoor | Next To Meter
Solar Registration Program | NJSRRE1541431305 | Freehold | 7728 | 17 | 9.86 | Commercial | No | Behind the Meter | Powerlutions | JCP&L | Accepted | 2019-06-19 | 2019-06-24 | 2020-06-24 | Trina | TSM-340DE14A | Solar Panels |  | 0.34 | 29 | 206 | 10 |  | Fixed | Roof
Solar Registration Program | NJSRRE1541431305 | Freehold | 7728 | 17 | 9.86 | Commercial | No | Behind the Meter | Powerlutions | JCP&L | Accepted | 2019-06-19 | 2019-06-24 | 2020-06-24 | Enphase | IQ7-60-2-US | Inverters | 6.96 |  | 29 |  |  | 0.97 |  | Outdoor | Panel
Solar Registration Program | NJSRRE1541515427 | Hopatcong | 7843 | 1 | 9.86 | Residential | Yes | Behind the Meter | Sunrun Installation Services, Inc. | JCP&L | Accepted | 2019-07-01 | 2019-07-03 | 2020-07-03 | REC Solar | REC290TP2 BLK | Solar Panels |  | 0.29 | 34 | 302 | 9 |  | Fixed | Roof
Solar Registration Program | NJSRRE1541515427 | Hopatcong | 7843 | 1 | 9.86 | Residential | Yes | Behind the Meter | Sunrun Installation Services, Inc. | JCP&L | Accepted | 2019-07-01 | 2019-07-03 | 2020-07-03 | SolarEdge Technologies | SE5000H-USRGM | Inverters | 5000 |  | 1 |  |  | 0.96 |  | Outdoor | Next To Meter
Solar Registration Program | NJSRRE1541518215 | Rockaway | 7866 | 3 | 9.86 | Residential | Yes | Behind the Meter | Sunrun Installation Services, Inc. | JCP&L | Accepted | 2019-07-01 | 2019-07-03 | 2020-07-03 | REC Solar | REC290TP2 BLK | Solar Panels |  | 0.29 | 6 | 60 | 27 |  | Fixed | Roof
Solar Registration Program | NJSRRE1541518215 | Rockaway | 7866 | 3 | 9.86 | Residential | Yes | Behind the Meter | Sunrun Installation Services, Inc. | JCP&L | Accepted | 2019-07-01 | 2019-07-03 | 2020-07-03 | REC Solar | REC290TP2 BLK | Solar Panels |  | 0.29 | 28 | 240 | 27 |  | Fixed | Roof
Solar Registration Program | NJSRRE1541518215 | Rockaway | 7866 | 3 | 9.86 | Residential | Yes | Behind the Meter | Sunrun Installation Services, Inc. | JCP&L | Accepted | 2019-07-01 | 2019-07-03 | 2020-07-03 | Ningbo Ginlong Technologies | Solis-1P9K-4G-US | Inverters | 9000 |  | 1 |  |  | 0.96 |  | Outdoor | Next To Meter
Solar Registration Program | NJSRRE1541635356 | North Plainfield | 7060 | 10 | 9.86 | Residential | Yes | Behind the Meter | Sunrun Installation Services, Inc. | PSE&G | Final As-Built Received | 2019-07-11 | 2019-09-09 | 2020-09-09 | REC Solar | REC290TP2 BLK | Solar Panels |  | 0.29 | 15 | 221 | 13 |  | Fixed | Roof
Solar Registration Program | NJSRRE1541635356 | North Plainfield | 7060 | 10 | 9.86 | Residential | Yes | Behind the Meter | Sunrun Installation Services, Inc. | PSE&G | Final As-Built Received | 2019-07-11 | 2019-09-09 | 2020-09-09 | REC Solar | REC290TP2 BLK | Solar Panels |  | 0.29 | 7 | 131 | 35 |  | Fixed | Roof
Solar Registration Program | NJSRRE1541635356 | North Plainfield | 7060 | 10 | 9.86 | Residential | Yes | Behind the Meter | Sunrun Installation Services, Inc. | PSE&G | Final As-Built Received | 2019-07-11 | 2019-09-09 | 2020-09-09 | REC Solar | REC290TP2 BLK | Solar Panels |  | 0.29 | 8 | 220 | 35 |  | Fixed | Roof
Solar Registration Program | NJSRRE1541635356 | North Plainfield | 7060 | 10 | 9.86 | Residential | Yes | Behind the Meter | Sunrun Installation Services, Inc. | PSE&G | Final As-Built Received | 2019-07-11 | 2019-09-09 | 2020-09-09 | REC Solar | REC290TP2 BLK | Solar Panels |  | 0.29 | 4 | 220 | 35 |  | Fixed | Roof
Solar Registration Program | NJSRRE1541635356 | North Plainfield | 7060 | 10 | 9.86 | Residential | Yes | Behind the Meter | Sunrun Installation Services, Inc. | PSE&G | Final As-Built Received | 2019-07-11 | 2019-09-09 | 2020-09-09 | SolarEdge Technologies | SE10000H-USRGM | Inverters | 10000 |  | 1 |  |  | 0.96 |  | Outdoor | Next To Meter
Solar Registration Program | NJSRRE1541661619 | Williamstown | 8094 | 15 | 9.86 | Residential | Yes | Behind the Meter | Sunrun Installation Services, Inc. | AC Electric | Accepted | 2019-07-15 | 2019-07-17 | 2020-07-17 | REC Solar | REC290TP2 BLK | Solar Panels |  | 0.29 | 21 | 88 | 18 |  | Fixed | Roof
Solar Registration Program | NJSRRE1541661619 | Williamstown | 8094 | 15 | 9.86 | Residential | Yes | Behind the Meter | Sunrun Installation Services, Inc. | AC Electric | Accepted | 2019-07-15 | 2019-07-17 | 2020-07-17 | REC Solar | REC290TP2 BLK | Solar Panels |  | 0.29 | 13 | 268 | 18 |  | Fixed | Roof
Solar Registration Program | NJSRRE1541661619 | Williamstown | 8094 | 15 | 9.86 | Residential | Yes | Behind the Meter | Sunrun Installation Services, Inc. | AC Electric | Accepted | 2019-07-15 | 2019-07-17 | 2020-07-17 | Ningbo Ginlong Technologies | Solis-1P9K-4G-US | Inverters | 9000 |  | 1 |  |  | 0.96 |  | Outdoor | Next To Meter
Solar Registration Program | NJSRRE1541727532 | Manahawkin | 8050 | 18 | 9.86 | Residential | No | Behind the Meter | Sunrun Installation Services, Inc. | AC Electric | Accepted | 2019-08-01 | 2019-08-06 | 2020-08-06 | REC Solar | REC290TP2 BLK | Solar Panels |  | 0.29 | 16 | 199 | 34 |  | Fixed | Roof
Solar Registration Program | NJSRRE1541727532 | Manahawkin | 8050 | 18 | 9.86 | Residential | No | Behind the Meter | Sunrun Installation Services, Inc. | AC Electric | Accepted | 2019-08-01 | 2019-08-06 | 2020-08-06 | REC Solar | REC290TP2 BLK | Solar Panels |  | 0.29 | 18 | 18 | 18 |  | Fixed | Roof
Solar Registration Program | NJSRRE1541727532 | Manahawkin | 8050 | 18 | 9.86 | Residential | No | Behind the Meter | Sunrun Installation Services, Inc. | AC Electric | Accepted | 2019-08-01 | 2019-08-06 | 2020-08-06 | Ningbo Ginlong Technologies | Solis-1P9K-4G-US | Inverters | 9000 |  | 1 |  |  | 0.96 |  | Outdoor | Next To Meter
Solar Registration Program | NJSRRE1541790720 | Kearny Town | 7032 | 8 | 9.86 | Residential | Yes | Behind the Meter | Sunrun Installation Services, Inc. | PSE&G | Accepted | 2019-08-06 | 2019-08-09 | 2020-08-09 | REC Solar | REC290TP2 BLK | Solar Panels |  | 0.29 | 18 | 301 | 23 |  | Fixed | Roof
Solar Registration Program | NJSRRE1541790720 | Kearny Town | 7032 | 8 | 9.86 | Residential | Yes | Behind the Meter | Sunrun Installation Services, Inc. | PSE&G | Accepted | 2019-08-06 | 2019-08-09 | 2020-08-09 | REC Solar | REC290TP2 BLK | Solar Panels |  | 0.29 | 16 | 122 | 23 |  | Fixed | Roof
Solar Registration Program | NJSRRE1541790720 | Kearny Town | 7032 | 8 | 9.86 | Residential | Yes | Behind the Meter | Sunrun Installation Services, Inc. | PSE&G | Accepted | 2019-08-06 | 2019-08-09 | 2020-08-09 | Ningbo Ginlong Technologies | Solis-1P9K-4G-US | Inverters | 9000 |  | 1 |  |  | 0.96 |  | Outdoor | Next To Meter
Solar Registration Program | NJSRRE1542431654 | Florence Township | 8518 | 13 | 9.86 | Residential | Yes | Behind the Meter | Bright Planet Solar | PSE&G | Accepted | 2019-09-24 | 2019-09-26 | 2020-09-26 | HANWHA Q-CELLS | Q.PEAK BLK- G4.1 290W | Solar Panels |  | 0.29 | 34 | 181 | 33 |  | Fixed | Roof
Solar Registration Program | NJSRRE1542431654 | Florence Township | 8518 | 13 | 9.86 | Residential | Yes | Behind the Meter | Bright Planet Solar | PSE&G | Accepted | 2019-09-24 | 2019-09-26 | 2020-09-26 | SOLAR EDGE | SE7600H-USRGM | Inverters | 7600 |  | 1 |  |  | 0.98 |  | Outdoor | NEXT TO METER
Solar Registration Program | NJSRRE1542460966 | Palmyra | 8065 | 13 | 9.86 | Residential | Yes | Behind the Meter | Sunrun Installation Services, Inc. | PSE&G | Accepted | 2019-09-30 | 2019-10-02 | 2020-10-02 | REC Solar | REC290TP2 BLK | Solar Panels |  | 0.29 | 4 | 144 | 27 |  | Fixed | Roof
Solar Registration Program | NJSRRE1542460966 | Palmyra | 8065 | 13 | 9.86 | Residential | Yes | Behind the Meter | Sunrun Installation Services, Inc. | PSE&G | Accepted | 2019-09-30 | 2019-10-02 | 2020-10-02 | REC Solar | REC290TP2 BLK | Solar Panels |  | 0.29 | 6 | 324 | 27 |  | Fixed | Roof
Solar Registration Program | NJSRRE1542460966 | Palmyra | 8065 | 13 | 9.86 | Residential | Yes | Behind the Meter | Sunrun Installation Services, Inc. | PSE&G | Accepted | 2019-09-30 | 2019-10-02 | 2020-10-02 | REC Solar | REC290TP2 BLK | Solar Panels |  | 0.29 | 24 | 144 | 40 |  | Fixed | Roof
Solar Registration Program | NJSRRE1542460966 | Palmyra | 8065 | 13 | 9.86 | Residential | Yes | Behind the Meter | Sunrun Installation Services, Inc. | PSE&G | Accepted | 2019-09-30 | 2019-10-02 | 2020-10-02 | SolarEdge Technologies | SE7600H-USRGM | Inverters | 7600 |  | 1 |  |  | 0.96 |  | Outdoor | Next To Meter
Solar Registration Program | NJSRRE1542521263 | McKee City | 8234 | 19 | 9.86 | Residential | No | Behind the Meter | Sunrun Installation Services, Inc. | AC Electric | Accepted | 2019-10-09 | 2019-10-11 | 2020-10-11 | REC Solar | REC290TP2 BLK | Solar Panels |  | 0.29 | 2 | 113 | 45 |  | Fixed | Roof
Solar Registration Program | NJSRRE1542521263 | McKee City | 8234 | 19 | 9.86 | Residential | No | Behind the Meter | Sunrun Installation Services, Inc. | AC Electric | Accepted | 2019-10-09 | 2019-10-11 | 2020-10-11 | REC Solar | REC290TP2 BLK | Solar Panels |  | 0.29 | 2 | 21 | 30 |  | Fixed | Roof
Solar Registration Program | NJSRRE1542521263 | McKee City | 8234 | 19 | 9.86 | Residential | No | Behind the Meter | Sunrun Installation Services, Inc. | AC Electric | Accepted | 2019-10-09 | 2019-10-11 | 2020-10-11 | REC Solar | REC290TP2 BLK | Solar Panels |  | 0.29 | 26 | 201 | 30 |  | Fixed | Roof
Solar Registration Program | NJSRRE1542521263 | McKee City | 8234 | 19 | 9.86 | Residential | No | Behind the Meter | Sunrun Installation Services, Inc. | AC Electric | Accepted | 2019-10-09 | 2019-10-11 | 2020-10-11 | REC Solar | REC290TP2 BLK | Solar Panels |  | 0.29 | 4 | 291 | 45 |  | Fixed | Roof
Solar Registration Program | NJSRRE1542521263 | McKee City | 8234 | 19 | 9.86 | Residential | No | Behind the Meter | Sunrun Installation Services, Inc. | AC Electric | Accepted | 2019-10-09 | 2019-10-11 | 2020-10-11 | SolarEdge Technologies | SE10000H-USRGM | Inverters | 10000 |  | 1 |  |  | 0.96 |  | Outdoor | Next To Meter
Solar Registration Program | NJSRRE1542850365 | Stafford Township | 8050 | 18 | 9.86 | Residential | Yes | Behind the Meter | Sunrun Installation Services, Inc. | AC Electric | Accepted | 2019-10-31 | 2019-11-04 | 2020-11-04 | REC Solar | REC290TP2 BLK | Solar Panels |  | 0.29 | 12 | 155 | 27 |  | Fixed | Roof
Solar Registration Program | NJSRRE1542850365 | Stafford Township | 8050 | 18 | 9.86 | Residential | Yes | Behind the Meter | Sunrun Installation Services, Inc. | AC Electric | Accepted | 2019-10-31 | 2019-11-04 | 2020-11-04 | REC Solar | REC290TP2 BLK | Solar Panels |  | 0.29 | 10 | 335 | 28 |  | Fixed | Roof
Solar Registration Program | NJSRRE1542850365 | Stafford Township | 8050 | 18 | 9.86 | Residential | Yes | Behind the Meter | Sunrun Installation Services, Inc. | AC Electric | Accepted | 2019-10-31 | 2019-11-04 | 2020-11-04 | REC Solar | REC290TP2 BLK | Solar Panels |  | 0.29 | 9 | 65 | 28 |  | Fixed | Roof
Solar Registration Program | NJSRRE1542850365 | Stafford Township | 8050 | 18 | 9.86 | Residential | Yes | Behind the Meter | Sunrun Installation Services, Inc. | AC Electric | Accepted | 2019-10-31 | 2019-11-04 | 2020-11-04 | REC Solar | REC290TP2 BLK | Solar Panels |  | 0.29 | 3 | 245 | 28 |  | Fixed | Roof
Solar Registration Program | NJSRRE1542850365 | Stafford Township | 8050 | 18 | 9.86 | Residential | Yes | Behind the Meter | Sunrun Installation Services, Inc. | AC Electric | Accepted | 2019-10-31 | 2019-11-04 | 2020-11-04 | SolarEdge Technologies | SE7600H-USRGM | Inverters | 7600 |  | 1 |  |  | 0.96 |  | Outdoor | Next To Meter
Solar Registration Program | NJSRRE1542887347 | Union | 7083 | 10 | 9.86 | Residential | Yes | Behind the Meter | Sunrun Installation Services, Inc. | PSE&G | Accepted | 2019-11-01 | 2019-11-05 | 2020-11-05 | REC Solar | REC290TP2 BLK | Solar Panels |  | 0.29 | 12 | 76 | 14 |  | Fixed | Roof
Solar Registration Program | NJSRRE1542887347 | Union | 7083 | 10 | 9.86 | Residential | Yes | Behind the Meter | Sunrun Installation Services, Inc. | PSE&G | Accepted | 2019-11-01 | 2019-11-05 | 2020-11-05 | REC Solar | REC290TP2 BLK | Solar Panels |  | 0.29 | 4 | 255 | 27 |  | Fixed | Roof
Solar Registration Program | NJSRRE1542887347 | Union | 7083 | 10 | 9.86 | Residential | Yes | Behind the Meter | Sunrun Installation Services, Inc. | PSE&G | Accepted | 2019-11-01 | 2019-11-05 | 2020-11-05 | REC Solar | REC290TP2 BLK | Solar Panels |  | 0.29 | 18 | 256 | 14 |  | Fixed | Roof
Solar Registration Program | NJSRRE1542887347 | Union | 7083 | 10 | 9.86 | Residential | Yes | Behind the Meter | Sunrun Installation Services, Inc. | PSE&G | Accepted | 2019-11-01 | 2019-11-05 | 2020-11-05 | SolarEdge Technologies | SE10000H-USRGM | Inverters | 10000 |  | 1 |  |  | 0.96 |  | Outdoor | Next To Meter
Solar Registration Program | NJSRRE1543028130 | Clifton City | 7013 | 6 | 9.86 | Residential | Yes | Behind the Meter | Sunrun Installation Services, Inc. | PSE&G | Accepted | 2019-11-05 | 2019-11-07 | 2020-11-07 | REC Solar | REC290TP2 BLK | Solar Panels |  | 0.29 | 8 | 221 | 14 |  | Fixed | Roof
Solar Registration Program | NJSRRE1543028130 | Clifton City | 7013 | 6 | 9.86 | Residential | Yes | Behind the Meter | Sunrun Installation Services, Inc. | PSE&G | Accepted | 2019-11-05 | 2019-11-07 | 2020-11-07 | REC Solar | REC290TP2 BLK | Solar Panels |  | 0.29 | 5 | 222 | 27 |  | Fixed | Roof
Solar Registration Program | NJSRRE1543028130 | Clifton City | 7013 | 6 | 9.86 | Residential | Yes | Behind the Meter | Sunrun Installation Services, Inc. | PSE&G | Accepted | 2019-11-05 | 2019-11-07 | 2020-11-07 | REC Solar | REC290TP2 BLK | Solar Panels |  | 0.29 | 21 | 42 | 27 |  | Fixed | Roof
Solar Registration Program | NJSRRE1543028130 | Clifton City | 7013 | 6 | 9.86 | Residential | Yes | Behind the Meter | Sunrun Installation Services, Inc. | PSE&G | Accepted | 2019-11-05 | 2019-11-07 | 2020-11-07 | SolarEdge Technologies | SE7600H-USRGM | Inverters | 7600 |  | 1 |  |  | 0.96 |  | Outdoor | Next To Meter
Solar Registration Program | NJSRRE1543421631 | Brick Township | 8724 | 18 | 9.86 | Residential | Yes | Behind the Meter | Sunrun Installation Services, Inc. | JCP&L | Accepted | 2019-11-19 | 2019-11-21 | 2020-11-21 | REC Solar | REC290TP2 BLK | Solar Panels |  | 0.29 | 34 | 245 | 18 |  | Fixed | Roof
Solar Registration Program | NJSRRE1543421631 | Brick Township | 8724 | 18 | 9.86 | Residential | Yes | Behind the Meter | Sunrun Installation Services, Inc. | JCP&L | Accepted | 2019-11-19 | 2019-11-21 | 2020-11-21 | Delta Electronics | M8-TL-US | Inverters | 7680 |  | 1 |  |  | 0.96 |  | Outdoor | Next To Meter
Solar Registration Program | NJSRRE1543426099 | Gloucester City | 8030 | 14 | 9.86 | Residential | Yes | Behind the Meter | Sunrun Installation Services, Inc. | PSE&G | Accepted | 2019-11-20 | 2019-11-25 | 2020-11-25 | REC Solar | REC290TP2 BLK | Solar Panels |  | 0.29 | 9 | 186 | 30 |  | Fixed | Roof
Solar Registration Program | NJSRRE1543426099 | Gloucester City | 8030 | 14 | 9.86 | Residential | Yes | Behind the Meter | Sunrun Installation Services, Inc. | PSE&G | Accepted | 2019-11-20 | 2019-11-25 | 2020-11-25 | REC Solar | REC290TP2 BLK | Solar Panels |  | 0.29 | 8 | 5 | 30 |  | Fixed | Roof
Solar Registration Program | NJSRRE1543426099 | Gloucester City | 8030 | 14 | 9.86 | Residential | Yes | Behind the Meter | Sunrun Installation Services, Inc. | PSE&G | Accepted | 2019-11-20 | 2019-11-25 | 2020-11-25 | REC Solar | REC290TP2 BLK | Solar Panels |  | 0.29 | 8 | 5 | 30 |  | Fixed | Roof
Solar Registration Program | NJSRRE1543426099 | Gloucester City | 8030 | 14 | 9.86 | Residential | Yes | Behind the Meter | Sunrun Installation Services, Inc. | PSE&G | Accepted | 2019-11-20 | 2019-11-25 | 2020-11-25 | REC Solar | REC290TP2 BLK | Solar Panels |  | 0.29 | 9 | 186 | 30 |  | Fixed | Roof
Solar Registration Program | NJSRRE1543426099 | Gloucester City | 8030 | 14 | 9.86 | Residential | Yes | Behind the Meter | Sunrun Installation Services, Inc. | PSE&G | Accepted | 2019-11-20 | 2019-11-25 | 2020-11-25 | Delta Electronics | M4-TL-US | Inverters | 3840 |  | 2 |  |  | 0.96 |  | Outdoor | Next To Meter
Solar Registration Program | NJSRRE1543446815 | Absecon | 8201 | 19 | 9.86 | Residential | No | Behind the Meter | Sunrun Installation Services, Inc. | AC Electric | Accepted | 2019-11-26 | 2019-12-02 | 2020-12-02 | REC Solar | REC290TP2 BLK | Solar Panels |  | 0.29 | 12 | 41 | 23 |  | Fixed | Roof
Solar Registration Program | NJSRRE1543446815 | Absecon | 8201 | 19 | 9.86 | Residential | No | Behind the Meter | Sunrun Installation Services, Inc. | AC Electric | Accepted | 2019-11-26 | 2019-12-02 | 2020-12-02 | REC Solar | REC290TP2 BLK | Solar Panels |  | 0.29 | 22 | 221 | 23 |  | Fixed | Roof
Solar Registration Program | NJSRRE1543446815 | Absecon | 8201 | 19 | 9.86 | Residential | No | Behind the Meter | Sunrun Installation Services, Inc. | AC Electric | Accepted | 2019-11-26 | 2019-12-02 | 2020-12-02 | Delta Electronics | M8-TL-US | Inverters | 7680 |  | 1 |  |  | 0.96 |  | Outdoor | Next To Meter
Solar Registration Program | NJSRRE1543446927 | Hamburg | 7419 | 1 | 9.86 | Residential | Yes | Behind the Meter | Sunrun Installation Services, Inc. | JCP&L | Accepted | 2019-11-26 | 2019-12-02 | 2020-12-02 | REC Solar | REC290TP2 BLK | Solar Panels |  | 0.29 | 19 | 259 | 34 |  | Fixed | Roof
Solar Registration Program | NJSRRE1543446927 | Hamburg | 7419 | 1 | 9.86 | Residential | Yes | Behind the Meter | Sunrun Installation Services, Inc. | JCP&L | Accepted | 2019-11-26 | 2019-12-02 | 2020-12-02 | REC Solar | REC290TP2 BLK | Solar Panels |  | 0.29 | 9 | 79 | 34 |  | Fixed | Roof
Solar Registration Program | NJSRRE1543446927 | Hamburg | 7419 | 1 | 9.86 | Residential | Yes | Behind the Meter | Sunrun Installation Services, Inc. | JCP&L | Accepted | 2019-11-26 | 2019-12-02 | 2020-12-02 | REC Solar | REC290TP2 BLK | Solar Panels |  | 0.29 | 6 | 169 | 34 |  | Fixed | Roof
Solar Registration Program | NJSRRE1543446927 | Hamburg | 7419 | 1 | 9.86 | Residential | Yes | Behind the Meter | Sunrun Installation Services, Inc. | JCP&L | Accepted | 2019-11-26 | 2019-12-02 | 2020-12-02 | SolarEdge Technologies | SE7600A-USS2RGM | Inverters | 7600 |  | 1 |  |  | 0.96 |  | Outdoor | Next To Meter
Solar Registration Program | NJSRRE1543446927 | Hamburg | 7419 | 1 | 9.86 | Residential | Yes | Behind the Meter | Sunrun Installation Services, Inc. | JCP&L | Accepted | 2019-11-26 | 2019-12-02 | 2020-12-02 | LG Chem | RESU 10H SEG | Electric Storage Battery |  |  | 1 |  |  |  | Lithium Ion |  | outside
Solar Registration Program | NJSRRE1543547169 | Millstone | 8844 | 5 | 9.86 | Residential | No | Behind the Meter | Sunrun Installation Services, Inc. | PSE&G | Accepted | 2019-12-13 | 2019-12-27 | 2020-12-27 | REC Solar | REC290TP2 BLK | Solar Panels |  | 0.29 | 14 | 353 | 23 |  | Fixed | Roof
Solar Registration Program | NJSRRE1543547169 | Millstone | 8844 | 5 | 9.86 | Residential | No | Behind the Meter | Sunrun Installation Services, Inc. | PSE&G | Accepted | 2019-12-13 | 2019-12-27 | 2020-12-27 | REC Solar | REC290TP2 BLK | Solar Panels |  | 0.29 | 20 | 173 | 23 |  | Fixed | Roof
Solar Registration Program | NJSRRE1543547169 | Millstone | 8844 | 5 | 9.86 | Residential | No | Behind the Meter | Sunrun Installation Services, Inc. | PSE&G | Accepted | 2019-12-13 | 2019-12-27 | 2020-12-27 | SolarEdge Technologies | SE7600A-USS2RGM | Inverters | 7600 |  | 1 |  |  | 0.96 |  | Outdoor | Next To Meter
Solar Registration Program | NJSRRE1543547169 | Millstone | 8844 | 5 | 9.86 | Residential | No | Behind the Meter | Sunrun Installation Services, Inc. | PSE&G | Accepted | 2019-12-13 | 2019-12-27 | 2020-12-27 | LG Chem | RESU 10H SEG | Electric Storage Battery |  |  | 1 |  |  |  | Lithium Ion |  | outside
Solar Registration Program | NJSRRE1543556055 | Willingboro | 8046 | 13 | 9.86 | Residential | Yes | Behind the Meter | Sunrun Installation Services, Inc. | PSE&G | Accepted | 2019-12-17 | 2019-12-20 | 2020-12-20 | REC Solar | REC290TP2 BLK | Solar Panels |  | 0.29 | 12 | 117 | 18 |  | Fixed | Roof
Solar Registration Program | NJSRRE1543556055 | Willingboro | 8046 | 13 | 9.86 | Residential | Yes | Behind the Meter | Sunrun Installation Services, Inc. | PSE&G | Accepted | 2019-12-17 | 2019-12-20 | 2020-12-20 | REC Solar | REC290TP2 BLK | Solar Panels |  | 0.29 | 22 | 115 | 27 |  | Fixed | Roof
Solar Registration Program | NJSRRE1543556055 | Willingboro | 8046 | 13 | 9.86 | Residential | Yes | Behind the Meter | Sunrun Installation Services, Inc. | PSE&G | Accepted | 2019-12-17 | 2019-12-20 | 2020-12-20 | SolarEdge Technologies | SE7600A-USS2RGM | Inverters | 7600 |  | 1 |  |  | 0.96 |  | Outdoor | Next To Meter
Solar Registration Program | NJSRRE1543556055 | Willingboro | 8046 | 13 | 9.86 | Residential | Yes | Behind the Meter | Sunrun Installation Services, Inc. | PSE&G | Accepted | 2019-12-17 | 2019-12-20 | 2020-12-20 | LG Chem | RESU 10H SEG | Electric Storage Battery |  |  | 1 |  |  |  | Lithium Ion |  | outside
Solar Registration Program | NJSRRE1543655978 | Kearny | 7032 | 8 | 9.86 | Residential | Yes | Behind the Meter | Sunrun Installation Services, Inc. | PSE&G | Accepted | 2019-12-23 | 2019-12-27 | 2020-12-27 | REC Solar | REC290TP2 BLK | Solar Panels |  | 0.29 | 22 | 124 | 23 |  | Fixed | Roof
Solar Registration Program | NJSRRE1543655978 | Kearny | 7032 | 8 | 9.86 | Residential | Yes | Behind the Meter | Sunrun Installation Services, Inc. | PSE&G | Accepted | 2019-12-23 | 2019-12-27 | 2020-12-27 | REC Solar | REC290TP2 BLK | Solar Panels |  | 0.29 | 12 | 304 | 23 |  | Fixed | Roof
Solar Registration Program | NJSRRE1543655978 | Kearny | 7032 | 8 | 9.86 | Residential | Yes | Behind the Meter | Sunrun Installation Services, Inc. | PSE&G | Accepted | 2019-12-23 | 2019-12-27 | 2020-12-27 | Delta Electronics | M8-TL-US | Inverters | 7680 |  | 1 |  |  | 0.96 |  | Outdoor | Next To Meter
Solar Registration Program | NJSRRE1542294486 | SECAUCUS | 7094 | 8 | 9.88 | Residential | Yes | Behind the Meter | Vivint Solar Developer, LLC | PSE&G | Accepted | 2019-09-17 | 2019-09-18 | 2020-09-18 | Trina Solar | TSM-260PD05.08 | Solar Panels |  | 0.26 | 25 | 128 | 26 |  | Fixed | Roof
Solar Registration Program | NJSRRE1542294486 | SECAUCUS | 7094 | 8 | 9.88 | Residential | Yes | Behind the Meter | Vivint Solar Developer, LLC | PSE&G | Accepted | 2019-09-17 | 2019-09-18 | 2020-09-18 | Trina Solar | TSM-260PD05.08 | Solar Panels |  | 0.26 | 13 | 218 | 27 |  | Fixed | Roof
Solar Registration Program | NJSRRE1542294486 | SECAUCUS | 7094 | 8 | 9.88 | Residential | Yes | Behind the Meter | Vivint Solar Developer, LLC | PSE&G | Accepted | 2019-09-17 | 2019-09-18 | 2020-09-18 | Enphase | M215-60-2LL-S22-IG | Inverters | 215 |  | 1 |  |  | 0.96 |  | Other | Underneath each module
Solar Registration Program | NJSRRE1540265685 | Freehold | 7728 | 17 | 9.9 | Residential | No | Behind the Meter | Sunrun Installation Services, Inc. | JCP&L | Accepted | 2019-01-22 | 2019-01-25 | 2020-01-25 | LG Electronics | LG330N1C-A5 | Solar Panels |  | 0.33 | 2 | 132 | 18 |  | Fixed | Roof
Solar Registration Program | NJSRRE1540265685 | Freehold | 7728 | 17 | 9.9 | Residential | No | Behind the Meter | Sunrun Installation Services, Inc. | JCP&L | Accepted | 2019-01-22 | 2019-01-25 | 2020-01-25 | LG Electronics | LG330N1C-A5 | Solar Panels |  | 0.33 | 8 | 131 | 49 |  | Fixed | Roof
Solar Registration Program | NJSRRE1540265685 | Freehold | 7728 | 17 | 9.9 | Residential | No | Behind the Meter | Sunrun Installation Services, Inc. | JCP&L | Accepted | 2019-01-22 | 2019-01-25 | 2020-01-25 | SolarEdge Technologies | SE10000H-USRGM | Inverters | 10000 |  | 1 |  |  | 0.96 |  | Outdoor | Next To Meter
Solar Registration Program | NJSRRE1540265685 | Freehold | 7728 | 17 | 9.9 | Residential | No | Behind the Meter | Sunrun Installation Services, Inc. | JCP&L | Accepted | 2019-01-22 | 2019-01-25 | 2020-01-25 | LG Electronics | LG330N1C-A5 | Solar Panels |  | 0.33 | 20 | 222 | 30 |  | Fixed | Roof
Solar Registration Program | NJSRRE1540306942 | brigatine | 8203 | 19 | 9.9 | Residential | No | Behind the Meter | Orbit Energy & Power, LLC | AC Electric | Accepted | 2019-02-01 | 2019-02-04 | 2020-02-04 | trina | tsm 300 | Solar Panels |  | 0.3 | 16 | 234 | 28 |  | Fixed | Roof
Solar Registration Program | NJSRRE1540306942 | brigatine | 8203 | 19 | 9.9 | Residential | No | Behind the Meter | Orbit Energy & Power, LLC | AC Electric | Accepted | 2019-02-01 | 2019-02-04 | 2020-02-04 | trina | tsm 300 | Solar Panels |  | 0.3 | 17 | 145 | 12 |  | Fixed | Roof
Solar Registration Program | NJSRRE1540306942 | brigatine | 8203 | 19 | 9.9 | Residential | No | Behind the Meter | Orbit Energy & Power, LLC | AC Electric | Accepted | 2019-02-01 | 2019-02-04 | 2020-02-04 | enphase | iq 7 | Inverters | 240 |  | 33 |  |  | 0.986 |  | Outside | panel
Solar Registration Program | NJSRRE1540401990 | Woodbridge Twp | 7001 | 11 | 9.9 | Residential | Yes | Behind the Meter | Sunrun Installation Services, Inc. | PSE&G | Accepted | 2019-02-27 | 2019-02-28 | 2020-02-28 | LG Electronics | LG330N1C-A5 | Solar Panels |  | 0.33 | 10 | 204 | 23 |  | Fixed | Roof
Solar Registration Program | NJSRRE1540401990 | Woodbridge Twp | 7001 | 11 | 9.9 | Residential | Yes | Behind the Meter | Sunrun Installation Services, Inc. | PSE&G | Accepted | 2019-02-27 | 2019-02-28 | 2020-02-28 | LG Electronics | LG330N1C-A5 | Solar Panels |  | 0.33 | 16 | 113 | 23 |  | Fixed | Roof
Solar Registration Program | NJSRRE1540401990 | Woodbridge Twp | 7001 | 11 | 9.9 | Residential | Yes | Behind the Meter | Sunrun Installation Services, Inc. | PSE&G | Accepted | 2019-02-27 | 2019-02-28 | 2020-02-28 | LG Electronics | LG330N1C-A5 | Solar Panels |  | 0.33 | 4 | 206 | 15 |  | Fixed | Roof
Solar Registration Program | NJSRRE1540401990 | Woodbridge Twp | 7001 | 11 | 9.9 | Residential | Yes | Behind the Meter | Sunrun Installation Services, Inc. | PSE&G | Accepted | 2019-02-27 | 2019-02-28 | 2020-02-28 | SolarEdge Technologies | SE10000H-USRGM | Inverters | 10000 |  | 1 |  |  | 0.96 |  | Outdoor | Next To Meter
Solar Registration Program | NJSRRE1540412211 | Pleasantville | 8232 | 19 | 9.9 | Residential | No | Behind the Meter | Palmetto Solar | AC Electric | Accepted | 2019-03-01 | 2019-03-04 | 2020-03-04 | Hawana | 300WTier1 | Solar Panels |  | 0.3 | 33 | 220 | 37 |  | Fixed | Roof
Solar Registration Program | NJSRRE1540412211 | Pleasantville | 8232 | 19 | 9.9 | Residential | No | Behind the Meter | Palmetto Solar | AC Electric | Accepted | 2019-03-01 | 2019-03-04 | 2020-03-04 | solar Edge | SE7600A-US | Inverters | 7600 |  | 1 |  |  | 0.99 |  | Outside | Next to hom e
Solar Registration Program | NJSRRE1540486217 | Neptune | 7753 | 17 | 9.9 | Residential | No | Behind the Meter | Sunrun Installation Services, Inc. | JCP&L | Accepted | 2019-03-14 | 2019-03-15 | 2020-03-15 | LG Electronics | LG330N1C-A5 | Solar Panels |  | 0.33 | 8 | 279 | 23 |  | Fixed | Roof
Solar Registration Program | NJSRRE1540486217 | Neptune | 7753 | 17 | 9.9 | Residential | No | Behind the Meter | Sunrun Installation Services, Inc. | JCP&L | Accepted | 2019-03-14 | 2019-03-15 | 2020-03-15 | LG Electronics | LG330N1C-A5 | Solar Panels |  | 0.33 | 22 | 99 | 23 |  | Fixed | Roof
Solar Registration Program | NJSRRE1540486217 | Neptune | 7753 | 17 | 9.9 | Residential | No | Behind the Meter | Sunrun Installation Services, Inc. | JCP&L | Accepted | 2019-03-14 | 2019-03-15 | 2020-03-15 | SMA America | SB3.8-1SP-US-40 | Inverters | 3800 |  | 1 |  |  | 0.96 |  | Outdoor | Next To Meter
Solar Registration Program | NJSRRE1540486217 | Neptune | 7753 | 17 | 9.9 | Residential | No | Behind the Meter | Sunrun Installation Services, Inc. | JCP&L | Accepted | 2019-03-14 | 2019-03-15 | 2020-03-15 | SMA America | SB5.0-1SP-US-40 | Inverters | 5000 |  | 1 |  |  | 0.96 |  | Outdoor | Next To Meter
Solar Registration Program | NJSRRE1540502639 | Lakewood | 8701 | 18 | 9.9 | Residential | No | Behind the Meter | Powerlutions | JCP&L | Accepted | 2019-03-20 | 2019-03-21 | 2020-03-21 | Trina | TSM-300 DD05A | Solar Panels |  | 0.3 | 18 | 140 | 27 |  | Fixed | Roof
Solar Registration Program | NJSRRE1540502639 | Lakewood | 8701 | 18 | 9.9 | Residential | No | Behind the Meter | Powerlutions | JCP&L | Accepted | 2019-03-20 | 2019-03-21 | 2020-03-21 | Trina | TSM-300 DD05A | Solar Panels |  | 0.3 | 15 | 140 | 27 |  | Fixed | Roof
Solar Registration Program | NJSRRE1540502639 | Lakewood | 8701 | 18 | 9.9 | Residential | No | Behind the Meter | Powerlutions | JCP&L | Accepted | 2019-03-20 | 2019-03-21 | 2020-03-21 | Solar Edge | SE7600H-US | Inverters | 7.6 |  | 1 |  |  | 0.99 |  | Outdoor | near meter
Solar Registration Program | NJSRRE1540856808 | Cliffside Park Boro | 7010 | 7 | 9.9 | Residential | Yes | Behind the Meter | Sunrun Installation Services, Inc. | PSE&G | Accepted | 2019-04-16 | 2019-04-17 | 2020-04-17 | LG Electronics | LG330N1C-A5 | Solar Panels |  | 0.33 | 7 | 216 | 18 |  | Fixed | Roof
Solar Registration Program | NJSRRE1540856808 | Cliffside Park Boro | 7010 | 7 | 9.9 | Residential | Yes | Behind the Meter | Sunrun Installation Services, Inc. | PSE&G | Accepted | 2019-04-16 | 2019-04-17 | 2020-04-17 | LG Electronics | LG330N1C-A5 | Solar Panels |  | 0.33 | 20 | 306 | 19 |  | Fixed | Roof
Solar Registration Program | NJSRRE1540856808 | Cliffside Park Boro | 7010 | 7 | 9.9 | Residential | Yes | Behind the Meter | Sunrun Installation Services, Inc. | PSE&G | Accepted | 2019-04-16 | 2019-04-17 | 2020-04-17 | LG Electronics | LG330N1C-A5 | Solar Panels |  | 0.33 | 3 | 36 | 18 |  | Fixed | Roof
Solar Registration Program | NJSRRE1540856808 | Cliffside Park Boro | 7010 | 7 | 9.9 | Residential | Yes | Behind the Meter | Sunrun Installation Services, Inc. | PSE&G | Accepted | 2019-04-16 | 2019-04-17 | 2020-04-17 | SolarEdge Technologies | SE10000H-USRGM | Inverters | 10000 |  | 1 |  |  | 0.96 |  | Outdoor | Next To Meter
Solar Registration Program | NJSRRE1540983532 | East Brunswick Twp | 8816 | 11 | 9.9 | Residential | Yes | Behind the Meter | Sunrun Installation Services, Inc. | PSE&G | Accepted | 2019-05-13 | 2019-05-16 | 2020-05-16 | LG Electronics | LG330N1C-A5 | Solar Panels |  | 0.33 | 16 | 173 | 18 |  | Fixed | Roof
Solar Registration Program | NJSRRE1540983532 | East Brunswick Twp | 8816 | 11 | 9.9 | Residential | Yes | Behind the Meter | Sunrun Installation Services, Inc. | PSE&G | Accepted | 2019-05-13 | 2019-05-16 | 2020-05-16 | LG Electronics | LG330N1C-A5 | Solar Panels |  | 0.33 | 14 | 353 | 18 |  | Fixed | Roof
Solar Registration Program | NJSRRE1540983532 | East Brunswick Twp | 8816 | 11 | 9.9 | Residential | Yes | Behind the Meter | Sunrun Installation Services, Inc. | PSE&G | Accepted | 2019-05-13 | 2019-05-16 | 2020-05-16 | SMA America | SB3.8-1SP-US-40 | Inverters | 3800 |  | 1 |  |  | 0.96 |  | Outdoor | Next To Meter
Solar Registration Program | NJSRRE1540983532 | East Brunswick Twp | 8816 | 11 | 9.9 | Residential | Yes | Behind the Meter | Sunrun Installation Services, Inc. | PSE&G | Accepted | 2019-05-13 | 2019-05-16 | 2020-05-16 | SMA America | SB5.0-1SP-US-40 | Inverters | 5000 |  | 1 |  |  | 0.96 |  | Outdoor | Next To Meter
Solar Registration Program | NJSRRE1541335657 | Robbinsville Twp | 8691 | 12 | 9.9 | Residential | Yes | Behind the Meter | Sunrun Installation Services, Inc. | JCP&L | Accepted | 2019-06-13 | 2019-06-18 | 2020-06-18 | LG Electronics | LG330N1C-A5 | Solar Panels |  | 0.33 | 30 | 172 | 34 |  | Fixed | Roof
Solar Registration Program | NJSRRE1541335657 | Robbinsville Twp | 8691 | 12 | 9.9 | Residential | Yes | Behind the Meter | Sunrun Installation Services, Inc. | JCP&L | Accepted | 2019-06-13 | 2019-06-18 | 2020-06-18 | Ningbo Ginlong Technologies | Solis-1P9K-4G-US | Inverters | 9000 |  | 1 |  |  | 0.96 |  | Outdoor | Next To Meter
Solar Registration Program | NJSRRE1541506263 | Wrightstown | 8562 | 13 | 9.9 | Residential | Yes | Behind the Meter | All Season Solar | JCP&L | Accepted | 2019-06-28 | 2019-07-08 | 2020-07-08 | Trina | TSM DD05A.05II 300W NOV 2017 | Solar Panels |  | 0.3 | 21 | 85 | 11 |  | Fixed | Roof
Solar Registration Program | NJSRRE1541506263 | Wrightstown | 8562 | 13 | 9.9 | Residential | Yes | Behind the Meter | All Season Solar | JCP&L | Accepted | 2019-06-28 | 2019-07-08 | 2020-07-08 | Trina | TSM DD05A.05II 300W NOV 2017 | Solar Panels |  | 0.3 | 12 | 85 | 11 |  | Fixed | Roof
Solar Registration Program | NJSRRE1541506263 | Wrightstown | 8562 | 13 | 9.9 | Residential | Yes | Behind the Meter | All Season Solar | JCP&L | Accepted | 2019-06-28 | 2019-07-08 | 2020-07-08 | Enphase | IQ7 | Inverters | 240 |  | 33 |  |  | 0.97 |  | Outdoor | Under Module
Solar Registration Program | NJSRRE1541621554 | South Brunswick | 8831 | 11 | 9.9 | Residential | No | Behind the Meter | Aston Solar | PSE&G | Accepted | 2019-07-08 | 2019-07-10 | 2020-07-10 | Canadian Solar | CS3U-300 | Solar Panels |  | 0.3 | 33 | 140 | 25 |  | Fixed | Roof
Solar Registration Program | NJSRRE1541621554 | South Brunswick | 8831 | 11 | 9.9 | Residential | No | Behind the Meter | Aston Solar | PSE&G | Accepted | 2019-07-08 | 2019-07-10 | 2020-07-10 | SolaeEdge | SE7600H-US | Inverters | 7600 |  | 1 |  |  | 0.99 |  | Outside | outdoor
Solar Registration Program | NJSRRE1541897586 | Vineland | 8360 | 20 | 9.9 | Residential | No | Behind the Meter | Bright Planet Solar | Vineland Muni Electric | Accepted | 2019-08-29 | 2019-09-09 | 2020-09-09 | SolarEdge | SE7600H-USRGM | Inverters | 7600 |  | 1 |  |  | 0.98 |  | Outdoor | Next to Meter
Solar Registration Program | NJSRRE1541897586 | Vineland | 8360 | 20 | 9.9 | Residential | No | Behind the Meter | Bright Planet Solar | Vineland Muni Electric | Accepted | 2019-08-29 | 2019-09-09 | 2020-09-09 | TRINA SOLAR | TSM-DD05A.18(II) 300W | Solar Panels |  | 0.3 | 18 | 272 | 23 |  | Fixed | Roof
Solar Registration Program | NJSRRE1541897586 | Vineland | 8360 | 20 | 9.9 | Residential | No | Behind the Meter | Bright Planet Solar | Vineland Muni Electric | Accepted | 2019-08-29 | 2019-09-09 | 2020-09-09 | TRINA SOLAR | TSM-DD05A.18(II) 300W | Solar Panels |  | 0.3 | 15 | 92 | 23 |  | Fixed | Roof
Solar Registration Program | NJSRRE1542239291 | Annandale | 8801 | 4 | 9.9 | Residential | No | Behind the Meter | Green Power Energy | JCP&L | Final As-Built Received | 2019-09-05 | 2019-09-09 | 2020-09-09 | Panasonic | VBHN330SA17 | Solar Panels |  | 0.33 | 30 | 204 | 34 |  | Fixed | Roof
Solar Registration Program | NJSRRE1542239291 | Annandale | 8801 | 4 | 9.9 | Residential | No | Behind the Meter | Green Power Energy | JCP&L | Final As-Built Received | 2019-09-05 | 2019-09-09 | 2020-09-09 | Itron | CL200 | Meters |  |  | 1 |  |  |  | Yes | Outdoor
Solar Registration Program | NJSRRE1542239291 | Annandale | 8801 | 4 | 9.9 | Residential | No | Behind the Meter | Green Power Energy | JCP&L | Final As-Built Received | 2019-09-05 | 2019-09-09 | 2020-09-09 | Solar Edge | SE11400H-US | Inverters | 11400 |  | 1 |  |  | 0.97 |  | Outside | next to meter
Solar Registration Program | NJSRRE1542335386 | Sicklerville | 8081 | 14 | 9.9 | Residential | Yes | Behind the Meter | Sunrun Installation Services, Inc. | AC Electric | Accepted | 2019-09-06 | 2019-09-11 | 2020-09-11 | LG Electronics | LG330N1C-A5 | Solar Panels |  | 0.33 | 3 | 217 | 45 |  | Fixed | Roof
Solar Registration Program | NJSRRE1542335386 | Sicklerville | 8081 | 14 | 9.9 | Residential | Yes | Behind the Meter | Sunrun Installation Services, Inc. | AC Electric | Accepted | 2019-09-06 | 2019-09-11 | 2020-09-11 | LG Electronics | LG330N1C-A5 | Solar Panels |  | 0.33 | 27 | 129 | 34 |  | Fixed | Roof
Solar Registration Program | NJSRRE1542335386 | Sicklerville | 8081 | 14 | 9.9 | Residential | Yes | Behind the Meter | Sunrun Installation Services, Inc. | AC Electric | Accepted | 2019-09-06 | 2019-09-11 | 2020-09-11 | SolarEdge Technologies | SE7600H-USRGM | Inverters | 7600 |  | 1 |  |  | 0.96 |  | Outdoor | Next To Meter
Solar Registration Program | NJSRRE1542393445 | Whitehouse Station | 8889 | 4 | 9.9 | Residential | No | Behind the Meter | Green Power Energy | JCP&L | Final As-Built Received | 2019-09-12 | 2019-09-16 | 2020-09-16 | Panasonic | VBHN330SA17 | Solar Panels |  | 0.33 | 30 | 172 | 27 |  | Fixed | Roof
Solar Registration Program | NJSRRE1542393445 | Whitehouse Station | 8889 | 4 | 9.9 | Residential | No | Behind the Meter | Green Power Energy | JCP&L | Final As-Built Received | 2019-09-12 | 2019-09-16 | 2020-09-16 | Solar Edge | SE10000H-US | Inverters | 10000 |  | 1 |  |  | 0.97 |  | Outside | next to meter
Solar Registration Program | NJSRRE1542393445 | Whitehouse Station | 8889 | 4 | 9.9 | Residential | No | Behind the Meter | Green Power Energy | JCP&L | Final As-Built Received | 2019-09-12 | 2019-09-16 | 2020-09-16 | Hialeah | CL200 | Meters |  |  | 1 |  |  |  | Yes | Outdoor
Solar Registration Program | NJSRRE1542407146 | Raritan Boro | 8869 | 5 | 9.9 | Residential | No | Behind the Meter | Greentech Solar USA LLC | PSE&G | Accepted | 2019-09-14 | 2019-09-17 | 2020-09-17 | Trina | TSM-DD05A300M | Solar Panels |  | 0.3 | 33 | 186 | 32 |  | Fixed | Roof
Solar Registration Program | NJSRRE1542407146 | Raritan Boro | 8869 | 5 | 9.9 | Residential | No | Behind the Meter | Greentech Solar USA LLC | PSE&G | Accepted | 2019-09-14 | 2019-09-17 | 2020-09-17 | SMA | SB7.7US | Inverters | 7700 |  | 1 |  |  | 0.972 |  | Indoor | Basement Wall
Solar Registration Program | NJSRRE1542438577 | Edison | 8820 | 11 | 9.9 | Residential | No | Behind the Meter | Green Power Energy | PSE&G | Accepted | 2019-09-25 | 2019-09-27 | 2020-09-27 | Panasonic | VBHN330SA17 | Solar Panels |  | 0.33 | 20 | 268 | 37 |  | Fixed | Roof
Solar Registration Program | NJSRRE1542438577 | Edison | 8820 | 11 | 9.9 | Residential | No | Behind the Meter | Green Power Energy | PSE&G | Accepted | 2019-09-25 | 2019-09-27 | 2020-09-27 | Panasonic | VBHN330SA17 | Solar Panels |  | 0.33 | 10 | 179 | 37 |  | Fixed | Roof
Solar Registration Program | NJSRRE1542438577 | Edison | 8820 | 11 | 9.9 | Residential | No | Behind the Meter | Green Power Energy | PSE&G | Accepted | 2019-09-25 | 2019-09-27 | 2020-09-27 | Solar Edge | SE10000H-US | Inverters | 10000 |  | 1 |  |  | 0.97 |  | Outside | next to meter
Solar Registration Program | NJSRRE1542447191 | Hillsborough | 8844 | 5 | 9.9 | Residential | No | Behind the Meter | Green Power Energy | PSE&G | Accepted | 2019-09-27 | 2019-10-01 | 2020-10-01 | Panasonic | VBHN330SA17 | Solar Panels |  | 0.33 | 30 | 125 | 23 |  | Fixed | Roof
Solar Registration Program | NJSRRE1542447191 | Hillsborough | 8844 | 5 | 9.9 | Residential | No | Behind the Meter | Green Power Energy | PSE&G | Accepted | 2019-09-27 | 2019-10-01 | 2020-10-01 | Solar Edge | SE7600H-US | Inverters | 7600 |  | 1 |  |  | 0.97 |  | Outside | next to meter
Solar Registration Program | NJSRRE1542461631 | Atco | 8004 | 14 | 9.9 | Residential | No | Behind the Meter | Bright Planet Solar | AC Electric | Accepted | 2019-09-30 | 2019-10-15 | 2020-10-15 | TRINA SOLAR | TSM-DD5A.05(II) 300W | Solar Panels |  | 0.3 | 33 | 95 | 18 |  | Fixed | Roof
Solar Registration Program | NJSRRE1542461631 | Atco | 8004 | 14 | 9.9 | Residential | No | Behind the Meter | Bright Planet Solar | AC Electric | Accepted | 2019-09-30 | 2019-10-15 | 2020-10-15 | SOLAR EDGE | SE7600H-USRGM | Inverters | 7600 |  | 1 |  |  | 0.98 |  | Outdoor | NEXT TO METER
Solar Registration Program | NJSRRE1542518952 | West Tuckerton | 8087 | 18 | 9.9 | Residential | No | Behind the Meter | Whitman Construction, LLC | AC Electric | Accepted | 2019-10-15 | 2019-10-15 | 2020-10-15 | Panasonic | VBHN330SA16 | Solar Panels |  | 0.33 | 30 | 140 | 35 |  | Fixed | Roof
Solar Registration Program | NJSRRE1542518952 | West Tuckerton | 8087 | 18 | 9.9 | Residential | No | Behind the Meter | Whitman Construction, LLC | AC Electric | Accepted | 2019-10-15 | 2019-10-15 | 2020-10-15 | Enphase Energy | ENV-S-AM1-120 | Meters |  |  | 1 |  |  |  | Yes | Outdoor
Solar Registration Program | NJSRRE1542518952 | West Tuckerton | 8087 | 18 | 9.9 | Residential | No | Behind the Meter | Whitman Construction, LLC | AC Electric | Accepted | 2019-10-15 | 2019-10-15 | 2020-10-15 | Enphase Energy | IQ7X-96-2-US | Inverters | 0.315 |  | 30 |  |  | 0.975 |  | Outside | roof
Solar Registration Program | NJSRRE1542576033 | Atlantic Highlands | 7716 | 17 | 9.9 | Commercial | No | Behind the Meter | Ecological Systems by Water Wizard, LLC | JCP&L | Accepted | 2019-10-22 | 2019-10-24 | 2020-10-24 | BlueSun | BlueSun330 | Solar Panels |  | 0.33 | 30 | 203, 113 | 42 |  | Fixed | Roof
Solar Registration Program | NJSRRE1542576033 | Atlantic Highlands | 7716 | 17 | 9.9 | Commercial | No | Behind the Meter | Ecological Systems by Water Wizard, LLC | JCP&L | Accepted | 2019-10-22 | 2019-10-24 | 2020-10-24 | SMA | SB 5.0 | Inverters | 5000 |  | 2 |  |  | 0.97 |  | Indoor | Basement northwest side
Solar Registration Program | NJSRRE1542576392 | New Brunswick City | 8901 | 11 | 9.9 | Residential | No | Behind the Meter | Sunrun Installation Services, Inc. | PSE&G | Accepted | 2019-10-22 | 2019-10-24 | 2020-10-24 | LG Electronics | LG330N1C-A5 | Solar Panels |  | 0.33 | 19 | 244 | 18 |  | Fixed | Roof
Solar Registration Program | NJSRRE1542576392 | New Brunswick City | 8901 | 11 | 9.9 | Residential | No | Behind the Meter | Sunrun Installation Services, Inc. | PSE&G | Accepted | 2019-10-22 | 2019-10-24 | 2020-10-24 | LG Electronics | LG330N1C-A5 | Solar Panels |  | 0.33 | 11 | 64 | 18 |  | Fixed | Roof
Solar Registration Program | NJSRRE1542576392 | New Brunswick City | 8901 | 11 | 9.9 | Residential | No | Behind the Meter | Sunrun Installation Services, Inc. | PSE&G | Accepted | 2019-10-22 | 2019-10-24 | 2020-10-24 | Delta Electronics | M8-TL-US | Inverters | 7680 |  | 1 |  |  | 0.96 |  | Outdoor | Next To Meter
Solar Registration Program | NJSRRE1542687228 | Hillsborough | 8844 | 5 | 9.9 | Residential | No | Behind the Meter | Greentech Solar USA LLC | PSE&G | Accepted | 2019-10-29 | 2019-10-31 | 2020-10-31 | Trina Solar | TSM-DD5A300M | Solar Panels |  | 0.3 | 33 | 280 | 33 |  | Fixed | Roof
Solar Registration Program | NJSRRE1542687228 | Hillsborough | 8844 | 5 | 9.9 | Residential | No | Behind the Meter | Greentech Solar USA LLC | PSE&G | Accepted | 2019-10-29 | 2019-10-31 | 2020-10-31 | Growatt | 9000MTLP-US | Inverters | 9000 |  | 1 |  |  | 0.985 |  | Indoor | Basement Wall
Solar Registration Program | NJSRRE1542833285 | Hillsborough | 8844 | 5 | 9.9 | Residential | No | Behind the Meter | Green Power Energy | PSE&G | Accepted | 2019-10-30 | 2019-11-04 | 2020-11-04 | Panasonic | VBHN330SA17 | Solar Panels |  | 0.33 | 24 | 174 | 30 |  | Fixed | Roof
Solar Registration Program | NJSRRE1542833285 | Hillsborough | 8844 | 5 | 9.9 | Residential | No | Behind the Meter | Green Power Energy | PSE&G | Accepted | 2019-10-30 | 2019-11-04 | 2020-11-04 | Panasonic | VBHN330SA17 | Solar Panels |  | 0.33 | 6 | 174 | 30 |  | Fixed | Roof
Solar Registration Program | NJSRRE1542833285 | Hillsborough | 8844 | 5 | 9.9 | Residential | No | Behind the Meter | Green Power Energy | PSE&G | Accepted | 2019-10-30 | 2019-11-04 | 2020-11-04 | SolarEdge | SE10000H-US | Inverters | 10000 |  | 1 |  |  | 0.97 |  | Outside | Next to meter
Solar Registration Program | NJSRRE1542839528 | Somerset | 8823 | 5 | 9.9 | Residential | No | Behind the Meter | Greentech Solar USA LLC | PSE&G | Accepted | 2019-10-31 | 2019-11-04 | 2020-11-04 | Trina Solar | TSM-DD5A 300M | Solar Panels |  | 0.3 | 33 | 245 | 30 |  | Fixed | Roof
Solar Registration Program | NJSRRE1542839528 | Somerset | 8823 | 5 | 9.9 | Residential | No | Behind the Meter | Greentech Solar USA LLC | PSE&G | Accepted | 2019-10-31 | 2019-11-04 | 2020-11-04 | Growatt | 9000MTLP-US | Inverters | 9000 |  | 1 |  |  | 0.97 |  | Indoor | Basement Wall
Solar Registration Program | NJSRRE1543463259 | East Brunswick | 8816 | 11 | 9.9 | Residential | No | Behind the Meter | Maier Solar Engineering dba Solar Me | PSE&G | Accepted | 2019-12-02 | 2019-12-04 | 2020-12-04 | Canadian | CS1H-330MS | Solar Panels |  | 0.33 | 20 | 169 | 25 |  | Fixed | Roof
Solar Registration Program | NJSRRE1543463259 | East Brunswick | 8816 | 11 | 9.9 | Residential | No | Behind the Meter | Maier Solar Engineering dba Solar Me | PSE&G | Accepted | 2019-12-02 | 2019-12-04 | 2020-12-04 | Canadian | CS1H-330MS | Solar Panels |  | 0.33 | 10 | 259 | 25 |  | Fixed | Roof
Solar Registration Program | NJSRRE1543463259 | East Brunswick | 8816 | 11 | 9.9 | Residential | No | Behind the Meter | Maier Solar Engineering dba Solar Me | PSE&G | Accepted | 2019-12-02 | 2019-12-04 | 2020-12-04 | Enphase | IQ7 | Inverters | 240 |  | 30 |  |  | 0.96 |  | Outdoor | Next to meter
Solar Registration Program | NJSRRE1543464405 | Robbinsville | 8691 | 12 | 9.9 | Residential | No | Behind the Meter | Panatec Corporation | JCP&L | Accepted | 2019-12-14 | 2019-12-16 | 2020-12-16 | Panasonic | VBHN330SA17E | Solar Panels |  | 0.33 | 30 | 260 | 25 |  | Fixed | Roof
Solar Registration Program | NJSRRE1543464405 | Robbinsville | 8691 | 12 | 9.9 | Residential | No | Behind the Meter | Panatec Corporation | JCP&L | Accepted | 2019-12-14 | 2019-12-16 | 2020-12-16 | Enphase | IQ-7X | Inverters | 330 |  | 30 |  |  | 0.975 |  | Outdoor | outdoor
Solar Registration Program | NJSRRE1543467721 | Wenonah | 8090 | 15 | 9.9 | Residential | No | Behind the Meter | NJ Solar Power, LLC | PSE&G | Accepted | 2019-12-02 | 2019-12-05 | 2020-12-05 | Panasonic | VHN330SA17 | Solar Panels |  | 0.33 | 30 | 266 | 34 |  | Fixed | Roof
Solar Registration Program | NJSRRE1543467721 | Wenonah | 8090 | 15 | 9.9 | Residential | No | Behind the Meter | NJ Solar Power, LLC | PSE&G | Accepted | 2019-12-02 | 2019-12-05 | 2020-12-05 | Solaredge | SE10000H-US | Inverters | 10000 |  | 1 |  |  | 0.99 |  | Indoor | GARAGE
Solar Registration Program | NJSRRE1543469909 | Edison | 8820 | 11 | 9.9 | Residential | No | Behind the Meter | Sunrun Installation Services, Inc. | PSE&G | Accepted | 2019-12-03 | 2019-12-05 | 2020-12-05 | LG Electronics | LG330N1C-A5 | Solar Panels |  | 0.33 | 30 | 122 | 18 |  | Fixed | Roof
Solar Registration Program | NJSRRE1543469909 | Edison | 8820 | 11 | 9.9 | Residential | No | Behind the Meter | Sunrun Installation Services, Inc. | PSE&G | Accepted | 2019-12-03 | 2019-12-05 | 2020-12-05 | Delta Electronics | M8-TL-US | Inverters | 7680 |  | 1 |  |  | 0.96 |  | Outdoor | Next To Meter
Solar Registration Program | NJSRRE1540232890 | Monroe | 8831 | 11 | 9.92 | Residential | No | Behind the Meter | US Power Savers | JCP&L | Accepted | 2019-01-10 | 2019-01-15 | 2020-01-15 | Hanwha | Hannah Q.PEAK DUO-G5 310 | Solar Panels |  | 0.31 | 6 | 186 | 39 |  | Fixed | Roof
Solar Registration Program | NJSRRE1540232890 | Monroe | 8831 | 11 | 9.92 | Residential | No | Behind the Meter | US Power Savers | JCP&L | Accepted | 2019-01-10 | 2019-01-15 | 2020-01-15 | Hanwha | Hannah Q.PEAK DUO-G5 310 | Solar Panels |  | 0.31 | 4 | 186 | 35 |  | Fixed | Roof
Solar Registration Program | NJSRRE1540232890 | Monroe | 8831 | 11 | 9.92 | Residential | No | Behind the Meter | US Power Savers | JCP&L | Accepted | 2019-01-10 | 2019-01-15 | 2020-01-15 | Hanwha | Hannah Q.PEAK DUO-G5 310 | Solar Panels |  | 0.31 | 2 | 186 | 35 |  | Fixed | Roof
Solar Registration Program | NJSRRE1540232890 | Monroe | 8831 | 11 | 9.92 | Residential | No | Behind the Meter | US Power Savers | JCP&L | Accepted | 2019-01-10 | 2019-01-15 | 2020-01-15 | Hanwha | Hannah Q.PEAK DUO-G5 310 | Solar Panels |  | 0.31 | 20 | 96 | 35 |  | Fixed | Roof
Solar Registration Program | NJSRRE1540232890 | Monroe | 8831 | 11 | 9.92 | Residential | No | Behind the Meter | US Power Savers | JCP&L | Accepted | 2019-01-10 | 2019-01-15 | 2020-01-15 | SolarEdge | SE7600H-US | Inverters | 7600 |  | 1 |  |  | 0.99 |  | Outdoor | Near Meter
Solar Registration Program | NJSRRE1540964012 | Williamstown | 8094 | 15 | 9.92 | Residential | No | Behind the Meter | Suntuity Solar LLC | AC Electric | Accepted | 2019-05-07 | 2019-05-09 | 2020-05-09 | Yingli Green Energy | YL310D-30b | Solar Panels |  | 0.31 | 6 | 226 | 26 |  | Fixed | Roof
Solar Registration Program | NJSRRE1540964012 | Williamstown | 8094 | 15 | 9.92 | Residential | No | Behind the Meter | Suntuity Solar LLC | AC Electric | Accepted | 2019-05-07 | 2019-05-09 | 2020-05-09 | Yingli Green Energy | YL310D-30b | Solar Panels |  | 0.31 | 19 | 136 | 26 |  | Fixed | Roof
Solar Registration Program | NJSRRE1540964012 | Williamstown | 8094 | 15 | 9.92 | Residential | No | Behind the Meter | Suntuity Solar LLC | AC Electric | Accepted | 2019-05-07 | 2019-05-09 | 2020-05-09 | Yingli Green Energy | YL310D-30b | Solar Panels |  | 0.31 | 7 | 135 | 18 |  | Fixed | Roof
Solar Registration Program | NJSRRE1540964012 | Williamstown | 8094 | 15 | 9.92 | Residential | No | Behind the Meter | Suntuity Solar LLC | AC Electric | Accepted | 2019-05-07 | 2019-05-09 | 2020-05-09 | Enphase Energy | IQ7-60-2-US | Inverters | 240 |  | 32 |  |  | 0.97 |  | Outdoor | Behind the PV Modules
Solar Registration Program | NJSRRE1540982589 | West Milford | 7480 | 6 | 9.92 | Residential | Yes | Behind the Meter | Suntuity Solar LLC | Orange Rockland Electric | Accepted | 2019-05-13 | 2019-05-15 | 2020-05-15 | Yingli Green Energy | YL310D-30b | Solar Panels |  | 0.31 | 7 | 127 | 21 |  | Fixed | Roof
Solar Registration Program | NJSRRE1540982589 | West Milford | 7480 | 6 | 9.92 | Residential | Yes | Behind the Meter | Suntuity Solar LLC | Orange Rockland Electric | Accepted | 2019-05-13 | 2019-05-15 | 2020-05-15 | Yingli Green Energy | YL310D-30b | Solar Panels |  | 0.31 | 5 | 217 | 21 |  | Fixed | Roof
Solar Registration Program | NJSRRE1540982589 | West Milford | 7480 | 6 | 9.92 | Residential | Yes | Behind the Meter | Suntuity Solar LLC | Orange Rockland Electric | Accepted | 2019-05-13 | 2019-05-15 | 2020-05-15 | Yingli Green Energy | YL310D-30b | Solar Panels |  | 0.31 | 9 | 307 | 21 |  | Fixed | Roof
Solar Registration Program | NJSRRE1540982589 | West Milford | 7480 | 6 | 9.92 | Residential | Yes | Behind the Meter | Suntuity Solar LLC | Orange Rockland Electric | Accepted | 2019-05-13 | 2019-05-15 | 2020-05-15 | Yingli Green Energy | YL310D-30b | Solar Panels |  | 0.31 | 11 | 217 | 21 |  | Fixed | Roof
Solar Registration Program | NJSRRE1540982589 | West Milford | 7480 | 6 | 9.92 | Residential | Yes | Behind the Meter | Suntuity Solar LLC | Orange Rockland Electric | Accepted | 2019-05-13 | 2019-05-15 | 2020-05-15 | Enphase Energy | IQ7-60-2-US | Inverters | 240 |  | 32 |  |  | 0.97 |  | Outdoor | Behind the PV Modules
Solar Registration Program | NJSRRE1540991046 | Elmer | 8318 | 16 | 9.92 | Residential | Yes | Behind the Meter | Suntuity Solar LLC | AC Electric | Accepted | 2019-05-15 | 2019-05-17 | 2020-05-17 | Yingli Green Energy | YL310D-30b | Solar Panels |  | 0.31 | 32 | 142 | 20 |  | Fixed | Roof
Solar Registration Program | NJSRRE1540991046 | Elmer | 8318 | 16 | 9.92 | Residential | Yes | Behind the Meter | Suntuity Solar LLC | AC Electric | Accepted | 2019-05-15 | 2019-05-17 | 2020-05-17 | Enphase Energy | IQ7-60-2-US | Inverters | 240 |  | 32 |  |  | 0.97 |  | Outdoor | Behind the PV Modules
Solar Registration Program | NJSRRE1541127384 | Pomona | 8240 | 19 | 9.92 | Residential | Yes | Behind the Meter | Suntuity Solar LLC | AC Electric | Accepted | 2019-06-10 | 2019-06-13 | 2020-06-13 | Yingli Green Energy | YL310D-30b | Solar Panels |  | 0.31 | 27 | 132 | 20 |  | Fixed | Roof
Solar Registration Program | NJSRRE1541127384 | Pomona | 8240 | 19 | 9.92 | Residential | Yes | Behind the Meter | Suntuity Solar LLC | AC Electric | Accepted | 2019-06-10 | 2019-06-13 | 2020-06-13 | Yingli Green Energy | YL310D-30b | Solar Panels |  | 0.31 | 5 | 312 | 20 |  | Fixed | Roof
Solar Registration Program | NJSRRE1541127384 | Pomona | 8240 | 19 | 9.92 | Residential | Yes | Behind the Meter | Suntuity Solar LLC | AC Electric | Accepted | 2019-06-10 | 2019-06-13 | 2020-06-13 | Enphase Energy | IQ7-60-2-US | Inverters | 240 |  | 32 |  |  | 0.97 |  | Outdoor | Behind the PV Modules
Solar Registration Program | NJSRRE1541494807 | Blackwood | 8012 | 14 | 9.92 | Residential | Yes | Behind the Meter | Suntuity Solar LLC | PSE&G | Accepted | 2019-06-26 | 2019-06-28 | 2020-06-28 | Yingli Green Energy | YL310D-30b | Solar Panels |  | 0.31 | 23 | 253 | 44 |  | Fixed | Roof
Solar Registration Program | NJSRRE1541494807 | Blackwood | 8012 | 14 | 9.92 | Residential | Yes | Behind the Meter | Suntuity Solar LLC | PSE&G | Accepted | 2019-06-26 | 2019-06-28 | 2020-06-28 | Yingli Green Energy | YL310D-30b | Solar Panels |  | 0.31 | 9 | 73 | 44 |  | Fixed | Roof
Solar Registration Program | NJSRRE1541494807 | Blackwood | 8012 | 14 | 9.92 | Residential | Yes | Behind the Meter | Suntuity Solar LLC | PSE&G | Accepted | 2019-06-26 | 2019-06-28 | 2020-06-28 | Enphase Energy | IQ7-60-2-US | Inverters | 240 |  | 32 |  |  | 0.97 |  | Outdoor | Behind the PV Modules
Solar Registration Program | NJSRRE1541623266 | Somerville | 8876 | 5 | 9.92 | Residential | Yes | Behind the Meter | Suntuity Solar LLC | PSE&G | Accepted | 2019-07-09 | 2019-07-10 | 2020-07-10 | Yingli Green Energy | YL310D-30b | Solar Panels |  | 0.31 | 14 | 200 | 15 |  | Fixed | Roof
Solar Registration Program | NJSRRE1541623266 | Somerville | 8876 | 5 | 9.92 | Residential | Yes | Behind the Meter | Suntuity Solar LLC | PSE&G | Accepted | 2019-07-09 | 2019-07-10 | 2020-07-10 | Yingli Green Energy | YL310D-30b | Solar Panels |  | 0.31 | 13 | 200 | 18 |  | Fixed | Roof
Solar Registration Program | NJSRRE1541623266 | Somerville | 8876 | 5 | 9.92 | Residential | Yes | Behind the Meter | Suntuity Solar LLC | PSE&G | Accepted | 2019-07-09 | 2019-07-10 | 2020-07-10 | Yingli Green Energy | YL310D-30b | Solar Panels |  | 0.31 | 5 | 20 | 15 |  | Fixed | Roof
Solar Registration Program | NJSRRE1541623266 | Somerville | 8876 | 5 | 9.92 | Residential | Yes | Behind the Meter | Suntuity Solar LLC | PSE&G | Accepted | 2019-07-09 | 2019-07-10 | 2020-07-10 | Enphase Energy | IQ7-60-2-US | Inverters | 240 |  | 32 |  |  | 0.97 |  | Outdoor | Behind the PV Modules
Solar Registration Program | NJSRRE1541688391 | Westville | 8093 | 15 | 9.92 | Residential | No | Behind the Meter | Castle Energy, LLC | PSE&G | Accepted | 2019-07-19 | 2019-07-23 | 2020-07-23 | LG Electronics | LG320E1K-A5 | Solar Panels |  | 0.32 | 26 | 226 | 22 |  | Fixed | Roof
Solar Registration Program | NJSRRE1541688391 | Westville | 8093 | 15 | 9.92 | Residential | No | Behind the Meter | Castle Energy, LLC | PSE&G | Accepted | 2019-07-19 | 2019-07-23 | 2020-07-23 | LG Eelectronics | LG320E1K-A5 | Solar Panels |  | 0.32 | 5 | 46 | 22 |  | Fixed | Roof
Solar Registration Program | NJSRRE1541688391 | Westville | 8093 | 15 | 9.92 | Residential | No | Behind the Meter | Castle Energy, LLC | PSE&G | Accepted | 2019-07-19 | 2019-07-23 | 2020-07-23 | Enphase Energy | IQ7-60-2-US | Inverters | 240 |  | 31 |  |  | 0.967 |  | Outside | on the rooftop under each solar panel
Solar Registration Program | NJSRRE1541695774 | Manahawkin | 8050 | 18 | 9.92 | Residential | Yes | Behind the Meter | Suntuity Solar LLC | AC Electric | Accepted | 2019-07-23 | 2019-07-25 | 2020-07-25 | Yingli Green Energy | YL310D-30b | Solar Panels |  | 0.31 | 10 | 203 | 25 |  | Fixed | Roof
Solar Registration Program | NJSRRE1541695774 | Manahawkin | 8050 | 18 | 9.92 | Residential | Yes | Behind the Meter | Suntuity Solar LLC | AC Electric | Accepted | 2019-07-23 | 2019-07-25 | 2020-07-25 | Yingli Green Energy | YL310D-30b | Solar Panels |  | 0.31 | 22 | 113 | 25 |  | Fixed | Roof
Solar Registration Program | NJSRRE1541695774 | Manahawkin | 8050 | 18 | 9.92 | Residential | Yes | Behind the Meter | Suntuity Solar LLC | AC Electric | Accepted | 2019-07-23 | 2019-07-25 | 2020-07-25 | Enphase Energy | IQ7-60-2-US | Inverters | 240 |  | 32 |  |  | 0.97 |  | Outdoor | Behind the PV Modules
Solar Registration Program | NJSRRE1541725530 | Sicklerville | 8081 | 14 | 9.92 | Residential | Yes | Behind the Meter | Suntuity Solar LLC | AC Electric | Accepted | 2019-08-01 | 2019-08-05 | 2020-08-05 | Yingli Green Energy | YL310D-30b | Solar Panels |  | 0.31 | 10 | 253 | 18 |  | Fixed | Roof
Solar Registration Program | NJSRRE1541725530 | Sicklerville | 8081 | 14 | 9.92 | Residential | Yes | Behind the Meter | Suntuity Solar LLC | AC Electric | Accepted | 2019-08-01 | 2019-08-05 | 2020-08-05 | Yingli Green Energy | YL310D-30b | Solar Panels |  | 0.31 | 22 | 163 | 18 |  | Fixed | Roof
Solar Registration Program | NJSRRE1541725530 | Sicklerville | 8081 | 14 | 9.92 | Residential | Yes | Behind the Meter | Suntuity Solar LLC | AC Electric | Accepted | 2019-08-01 | 2019-08-05 | 2020-08-05 | Enphase Energy | IQ7-60-2-US | Inverters | 240 |  | 32 |  |  | 0.97 |  | Outdoor | Behind the PV Modules
Solar Registration Program | NJSRRE1541820784 | Clifton | 7014 | 6 | 9.92 | Residential | No | Behind the Meter | Powerlutions | PSE&G | Accepted | 2019-08-13 | 2019-08-23 | 2020-08-23 | Axitec | AC-310P/156-72S | Solar Panels |  | 0.31 | 32 | 124 | 26 |  | Fixed | Roof
Solar Registration Program | NJSRRE1541820784 | Clifton | 7014 | 6 | 9.92 | Residential | No | Behind the Meter | Powerlutions | PSE&G | Accepted | 2019-08-13 | 2019-08-23 | 2020-08-23 | SolarEdge | SE7600H-US | Inverters | 7.6 |  | 1 |  |  | 0.99 |  | Outdoor | Near Meter
Solar Registration Program | NJSRRE1541835373 | Newton | 7860 | 1 | 9.92 | Residential | No | Behind the Meter | Alternative Energy Associates | JCP&L | Accepted | 2019-08-14 | 2019-08-23 | 2020-08-23 | Silfab | SLA310-M | Solar Panels |  | 0.31 | 32 | 97 | 24 |  | Fixed | Roof
Solar Registration Program | NJSRRE1541835373 | Newton | 7860 | 1 | 9.92 | Residential | No | Behind the Meter | Alternative Energy Associates | JCP&L | Accepted | 2019-08-14 | 2019-08-23 | 2020-08-23 | APSystem | YC600 | Inverters | 0.6 |  | 16 |  |  | 0.967 |  | Outdoor | Behind Panel
Solar Registration Program | NJSRRE1541938683 | Neptune City | 7753 | 17 | 9.92 | Residential | Yes | Behind the Meter | Solar Energy World | JCP&L | Accepted | 2019-08-29 | 2019-09-04 | 2020-09-04 | LONGi Green Energy Technology | LR6-60PE-310M | Solar Panels |  | 0.31 | 32 | 118 | 26 |  | Fixed | Roof
Solar Registration Program | NJSRRE1541938683 | Neptune City | 7753 | 17 | 9.92 | Residential | Yes | Behind the Meter | Solar Energy World | JCP&L | Accepted | 2019-08-29 | 2019-09-04 | 2020-09-04 | Solar Edge | SE6000H-USRGM | Inverters | 6000 |  | 1 |  |  | 0.983 |  | Outside | near meter
Solar Registration Program | NJSRRE1541966045 | Somerville | 8876 | 5 | 9.92 | Residential | Yes | Behind the Meter | Solar Energy World | PSE&G | Final As-Built Received | 2019-08-30 | 2019-09-04 | 2020-09-04 | LONGi Green Energy Technology | LR6-60PE-310M | Solar Panels |  | 0.31 | 32 | 108 | 34 |  | Fixed | Roof
Solar Registration Program | NJSRRE1541966045 | Somerville | 8876 | 5 | 9.92 | Residential | Yes | Behind the Meter | Solar Energy World | PSE&G | Final As-Built Received | 2019-08-30 | 2019-09-04 | 2020-09-04 | Solar Edge | SE7600H-USRGM | Inverters | 7600 |  | 1 |  |  | 0.98 |  | Outside | near meter
Solar Registration Program | NJSRRE1541966045 | Somerville | 8876 | 5 | 9.92 | Residential | Yes | Behind the Meter | Solar Energy World | PSE&G | Final As-Built Received | 2019-08-30 | 2019-09-04 | 2020-09-04 | Solar Edge | SE7600H-USRGM | Meters |  |  | 1 |  |  |  | Yes | Outdoor
Solar Registration Program | NJSRRE1542161856 | Toms River | 8755 | 18 | 9.92 | Residential | No | Behind the Meter | Powerlutions | JCP&L | Accepted | 2019-09-04 | 2019-09-06 | 2020-09-06 | Axitec | AC-310P/156-72S | Solar Panels |  | 0.31 | 32 | 111 | 25 |  | Fixed | Roof
Solar Registration Program | NJSRRE1542161856 | Toms River | 8755 | 18 | 9.92 | Residential | No | Behind the Meter | Powerlutions | JCP&L | Accepted | 2019-09-04 | 2019-09-06 | 2020-09-06 | SolarEdge | SE7600H-US | Inverters | 7.6 |  | 1 |  |  | 0.99 |  | Outdoor | Near Meter
Solar Registration Program | NJSRRE1542373165 | Sicklerville | 8081 | 14 | 9.92 | Residential | No | Behind the Meter | Posigen NJ LLC | AC Electric | Accepted | 2019-09-09 | 2019-09-11 | 2020-09-11 | Silfab | SLA-M 320 | Solar Panels |  | 0.32 | 31 | 98 | 38 |  | Fixed | Roof
Solar Registration Program | NJSRRE1542373165 | Sicklerville | 8081 | 14 | 9.92 | Residential | No | Behind the Meter | Posigen NJ LLC | AC Electric | Accepted | 2019-09-09 | 2019-09-11 | 2020-09-11 | SolarEdge | SE7600H-US000NNC2 | Inverters | 7600 |  | 1 |  |  | 0.99 |  | Outside | within ten feet of meter
Solar Registration Program | NJSRRE1542376567 | Stockton | 8559 | 4 | 9.92 | Residential | No | Behind the Meter | Orbit Energy & Power, LLC | JCP&L | Accepted | 2019-09-10 | 2019-09-16 | 2020-09-16 | axitec | axitec 310 | Solar Panels |  | 0.31 | 32 | 180 | 27 |  | Fixed | Ground
Solar Registration Program | NJSRRE1542376567 | Stockton | 8559 | 4 | 9.92 | Residential | No | Behind the Meter | Orbit Energy & Power, LLC | JCP&L | Accepted | 2019-09-10 | 2019-09-16 | 2020-09-16 | enphase | iq7 | Inverters | 240 |  | 32 |  |  | 0.986 |  | Outside | panel
Solar Registration Program | NJSRRE1542390521 | Jackson | 8527 | 18 | 9.92 | Residential | No | Behind the Meter | Powerlutions | JCP&L | Final As-Built Received | 2019-09-11 | 2019-09-13 | 2020-09-13 | Axitec | AC-310P/156-72S | Solar Panels |  | 0.31 | 32 | 219 | 31 |  | Fixed | Roof
Solar Registration Program | NJSRRE1542390521 | Jackson | 8527 | 18 | 9.92 | Residential | No | Behind the Meter | Powerlutions | JCP&L | Final As-Built Received | 2019-09-11 | 2019-09-13 | 2020-09-13 | SolarEdge | SE7600H-US | Inverters | 7.6 |  | 1 |  |  | 0.99 |  | Outdoor | Near MEter
Solar Registration Program | NJSRRE1542396966 | Mays Landing | 8330 | 19 | 9.92 | Residential | No | Behind the Meter | Castle Energy, LLC | AC Electric | Final As-Built Received | 2019-09-13 | 2019-09-17 | 2020-09-17 | LG Electronics | LG320N1K-V5 | Solar Panels |  | 0.32 | 20 | 222 | 33 |  | Fixed | Roof
Solar Registration Program | NJSRRE1542396966 | Mays Landing | 8330 | 19 | 9.92 | Residential | No | Behind the Meter | Castle Energy, LLC | AC Electric | Final As-Built Received | 2019-09-13 | 2019-09-17 | 2020-09-17 | LG Electronics | LG320N1K-V5 | Solar Panels |  | 0.32 | 11 | 132 | 44 |  | Fixed | Roof
Solar Registration Program | NJSRRE1542396966 | Mays Landing | 8330 | 19 | 9.92 | Residential | No | Behind the Meter | Castle Energy, LLC | AC Electric | Final As-Built Received | 2019-09-13 | 2019-09-17 | 2020-09-17 | Enphase Energy | IQ7-60-2-US | Inverters | 240 |  | 31 |  |  | 0.967 |  | Outside | on the rooftop under each solar panel
Solar Registration Program | NJSRRE1542396966 | Mays Landing | 8330 | 19 | 9.92 | Residential | No | Behind the Meter | Castle Energy, LLC | AC Electric | Final As-Built Received | 2019-09-13 | 2019-09-17 | 2020-09-17 | Enphase Energy | X-IQ-AM1-240-3 | Meters |  |  | 1 |  |  |  | Yes | Outdoor
Solar Registration Program | NJSRRE1542412754 | Princeton | 8540 | 12 | 9.92 | Residential | No | Behind the Meter | Ampericon | PSE&G | Accepted | 2019-09-17 | 2019-09-19 | 2020-09-19 | Silfab | SLA-M-310 | Solar Panels |  | 0.31 | 12 | 316 | 25 |  | Fixed | Roof
Solar Registration Program | NJSRRE1542412754 | Princeton | 8540 | 12 | 9.92 | Residential | No | Behind the Meter | Ampericon | PSE&G | Accepted | 2019-09-17 | 2019-09-19 | 2020-09-19 | Silfab | SLA-M-310 | Solar Panels |  | 0.31 | 20 | 136 | 25 |  | Fixed | Roof
Solar Registration Program | NJSRRE1542412754 | Princeton | 8540 | 12 | 9.92 | Residential | No | Behind the Meter | Ampericon | PSE&G | Accepted | 2019-09-17 | 2019-09-19 | 2020-09-19 | EnPhase | IQ7 | Inverters | 250 |  | 32 |  |  | 0.965 |  | Outside | Roof
Solar Registration Program | NJSRRE1542430871 | Toms River | 8755 | 18 | 9.92 | Residential | No | Behind the Meter | Powerlutions | JCP&L | Accepted | 2019-09-24 | 2019-09-25 | 2020-09-25 | Axitec | AC-310P/156-72S | Solar Panels |  | 0.31 | 32 | 157 | 28 |  | Fixed | Roof
Solar Registration Program | NJSRRE1542430871 | Toms River | 8755 | 18 | 9.92 | Residential | No | Behind the Meter | Powerlutions | JCP&L | Accepted | 2019-09-24 | 2019-09-25 | 2020-09-25 | Solar Edge | SE7600H-US | Inverters | 7.6 |  | 1 |  |  | 0.99 |  | Outdoor | Near Meter
Solar Registration Program | NJSRRE1542444930 | Evesham Twp | 8053 | 13 | 9.92 | Residential | No | Behind the Meter | 1st Light Energy Inc | PSE&G | Accepted | 2019-09-26 | 2019-09-30 | 2020-09-30 | Longi | LR6-60HPB-310M | Solar Panels |  | 0.31 | 8 | 79 | 23 |  | Fixed | Roof
Solar Registration Program | NJSRRE1542444930 | Evesham Twp | 8053 | 13 | 9.92 | Residential | No | Behind the Meter | 1st Light Energy Inc | PSE&G | Accepted | 2019-09-26 | 2019-09-30 | 2020-09-30 | Longi | LR6-60HPB-310M | Solar Panels |  | 0.31 | 4 | 259 | 23 |  | Fixed | Roof
Solar Registration Program | NJSRRE1542444930 | Evesham Twp | 8053 | 13 | 9.92 | Residential | No | Behind the Meter | 1st Light Energy Inc | PSE&G | Accepted | 2019-09-26 | 2019-09-30 | 2020-09-30 | Longi | LR6-60HPB-310M | Solar Panels |  | 0.31 | 8 | 259 | 23 |  | Fixed | Roof
Solar Registration Program | NJSRRE1542444930 | Evesham Twp | 8053 | 13 | 9.92 | Residential | No | Behind the Meter | 1st Light Energy Inc | PSE&G | Accepted | 2019-09-26 | 2019-09-30 | 2020-09-30 | Longi | LR6-60HPB-310M | Solar Panels |  | 0.31 | 12 | 79 | 23 |  | Fixed | Roof
Solar Registration Program | NJSRRE1542444930 | Evesham Twp | 8053 | 13 | 9.92 | Residential | No | Behind the Meter | 1st Light Energy Inc | PSE&G | Accepted | 2019-09-26 | 2019-09-30 | 2020-09-30 | SMA | SB 7.7-US (240V) | Inverters | 7700 |  | 1 |  |  | 0.98 |  | Outside | within 10 feet of meter
Solar Registration Program | NJSRRE1542445316 | Lakewood | 8701 | 18 | 9.92 | Residential | No | Behind the Meter | Powerlutions | JCP&L | Final As-Built Received | 2019-09-26 | 2019-09-30 | 2020-09-30 | Silfab | SLA 310M | Solar Panels |  | 0.31 | 2 | 133 | 42 |  | Fixed | Roof
Solar Registration Program | NJSRRE1542445316 | Lakewood | 8701 | 18 | 9.92 | Residential | No | Behind the Meter | Powerlutions | JCP&L | Final As-Built Received | 2019-09-26 | 2019-09-30 | 2020-09-30 | Silfab | SLA 310M | Solar Panels |  | 0.31 | 21 | 223 | 30 |  | Fixed | Roof
Solar Registration Program | NJSRRE1542445316 | Lakewood | 8701 | 18 | 9.92 | Residential | No | Behind the Meter | Powerlutions | JCP&L | Final As-Built Received | 2019-09-26 | 2019-09-30 | 2020-09-30 | Silfab | SLA 310M | Solar Panels |  | 0.31 | 9 | 133 | 42 |  | Fixed | Roof
Solar Registration Program | NJSRRE1542445316 | Lakewood | 8701 | 18 | 9.92 | Residential | No | Behind the Meter | Powerlutions | JCP&L | Final As-Built Received | 2019-09-26 | 2019-09-30 | 2020-09-30 | Enphase | IQ7-60-2-US | Inverters | 240 |  | 32 |  |  | 0.97 |  | Outdoor | Panel
Solar Registration Program | NJSRRE1542445775 | Voorhees | 8043 | 14 | 9.92 | Residential | Yes | Behind the Meter | Solar Energy World | PSE&G | Accepted | 2019-09-26 | 2019-09-30 | 2020-09-30 | LONGi Green Energy Technology | LR6-60PE-310M | Solar Panels |  | 0.31 | 32 | 51 | 18 |  | Fixed | Roof
Solar Registration Program | NJSRRE1542445775 | Voorhees | 8043 | 14 | 9.92 | Residential | Yes | Behind the Meter | Solar Energy World | PSE&G | Accepted | 2019-09-26 | 2019-09-30 | 2020-09-30 | Enphase USA | IQ6-60-x-us | Inverters | 310 |  | 32 |  |  | 0.98 |  | Outside | on roof
Solar Registration Program | NJSRRE1542448256 | Port Norris | 8349 | 20 | 9.92 | Residential | Yes | Behind the Meter | Orbit Energy & Power, LLC | AC Electric | Accepted | 2019-09-27 | 2019-10-01 | 2020-10-01 | trina | tsm310 | Solar Panels |  | 0.31 | 32 | 180 | 27 |  | Fixed | Ground
Solar Registration Program | NJSRRE1542448256 | Port Norris | 8349 | 20 | 9.92 | Residential | Yes | Behind the Meter | Orbit Energy & Power, LLC | AC Electric | Accepted | 2019-09-27 | 2019-10-01 | 2020-10-01 | enphase | iq7 | Inverters | 240 |  | 32 |  |  | 0.986 |  | Outside | panel
Solar Registration Program | NJSRRE1542511172 | GALLOWAY | 8205 | 19 | 9.92 | Residential | No | Behind the Meter | Accredited Solar | AC Electric | Accepted | 2019-10-10 | 2019-10-10 | 2020-10-10 | AXITEC | AC-310MH/120S | Solar Panels |  | 0.31 | 32 | 120 | 20 |  | Fixed | Roof | SOUTH-EAST SIDE OF ROOF
Solar Registration Program | NJSRRE1542511172 | GALLOWAY | 8205 | 19 | 9.92 | Residential | No | Behind the Meter | Accredited Solar | AC Electric | Accepted | 2019-10-10 | 2019-10-10 | 2020-10-10 | SolarEdge | SE7600H-US | Inverters | 7600 |  | 1 |  |  | 0.992 |  | Outdoor | on North-East exterior wall
Solar Registration Program | NJSRRE1542514912 | Mays Landing | 8330 | 19 | 9.92 | Residential | No | Behind the Meter | Orbit Energy & Power, LLC | AC Electric | Final As-Built Received | 2019-10-08 | 2019-10-10 | 2020-10-10 | axitec | axitec 310 | Solar Panels |  | 0.31 | 32 | 222 | 48 |  | Fixed | Roof
Solar Registration Program | NJSRRE1542514912 | Mays Landing | 8330 | 19 | 9.92 | Residential | No | Behind the Meter | Orbit Energy & Power, LLC | AC Electric | Final As-Built Received | 2019-10-08 | 2019-10-10 | 2020-10-10 | enphase | iq7 | Inverters | 240 |  | 32 |  |  | 0.986 |  | Outside | panel
Solar Registration Program | NJSRRE1542514912 | Mays Landing | 8330 | 19 | 9.92 | Residential | No | Behind the Meter | Orbit Energy & Power, LLC | AC Electric | Final As-Built Received | 2019-10-08 | 2019-10-10 | 2020-10-10 | enphase | envoy | Meters |  |  | 1 |  |  |  | Yes | Outdoor
Solar Registration Program | NJSRRE1542525073 | Woodstown | 8098 | 16 | 9.92 | Residential | Yes | Behind the Meter | RCL Enterprises Inc. | AC Electric | Accepted | 2019-10-10 | 2019-10-14 | 2020-10-14 | Trina Solar | TSM-310DD05H | Solar Panels |  | 0.31 | 18 | 183 | 36 |  | Fixed | Roof
Solar Registration Program | NJSRRE1542525073 | Woodstown | 8098 | 16 | 9.92 | Residential | Yes | Behind the Meter | RCL Enterprises Inc. | AC Electric | Accepted | 2019-10-10 | 2019-10-14 | 2020-10-14 | Trina Solar | TSM-310DD05H | Solar Panels |  | 0.31 | 8 | 93 | 36 |  | Fixed | Roof
Solar Registration Program | NJSRRE1542525073 | Woodstown | 8098 | 16 | 9.92 | Residential | Yes | Behind the Meter | RCL Enterprises Inc. | AC Electric | Accepted | 2019-10-10 | 2019-10-14 | 2020-10-14 | Trina Solar | TSM-310DD05H | Solar Panels |  | 0.31 | 6 | 273 | 36 |  | Fixed | Roof
Solar Registration Program | NJSRRE1542525073 | Woodstown | 8098 | 16 | 9.92 | Residential | Yes | Behind the Meter | RCL Enterprises Inc. | AC Electric | Accepted | 2019-10-10 | 2019-10-14 | 2020-10-14 | Enphase | IQ7 | Inverters | 7680 |  | 32 |  |  | 0.96 |  | Outdoor | under panels
Solar Registration Program | NJSRRE1542548364 | Middlesex | 8846 | 11 | 9.92 | Residential | No | Behind the Meter | Power Home Remodeling Group | PSE&G | Accepted | 2019-10-16 | 2019-10-18 | 2020-10-18 | Mission | Mission 310w MSE310SQ8T | Solar Panels |  | 0.31 | 14 | 160 | 17 |  | Fixed | Roof
Solar Registration Program | NJSRRE1542548364 | Middlesex | 8846 | 11 | 9.92 | Residential | No | Behind the Meter | Power Home Remodeling Group | PSE&G | Accepted | 2019-10-16 | 2019-10-18 | 2020-10-18 | Mission | Mission 310w MSE310SQ8T | Solar Panels |  | 0.31 | 12 | 160 | 31 |  | Fixed | Roof
Solar Registration Program | NJSRRE1542548364 | Middlesex | 8846 | 11 | 9.92 | Residential | No | Behind the Meter | Power Home Remodeling Group | PSE&G | Accepted | 2019-10-16 | 2019-10-18 | 2020-10-18 | Mission | Mission 310w MSE310SQ8T | Solar Panels |  | 0.31 | 6 | 160 | 24 |  | Fixed | Roof
Solar Registration Program | NJSRRE1542548364 | Middlesex | 8846 | 11 | 9.92 | Residential | No | Behind the Meter | Power Home Remodeling Group | PSE&G | Accepted | 2019-10-16 | 2019-10-18 | 2020-10-18 | Solar Edge | SE7600H-US | Inverters | 7600 |  | 1 |  |  | 0.99 |  | Outdoor | Near meter
Solar Registration Program | NJSRRE1542548364 | Middlesex | 8846 | 11 | 9.92 | Residential | No | Behind the Meter | Power Home Remodeling Group | PSE&G | Accepted | 2019-10-16 | 2019-10-18 | 2020-10-18 | Solar Edge | Revenue Grade Data Ansi C12.20 | Meters |  |  | 1 |  |  |  | Yes | Outdoor
Solar Registration Program | NJSRRE1542553746 | Cape May | 8204 | 21 | 9.92 | Residential | Yes | Behind the Meter | Orbit Energy & Power, LLC | AC Electric | Accepted | 2019-10-17 | 2019-10-21 | 2020-10-21 | trina | tsm 310 | Solar Panels |  | 0.31 | 6 | 141 | 27 |  | Fixed | Roof
Solar Registration Program | NJSRRE1542553746 | Cape May | 8204 | 21 | 9.92 | Residential | Yes | Behind the Meter | Orbit Energy & Power, LLC | AC Electric | Accepted | 2019-10-17 | 2019-10-21 | 2020-10-21 | trina | tsm 310 | Solar Panels |  | 0.31 | 10 | 51 | 27 |  | Fixed | Roof
Solar Registration Program | NJSRRE1542553746 | Cape May | 8204 | 21 | 9.92 | Residential | Yes | Behind the Meter | Orbit Energy & Power, LLC | AC Electric | Accepted | 2019-10-17 | 2019-10-21 | 2020-10-21 | trina | tsm 310 | Solar Panels |  | 0.31 | 10 | 231 | 27 |  | Fixed | Roof
Solar Registration Program | NJSRRE1542553746 | Cape May | 8204 | 21 | 9.92 | Residential | Yes | Behind the Meter | Orbit Energy & Power, LLC | AC Electric | Accepted | 2019-10-17 | 2019-10-21 | 2020-10-21 | trina | tsm 310 | Solar Panels |  | 0.31 | 6 | 321 | 27 |  | Fixed | Roof
Solar Registration Program | NJSRRE1542553746 | Cape May | 8204 | 21 | 9.92 | Residential | Yes | Behind the Meter | Orbit Energy & Power, LLC | AC Electric | Accepted | 2019-10-17 | 2019-10-21 | 2020-10-21 | trina | tsm 310 | Inverters | 240 |  | 32 |  |  | 0.986 |  | Outside | panel
Solar Registration Program | NJSRRE1542581328 | Westville | 8093 | 15 | 9.92 | Residential | Yes | Behind the Meter | Acos Energy, LLC | AC Electric | Accepted | 2019-10-24 | 2019-10-28 | 2020-10-28 | Trina | TSM DD05H 05 II 310W | Solar Panels |  | 0.31 | 6 | 122 | 20 |  | Fixed | Roof
Solar Registration Program | NJSRRE1542581328 | Westville | 8093 | 15 | 9.92 | Residential | Yes | Behind the Meter | Acos Energy, LLC | AC Electric | Accepted | 2019-10-24 | 2019-10-28 | 2020-10-28 | Trina | TSM DD05H 05 II 310W | Solar Panels |  | 0.31 | 5 | 302 | 20 |  | Fixed | Roof
Solar Registration Program | NJSRRE1542581328 | Westville | 8093 | 15 | 9.92 | Residential | Yes | Behind the Meter | Acos Energy, LLC | AC Electric | Accepted | 2019-10-24 | 2019-10-28 | 2020-10-28 | Trina | TSM DD05H 05 II 310W | Solar Panels |  | 0.31 | 2 | 122 | 20 |  | Fixed | Roof
Solar Registration Program | NJSRRE1542581328 | Westville | 8093 | 15 | 9.92 | Residential | Yes | Behind the Meter | Acos Energy, LLC | AC Electric | Accepted | 2019-10-24 | 2019-10-28 | 2020-10-28 | Trina | TSM DD05H 05 II 310W | Solar Panels |  | 0.31 | 19 | 212 | 8 |  | Fixed | Roof
Solar Registration Program | NJSRRE1542581328 | Westville | 8093 | 15 | 9.92 | Residential | Yes | Behind the Meter | Acos Energy, LLC | AC Electric | Accepted | 2019-10-24 | 2019-10-28 | 2020-10-28 | Enphase | IQ7 | Inverters | 0.24 |  | 32 |  |  | 0.97 |  | Outside | Roof
Solar Registration Program | NJSRRE1542589641 | Maplewood | 7040 | 9 | 9.92 | Residential | No | Behind the Meter | Green Power Energy | PSE&G | Accepted | 2019-10-25 | 2019-10-29 | 2020-10-29 | Silfab | SLA310M | Solar Panels |  | 0.31 | 16 | 28 | 18 |  | Fixed | Roof
Solar Registration Program | NJSRRE1542589641 | Maplewood | 7040 | 9 | 9.92 | Residential | No | Behind the Meter | Green Power Energy | PSE&G | Accepted | 2019-10-25 | 2019-10-29 | 2020-10-29 | Silfab | SLA310M | Solar Panels |  | 0.31 | 16 | 208 | 18 |  | Fixed | Roof
Solar Registration Program | NJSRRE1542589641 | Maplewood | 7040 | 9 | 9.92 | Residential | No | Behind the Meter | Green Power Energy | PSE&G | Accepted | 2019-10-25 | 2019-10-29 | 2020-10-29 | SolarEdge | SE7600A-US | Inverters | 7600 |  | 1 |  |  | 0.97 |  | Outside | Next to Meter
Solar Registration Program | NJSRRE1542685189 | Berlin | 8009 | 14 | 9.92 | Residential | Yes | Behind the Meter | 1st Light Energy Inc | AC Electric | Final As-Built Received | 2019-10-28 | 2019-10-30 | 2020-10-30 | Longi | LR6-60HPB-310M | Solar Panels |  | 0.31 | 26 | 193 | 5 |  | Fixed | Roof
Solar Registration Program | NJSRRE1542685189 | Berlin | 8009 | 14 | 9.92 | Residential | Yes | Behind the Meter | 1st Light Energy Inc | AC Electric | Final As-Built Received | 2019-10-28 | 2019-10-30 | 2020-10-30 | Longi | LR6-60HPB-310M | Solar Panels |  | 0.31 | 6 | 194 | 23 |  | Fixed | Roof
Solar Registration Program | NJSRRE1542685189 | Berlin | 8009 | 14 | 9.92 | Residential | Yes | Behind the Meter | 1st Light Energy Inc | AC Electric | Final As-Built Received | 2019-10-28 | 2019-10-30 | 2020-10-30 | SMA | SB 5.0-US (240V) | Inverters | 5000 |  | 1 |  |  | 0.97 |  | Outside | within 10 feet of meter
Solar Registration Program | NJSRRE1542685189 | Berlin | 8009 | 14 | 9.92 | Residential | Yes | Behind the Meter | 1st Light Energy Inc | AC Electric | Final As-Built Received | 2019-10-28 | 2019-10-30 | 2020-10-30 | SMA | SB 3.0-US (240V) | Inverters | 3000 |  | 1 |  |  | 0.97 |  | Outside | within 10 feet of meter
Solar Registration Program | NJSRRE1542850258 | Lakewood | 8701 | 18 | 9.92 | Residential | No | Behind the Meter | Powerlutions | JCP&L | Accepted | 2019-10-31 | 2019-11-04 | 2020-11-04 | Axitec | AC-320MH/120S | Solar Panels |  | 0.32 | 31 | 184 | 22 |  | Fixed | Roof
Solar Registration Program | NJSRRE1542850258 | Lakewood | 8701 | 18 | 9.92 | Residential | No | Behind the Meter | Powerlutions | JCP&L | Accepted | 2019-10-31 | 2019-11-04 | 2020-11-04 | Solar Edge | SE7600H-US | Inverters | 7.6 |  | 1 |  |  | 0.99 |  | Outdoor | Near Meter
Solar Registration Program | NJSRRE1542883220 | Hillsborough | 8844 | 5 | 9.92 | Residential | No | Behind the Meter | Greentech Solar USA LLC | PSE&G | Accepted | 2019-11-01 | 2019-11-05 | 2020-11-05 | Trina Solar | TSM-DD5A 310M | Solar Panels |  | 0.31 | 32 | 145 | 42 |  | Fixed | Roof
Solar Registration Program | NJSRRE1542883220 | Hillsborough | 8844 | 5 | 9.92 | Residential | No | Behind the Meter | Greentech Solar USA LLC | PSE&G | Accepted | 2019-11-01 | 2019-11-05 | 2020-11-05 | Growatt | 7600MTLP-US | Inverters | 7600 |  | 1 |  |  | 0.97 |  | Indoor | Basement Wall
Solar Registration Program | NJSRRE1542884161 | Bloomfield Twp | 7003 | 9 | 9.92 | Residential | No | Behind the Meter | Ampericon | PSE&G | Accepted | 2019-11-01 | 2019-11-05 | 2020-11-05 | Silfab | SLA-M-310 | Solar Panels |  | 0.31 | 7 | 216 | 25 |  | Fixed | Roof
Solar Registration Program | NJSRRE1542884161 | Bloomfield Twp | 7003 | 9 | 9.92 | Residential | No | Behind the Meter | Ampericon | PSE&G | Accepted | 2019-11-01 | 2019-11-05 | 2020-11-05 | Silfab | SLA-M-310 | Solar Panels |  | 0.31 | 12 | 306 | 25 |  | Fixed | Roof
Solar Registration Program | NJSRRE1542884161 | Bloomfield Twp | 7003 | 9 | 9.92 | Residential | No | Behind the Meter | Ampericon | PSE&G | Accepted | 2019-11-01 | 2019-11-05 | 2020-11-05 | Silfab | SLA-M-310 | Solar Panels |  | 0.31 | 13 | 126 | 25 |  | Fixed | Roof
Solar Registration Program | NJSRRE1542884161 | Bloomfield Twp | 7003 | 9 | 9.92 | Residential | No | Behind the Meter | Ampericon | PSE&G | Accepted | 2019-11-01 | 2019-11-05 | 2020-11-05 | EnPhase | IQ7 | Inverters | 240 |  | 32 |  |  | 0.965 |  | Outside | Roof
Solar Registration Program | NJSRRE1542885861 | Egg Harbor Township | 8234 | 19 | 9.92 | Residential | Yes | Behind the Meter | All Season Solar | AC Electric | Accepted | 2019-11-01 | 2019-11-05 | 2020-11-05 | Trina | TSM DD05H.05II 310W AUG 2019 | Solar Panels |  | 0.31 | 4 | 354 | 18 |  | Fixed | Roof
Solar Registration Program | NJSRRE1542885861 | Egg Harbor Township | 8234 | 19 | 9.92 | Residential | Yes | Behind the Meter | All Season Solar | AC Electric | Accepted | 2019-11-01 | 2019-11-05 | 2020-11-05 | Trina | TSM DD05H.05II 310W AUG 2019 | Solar Panels |  | 0.31 | 10 | 174 | 7 |  | Fixed | Roof
Solar Registration Program | NJSRRE1542885861 | Egg Harbor Township | 8234 | 19 | 9.92 | Residential | Yes | Behind the Meter | All Season Solar | AC Electric | Accepted | 2019-11-01 | 2019-11-05 | 2020-11-05 | Trina | TSM DD05H.05II 310W AUG 2019 | Solar Panels |  | 0.31 | 2 | 174 | 18 |  | Fixed | Roof
Solar Registration Program | NJSRRE1542885861 | Egg Harbor Township | 8234 | 19 | 9.92 | Residential | Yes | Behind the Meter | All Season Solar | AC Electric | Accepted | 2019-11-01 | 2019-11-05 | 2020-11-05 | Trina | TSM DD05H.05II 310W AUG 2019 | Solar Panels |  | 0.31 | 16 | 174 | 18 |  | Fixed | Roof
Solar Registration Program | NJSRRE1542885861 | Egg Harbor Township | 8234 | 19 | 9.92 | Residential | Yes | Behind the Meter | All Season Solar | AC Electric | Accepted | 2019-11-01 | 2019-11-05 | 2020-11-05 | Enphase | IQ7 | Inverters | 240 |  | 32 |  |  | 0.97 |  | Outdoor | Under Module
Solar Registration Program | NJSRRE1542907154 | Florence Township | 8518 | 13 | 9.92 | Residential | No | Behind the Meter | Greentech Solar USA LLC | PSE&G | Accepted | 2019-11-03 | 2019-11-05 | 2020-11-05 | Trina Solar | TSM-DD05A 310M | Solar Panels |  | 0.31 | 32 | 135 | 33 |  | Fixed | Roof
Solar Registration Program | NJSRRE1542907154 | Florence Township | 8518 | 13 | 9.92 | Residential | No | Behind the Meter | Greentech Solar USA LLC | PSE&G | Accepted | 2019-11-03 | 2019-11-05 | 2020-11-05 | Growatt | 9000MTLP-US | Inverters | 9000 |  | 1 |  |  | 0.97 |  | Indoor | Basement Wall
Solar Registration Program | NJSRRE1542981649 | franklin twp | 8540 | 12 | 9.92 | Residential | No | Behind the Meter | Sundial Solar Innovations | PSE&G | Accepted | 2019-11-05 | 2019-11-07 | 2020-11-07 | hanwha | qcell310 | Solar Panels |  | 0.31 | 32 | 135 | 25 |  | Fixed | Roof
Solar Registration Program | NJSRRE1542981649 | franklin twp | 8540 | 12 | 9.92 | Residential | No | Behind the Meter | Sundial Solar Innovations | PSE&G | Accepted | 2019-11-05 | 2019-11-07 | 2020-11-07 | enphase | iq7+ | Inverters | 290 |  | 32 |  |  | 0.97 |  | Other | roof
Solar Registration Program | NJSRRE1543040879 | Millville | 8332 | 20 | 9.92 | Residential | Yes | Behind the Meter | Orbit Energy & Power, LLC | AC Electric | Accepted | 2019-11-06 | 2019-11-08 | 2020-11-08 | trina | tsm 310 | Solar Panels |  | 0.31 | 32 | 274 | 28 |  | Fixed | Roof
Solar Registration Program | NJSRRE1543040879 | Millville | 8332 | 20 | 9.92 | Residential | Yes | Behind the Meter | Orbit Energy & Power, LLC | AC Electric | Accepted | 2019-11-06 | 2019-11-08 | 2020-11-08 | enphase | iq7 | Inverters | 240 |  | 32 |  |  | 0.986 |  | Outside | panel
Solar Registration Program | NJSRRE1543421218 | Willingboro | 8046 | 13 | 9.92 | Residential | No | Behind the Meter | Orbit Energy & Power, LLC | PSE&G | Accepted | 2019-11-19 | 2019-11-25 | 2020-11-25 | TRINA SOLAR | TSM-DD05A.08(II) 310W | Solar Panels |  | 0.31 | 8 | 106 | 18 |  | Fixed | Roof
Solar Registration Program | NJSRRE1543421218 | Willingboro | 8046 | 13 | 9.92 | Residential | No | Behind the Meter | Orbit Energy & Power, LLC | PSE&G | Accepted | 2019-11-19 | 2019-11-25 | 2020-11-25 | TRINA SOLAR | TSM-DD05A.08(II) 310W | Solar Panels |  | 0.31 | 24 | 106 | 27 |  | Fixed | Roof
Solar Registration Program | NJSRRE1543421218 | Willingboro | 8046 | 13 | 9.92 | Residential | No | Behind the Meter | Orbit Energy & Power, LLC | PSE&G | Accepted | 2019-11-19 | 2019-11-25 | 2020-11-25 | ENPHASE | IQ7-60-2-US | Inverters | 0.24 |  | 32 |  |  | 0.99 |  | Outside | ROOF
Solar Registration Program | NJSRRE1543443404 | Dorchester | 8316 | 20 | 9.92 | Residential | Yes | Behind the Meter | Orbit Energy & Power, LLC | AC Electric | Accepted | 2019-11-25 | 2019-11-27 | 2020-11-27 | TRINA SOLAR | TSM-DD05A.08(II) 310W | Solar Panels |  | 0.31 | 5 | 208 | 21 |  | Fixed | Roof
Solar Registration Program | NJSRRE1543443404 | Dorchester | 8316 | 20 | 9.92 | Residential | Yes | Behind the Meter | Orbit Energy & Power, LLC | AC Electric | Accepted | 2019-11-25 | 2019-11-27 | 2020-11-27 | ENPHASE | TSM-DD05A.08(II) 310W | Solar Panels |  | 0.31 | 17 | 118 | 21 |  | Fixed | Roof
Solar Registration Program | NJSRRE1543443404 | Dorchester | 8316 | 20 | 9.92 | Residential | Yes | Behind the Meter | Orbit Energy & Power, LLC | AC Electric | Accepted | 2019-11-25 | 2019-11-27 | 2020-11-27 | TRINA SOLAR | TSM-DD05A.08(II) 310W | Solar Panels |  | 0.31 | 6 | 298 | 24 |  | Fixed | Roof
Solar Registration Program | NJSRRE1543443404 | Dorchester | 8316 | 20 | 9.92 | Residential | Yes | Behind the Meter | Orbit Energy & Power, LLC | AC Electric | Accepted | 2019-11-25 | 2019-11-27 | 2020-11-27 | TRINA SOLAR | TSM-DD05A.08(II) 310W | Solar Panels |  | 0.31 | 4 | 208 | 21 |  | Fixed | Roof
Solar Registration Program | NJSRRE1543443404 | Dorchester | 8316 | 20 | 9.92 | Residential | Yes | Behind the Meter | Orbit Energy & Power, LLC | AC Electric | Accepted | 2019-11-25 | 2019-11-27 | 2020-11-27 | ENPHASE | IQ7-60-2-US | Inverters | 0.24 |  | 32 |  |  | 0.99 |  | Outside | ROOF
Solar Registration Program | NJSRRE1543478518 | Sicklerville | 8081 | 14 | 9.92 | Residential | Yes | Behind the Meter | Orbit Energy & Power, LLC | AC Electric | Accepted | 2019-12-04 | 2019-12-09 | 2020-12-09 | TRINA SOLAR | TSM-DD05A.08 (II) 310W | Solar Panels |  | 0.31 | 26 | 163 | 20 |  | Fixed | Roof
Solar Registration Program | NJSRRE1543478518 | Sicklerville | 8081 | 14 | 9.92 | Residential | Yes | Behind the Meter | Orbit Energy & Power, LLC | AC Electric | Accepted | 2019-12-04 | 2019-12-09 | 2020-12-09 | TRINA SOLAR | TSM-DD05A.08(II) 310W | Solar Panels |  | 0.31 | 6 | 163 | 20 |  | Fixed | Roof
Solar Registration Program | NJSRRE1543478518 | Sicklerville | 8081 | 14 | 9.92 | Residential | Yes | Behind the Meter | Orbit Energy & Power, LLC | AC Electric | Accepted | 2019-12-04 | 2019-12-09 | 2020-12-09 | ENPHASE | IQ7-60-2-US | Inverters | 0.24 |  | 32 |  |  | 0.99 |  | Outside | ROOF
Solar Registration Program | NJSRRE1543481643 | Pleasantville | 8232 | 19 | 9.92 | Residential | No | Behind the Meter | Castle Energy, LLC | AC Electric | Accepted | 2019-12-05 | 2019-12-09 | 2020-12-09 | Hanwha Q-Cells | Q.Peak DUO-G5 320 | Solar Panels |  | 0.32 | 18 | 207 | 35 |  | Fixed | Roof
Solar Registration Program | NJSRRE1543481643 | Pleasantville | 8232 | 19 | 9.92 | Residential | No | Behind the Meter | Castle Energy, LLC | AC Electric | Accepted | 2019-12-05 | 2019-12-09 | 2020-12-09 | Hanwha Q-Cells | Q.Peak DUO-G5 320 | Solar Panels |  | 0.32 | 13 | 207 | 20 |  | Fixed | Roof
Solar Registration Program | NJSRRE1543481643 | Pleasantville | 8232 | 19 | 9.92 | Residential | No | Behind the Meter | Castle Energy, LLC | AC Electric | Accepted | 2019-12-05 | 2019-12-09 | 2020-12-09 | Enphase Energy | IQ7-60-2-US | Inverters | 240 |  | 31 |  |  | 0.967 |  | Outside | on the rooftop under each solar panel
Solar Registration Program | NJSRRE1543488938 | Verona | 7044 | 9 | 9.92 | Residential | No | Behind the Meter | Sundial Solar Innovations | PSE&G | Accepted | 2019-12-06 | 2019-12-10 | 2020-12-10 | Hanwha | Qcell320w | Solar Panels |  | 0.32 | 31 | 200, 110, 290, 20 | 30 |  | Fixed | Roof
Solar Registration Program | NJSRRE1543488938 | Verona | 7044 | 9 | 9.92 | Residential | No | Behind the Meter | Sundial Solar Innovations | PSE&G | Accepted | 2019-12-06 | 2019-12-10 | 2020-12-10 | Enphase | iq7+ | Inverters | 290 |  | 31 |  |  | 0.97 |  | Outside | roof
Solar Registration Program | NJSRRE1543502104 | Dorchester | 8316 | 20 | 9.92 | Residential | Yes | Behind the Meter | All Season Solar | AC Electric | Accepted | 2019-12-09 | 2019-12-12 | 2020-12-12 | Trina | TSM DD05H.05II 310W AUG 2019 | Solar Panels |  | 0.31 | 10 | 178 | 13 |  | Fixed | Roof
Solar Registration Program | NJSRRE1543502104 | Dorchester | 8316 | 20 | 9.92 | Residential | Yes | Behind the Meter | All Season Solar | AC Electric | Accepted | 2019-12-09 | 2019-12-12 | 2020-12-12 | Trina | TSM DD05H.05II 310W AUG 2019 | Solar Panels |  | 0.31 | 10 | 178 | 13 |  | Fixed | Roof
Solar Registration Program | NJSRRE1543502104 | Dorchester | 8316 | 20 | 9.92 | Residential | Yes | Behind the Meter | All Season Solar | AC Electric | Accepted | 2019-12-09 | 2019-12-12 | 2020-12-12 | Trina | TSM DD05H.05II 310W AUG 2019 | Solar Panels |  | 0.31 | 3 | 268 | 25 |  | Fixed | Roof
Solar Registration Program | NJSRRE1543502104 | Dorchester | 8316 | 20 | 9.92 | Residential | Yes | Behind the Meter | All Season Solar | AC Electric | Accepted | 2019-12-09 | 2019-12-12 | 2020-12-12 | Trina | TSM DD05H.05II 310W AUG 2019 | Solar Panels |  | 0.31 | 3 | 88 | 25 |  | Fixed | Roof
Solar Registration Program | NJSRRE1543502104 | Dorchester | 8316 | 20 | 9.92 | Residential | Yes | Behind the Meter | All Season Solar | AC Electric | Accepted | 2019-12-09 | 2019-12-12 | 2020-12-12 | Trina | TSM DD05H.05II 310W AUG 2019 | Solar Panels |  | 0.31 | 3 | 178 | 30 |  | Fixed | Roof
Solar Registration Program | NJSRRE1543502104 | Dorchester | 8316 | 20 | 9.92 | Residential | Yes | Behind the Meter | All Season Solar | AC Electric | Accepted | 2019-12-09 | 2019-12-12 | 2020-12-12 | Trina | TSM DD05H.05II 310W AUG 2019 | Solar Panels |  | 0.31 | 3 | 178 | 30 |  | Fixed | Roof
Solar Registration Program | NJSRRE1543502104 | Dorchester | 8316 | 20 | 9.92 | Residential | Yes | Behind the Meter | All Season Solar | AC Electric | Accepted | 2019-12-09 | 2019-12-12 | 2020-12-12 | Enphase | IQ7 | Inverters | 240 |  | 32 |  |  | 0.97 |  | Outdoor | Under Module
Solar Registration Program | NJSRRE1543550245 | PRINCETON | 8540 | 12 | 9.92 | Residential | Yes | Behind the Meter | Sun 101 LLC | PSE&G | Accepted | 2019-12-14 | 2019-12-18 | 2020-12-18 | PANASONIC | N320K | Solar Panels |  | 0.32 | 31 | 240 | 15 |  | Fixed | Roof
Solar Registration Program | NJSRRE1543550245 | PRINCETON | 8540 | 12 | 9.92 | Residential | Yes | Behind the Meter | Sun 101 LLC | PSE&G | Accepted | 2019-12-14 | 2019-12-18 | 2020-12-18 | SOLAREDGE | SE7600HUS | Inverters | 7600 |  | 1 |  |  | 0.99 |  | Outdoor | RIGHT METER
Solar Registration Program | NJSRRE1542528030 | Lakewood | 8701 | 18 | 9.94 | Residential | No | Behind the Meter | Powerlutions | JCP&L | Accepted | 2019-10-11 | 2019-10-15 | 2020-10-15 | Trina | TSM-310 DD05A | Solar Panels |  | 0.31 | 14 | 187 | 20 |  | Fixed | Roof
Solar Registration Program | NJSRRE1542528030 | Lakewood | 8701 | 18 | 9.94 | Residential | No | Behind the Meter | Powerlutions | JCP&L | Accepted | 2019-10-11 | 2019-10-15 | 2020-10-15 | Trina | TSM-310 DD05A | Solar Panels |  | 0.31 | 4 | 187 | 38 |  | Fixed | Roof
Solar Registration Program | NJSRRE1542528030 | Lakewood | 8701 | 18 | 9.94 | Residential | No | Behind the Meter | Powerlutions | JCP&L | Accepted | 2019-10-11 | 2019-10-15 | 2020-10-15 | Trina | TSM-310 DD05A | Solar Panels |  | 0.32 | 2 | 277 | 17 |  | Fixed | Roof
Solar Registration Program | NJSRRE1542528030 | Lakewood | 8701 | 18 | 9.94 | Residential | No | Behind the Meter | Powerlutions | JCP&L | Accepted | 2019-10-11 | 2019-10-15 | 2020-10-15 | Trina | TSM-310 DD05A | Solar Panels |  | 0.31 | 12 | 187 | 38 |  | Fixed | Roof
Solar Registration Program | NJSRRE1542528030 | Lakewood | 8701 | 18 | 9.94 | Residential | No | Behind the Meter | Powerlutions | JCP&L | Accepted | 2019-10-11 | 2019-10-15 | 2020-10-15 | SolarEdge | SE7600H-US | Inverters | 7.6 |  | 1 |  |  | 0.99 |  | Outdoor | Near Meter
Solar Registration Program | NJSRRE1540220158 | Freehold | 7728 | 17 | 9.95 | Residential | Yes | Behind the Meter | Ecological Systems LLC | JCP&L | Extension Requested | 2019-01-09 | 2019-01-21 | 2020-01-21 | Lightway | LW255 | Solar Panels |  | 0.255 | 39 | 180 | 20 |  | Fixed | Roof
Solar Registration Program | NJSRRE1540220158 | Freehold | 7728 | 17 | 9.95 | Residential | Yes | Behind the Meter | Ecological Systems LLC | JCP&L | Extension Requested | 2019-01-09 | 2019-01-21 | 2020-01-21 | Fronius | 10.0-01 | Inverters | 10000 |  | 1 |  |  | 0.96 |  | Outside | at meter
Solar Registration Program | NJSRRE1540220158 | Freehold | 7728 | 17 | 9.95 | Residential | Yes | Behind the Meter | Ecological Systems LLC | JCP&L | Extension Requested | 2019-01-09 | 2019-01-21 | 2020-01-21 | Solar Log | CL200 | Meters |  |  | 1 |  |  |  |  | Outdoor
Solar Registration Program | NJSRRE1540336753 | Jackson | 8527 | 18 | 9.95 | Residential | No | Behind the Meter | Ecological Systems LLC | JCP&L | Accepted | 2019-02-06 | 2019-02-08 | 2020-02-08 | Lightway | LW255 | Solar Panels |  | 0.255 | 39 | 180 | 25 |  | Fixed | Roof
Solar Registration Program | NJSRRE1540336753 | Jackson | 8527 | 18 | 9.95 | Residential | No | Behind the Meter | Ecological Systems LLC | JCP&L | Accepted | 2019-02-06 | 2019-02-08 | 2020-02-08 | Fronius | 10.0-01 | Inverters | 10000 |  | 1 |  |  | 0.96 |  | Outside | at meter
Solar Registration Program | NJSRRE1540336753 | Jackson | 8527 | 18 | 9.95 | Residential | No | Behind the Meter | Ecological Systems LLC | JCP&L | Accepted | 2019-02-06 | 2019-02-08 | 2020-02-08 | Solar Log | CL200 | Meters |  |  | 1 |  |  |  |  | Outdoor
Solar Registration Program | NJSRRE1542421754 | Ridgefield | 7657 | 7 | 9.95 | Residential | No | Behind the Meter | Green Power Solution | PSE&G | Accepted | 2019-09-19 | 2019-10-03 | 2020-10-03 | Trina | TSM-255PD05.082 | Solar Panels |  | 0.255 | 39 | 200 | 20 |  | Fixed | Roof
Solar Registration Program | NJSRRE1542421754 | Ridgefield | 7657 | 7 | 9.95 | Residential | No | Behind the Meter | Green Power Solution | PSE&G | Accepted | 2019-09-19 | 2019-10-03 | 2020-10-03 | SolarEdge | SOLAR EDGE SE5000H-US (240V | Inverters | 5000 |  | 2 |  |  | 0.98 |  | Outdoor | E. Side of home
Solar Registration Program | NJSRRE1543450785 | Howell Township | 7731 | 17 | 9.95 | Residential | No | Behind the Meter | Green Power Solution | JCP&L | Accepted | 2019-11-27 | 2019-12-03 | 2020-12-03 | Trina | TSM-255PD05.082 | Solar Panels |  | 0.255 | 39 | 150 | 18 |  | Fixed | Roof
Solar Registration Program | NJSRRE1543450785 | Howell Township | 7731 | 17 | 9.95 | Residential | No | Behind the Meter | Green Power Solution | JCP&L | Accepted | 2019-11-27 | 2019-12-03 | 2020-12-03 | SMA | SB 5.01SP-US-40 (240V) | Inverters | 5 |  | 2 |  |  | 0.98 |  | Outdoor | S.Side
Solar Registration Program | NJSRRE1543450803 | Piscataway | 8854 | 11 | 9.95 | Residential | No | Behind the Meter | Green Power Solution | PSE&G | Accepted | 2019-11-27 | 2019-12-03 | 2020-12-03 | Trina | TSM-255PD05.082 | Solar Panels |  | 0.255 | 39 | 150 | 22 |  | Fixed | Roof
Solar Registration Program | NJSRRE1543450803 | Piscataway | 8854 | 11 | 9.95 | Residential | No | Behind the Meter | Green Power Solution | PSE&G | Accepted | 2019-11-27 | 2019-12-03 | 2020-12-03 | SMA | SB 5.0-1SP-US-40 (240V) | Inverters | 5 |  | 2 |  |  | 0.98 |  | Outdoor | E.Side
Solar Registration Program | NJSRRE1541844471 | Teaneck | 7666 | 7 | 9.99 | Residential | No | Behind the Meter | Kamtech Solar Solutions | PSE&G | Accepted | 2019-08-15 | 2019-08-23 | 2020-08-23 | Sunpower Corporation | X22-370-C-AC | Solar Panels |  | 0.37 | 4 | 112 | 19 |  | Fixed | Roof
Solar Registration Program | NJSRRE1541844471 | Teaneck | 7666 | 7 | 9.99 | Residential | No | Behind the Meter | Kamtech Solar Solutions | PSE&G | Accepted | 2019-08-15 | 2019-08-23 | 2020-08-23 | Sunpower Corporation | X22-370-C-AC | Solar Panels |  | 0.37 | 14 | 202 | 25 |  | Fixed | Roof
Solar Registration Program | NJSRRE1541844471 | Teaneck | 7666 | 7 | 9.99 | Residential | No | Behind the Meter | Kamtech Solar Solutions | PSE&G | Accepted | 2019-08-15 | 2019-08-23 | 2020-08-23 | Sunpower Corporation | X22-370-C-AC | Solar Panels |  | 0.37 | 5 | 22 | 14 |  | Fixed | Roof
Solar Registration Program | NJSRRE1541844471 | Teaneck | 7666 | 7 | 9.99 | Residential | No | Behind the Meter | Kamtech Solar Solutions | PSE&G | Accepted | 2019-08-15 | 2019-08-23 | 2020-08-23 | Sunpower Corporation | X22-370-C-AC | Solar Panels |  | 0.37 | 4 | 292 | 19 |  | Fixed | Roof
Solar Registration Program | NJSRRE1541844471 | Teaneck | 7666 | 7 | 9.99 | Residential | No | Behind the Meter | Kamtech Solar Solutions | PSE&G | Accepted | 2019-08-15 | 2019-08-23 | 2020-08-23 | Enphase Energy | IQ-7X | Inverters | 0.315 |  | 27 |  |  | 0.975 |  | Outdoor | Underneath each module
Solar Registration Program | NJSRRE1542494097 | Rahway City | 7065 | 10 | 9.99 | Residential | No | Behind the Meter | Solar Spectrum LLC | PSE&G | Accepted | 2019-10-02 | 2019-10-04 | 2020-10-04 | LG Electronics | LG370Q1C-V5 | Solar Panels |  | 0.37 | 15 | 172 | 8 |  | Fixed | Roof
Solar Registration Program | NJSRRE1542494097 | Rahway City | 7065 | 10 | 9.99 | Residential | No | Behind the Meter | Solar Spectrum LLC | PSE&G | Accepted | 2019-10-02 | 2019-10-04 | 2020-10-04 | LG Electronics | LG370Q1C-V5 | Solar Panels |  | 0.37 | 12 | 82 | 19 |  | Fixed | Roof
Solar Registration Program | NJSRRE1542494097 | Rahway City | 7065 | 10 | 9.99 | Residential | No | Behind the Meter | Solar Spectrum LLC | PSE&G | Accepted | 2019-10-02 | 2019-10-04 | 2020-10-04 | SolarEdge Technologies | SE7600H-US | Inverters | 32 |  | 1 |  |  | 0.99 |  | Outdoor | near meter
Solar Registration Program | NJSRRE1542467601 | Sayreville | 8872 | 11 | 10.01 | Residential | Yes | Behind the Meter | Pro Custom Solar dba Momentum Solar | JCP&L | Accepted | 2019-10-01 | 2019-10-03 | 2020-10-03 | LG ELECTRONICS | LG 345N1C-V5 | Solar Panels |  | 0.345 | 11 | 165 | 25 |  | Fixed | Roof
Solar Registration Program | NJSRRE1542467601 | Sayreville | 8872 | 11 | 10.01 | Residential | Yes | Behind the Meter | Pro Custom Solar dba Momentum Solar | JCP&L | Accepted | 2019-10-01 | 2019-10-03 | 2020-10-03 | LG ELECTRONICS | LG 345N1C-V5 | Solar Panels |  | 0.345 | 18 | 345 | 30 |  | Fixed | Roof
Solar Registration Program | NJSRRE1542467601 | Sayreville | 8872 | 11 | 10.01 | Residential | Yes | Behind the Meter | Pro Custom Solar dba Momentum Solar | JCP&L | Accepted | 2019-10-01 | 2019-10-03 | 2020-10-03 | Enphase Energy | IQ7-60-2-US | Inverters | 250 |  | 29 |  |  | 0.97 |  | Outdoor | Roof
Solar Registration Program | NJSRRE1542476187 | Sewell | 8080 | 15 | 10.01 | Residential | Yes | Behind the Meter | Pro Custom Solar dba Momentum Solar | AC Electric | Accepted | 2019-10-01 | 2019-10-03 | 2020-10-03 | LG ELECTRONICS | LG 345N1C-V5 | Solar Panels |  | 0.345 | 15 | 144 | 18 |  | Fixed | Roof
Solar Registration Program | NJSRRE1542476187 | Sewell | 8080 | 15 | 10.01 | Residential | Yes | Behind the Meter | Pro Custom Solar dba Momentum Solar | AC Electric | Accepted | 2019-10-01 | 2019-10-03 | 2020-10-03 | LG ELECTRONICS | LG 345N1C-V5 | Solar Panels |  | 0.345 | 14 | 324 | 18 |  | Fixed | Roof
Solar Registration Program | NJSRRE1542476187 | Sewell | 8080 | 15 | 10.01 | Residential | Yes | Behind the Meter | Pro Custom Solar dba Momentum Solar | AC Electric | Accepted | 2019-10-01 | 2019-10-03 | 2020-10-03 | Enphase Energy | IQ7-60-2-US | Inverters | 250 |  | 29 |  |  | 0.97 |  | Outdoor | Roof
Solar Registration Program | NJSRRE1542528397 | Wayne | 7470 | 6 | 10.01 | Residential | Yes | Behind the Meter | Pro Custom Solar dba Momentum Solar | PSE&G | Accepted | 2019-10-11 | 2019-10-15 | 2020-10-15 | LG Electronics | LG 345N1C-V5 | Solar Panels |  | 0.345 | 3 | 84 | 29 |  | Fixed | Roof
Solar Registration Program | NJSRRE1542528397 | Wayne | 7470 | 6 | 10.01 | Residential | Yes | Behind the Meter | Pro Custom Solar dba Momentum Solar | PSE&G | Accepted | 2019-10-11 | 2019-10-15 | 2020-10-15 | LG Electronics | LG 345N1C-V5 | Solar Panels |  | 0.345 | 8 | 84 | 18 |  | Fixed | Roof
Solar Registration Program | NJSRRE1542528397 | Wayne | 7470 | 6 | 10.01 | Residential | Yes | Behind the Meter | Pro Custom Solar dba Momentum Solar | PSE&G | Accepted | 2019-10-11 | 2019-10-15 | 2020-10-15 | LG Electronics | LG 345N1C-V5 | Solar Panels |  | 0.345 | 18 | 264 | 32 |  | Fixed | Roof
Solar Registration Program | NJSRRE1542528397 | Wayne | 7470 | 6 | 10.01 | Residential | Yes | Behind the Meter | Pro Custom Solar dba Momentum Solar | PSE&G | Accepted | 2019-10-11 | 2019-10-15 | 2020-10-15 | Enphase Energy | IQ7-60-2-US | Inverters | 250 |  | 29 |  |  | 0.97 |  | Outdoor | Roof
Solar Registration Program | NJSRRE1542553780 | Red Bank | 7701 | 17 | 10.01 | Residential | Yes | Behind the Meter | Pro Custom Solar dba Momentum Solar | JCP&L | Accepted | 2019-10-17 | 2019-10-21 | 2020-10-21 | LG ELECTRONICS | LG 345N1C-V5 | Solar Panels |  | 0.345 | 11 | 262 | 31 |  | Fixed | Roof
Solar Registration Program | NJSRRE1542553780 | Red Bank | 7701 | 17 | 10.01 | Residential | Yes | Behind the Meter | Pro Custom Solar dba Momentum Solar | JCP&L | Accepted | 2019-10-17 | 2019-10-21 | 2020-10-21 | LG ELECTRONICS | LG 345N1C-V5 | Solar Panels |  | 0.345 | 5 | 82 | 30 |  | Fixed | Roof
Solar Registration Program | NJSRRE1542553780 | Red Bank | 7701 | 17 | 10.01 | Residential | Yes | Behind the Meter | Pro Custom Solar dba Momentum Solar | JCP&L | Accepted | 2019-10-17 | 2019-10-21 | 2020-10-21 | LG ELECTRONICS | LG 345N1C-V5 | Solar Panels |  | 0.345 | 7 | 173 | 12 |  | Fixed | Roof
Solar Registration Program | NJSRRE1542553780 | Red Bank | 7701 | 17 | 10.01 | Residential | Yes | Behind the Meter | Pro Custom Solar dba Momentum Solar | JCP&L | Accepted | 2019-10-17 | 2019-10-21 | 2020-10-21 | LG ELECTRONICS | LG 345N1C-V5 | Solar Panels |  | 0.345 | 6 | 353 | 17 |  | Fixed | Roof
Solar Registration Program | NJSRRE1542553780 | Red Bank | 7701 | 17 | 10.01 | Residential | Yes | Behind the Meter | Pro Custom Solar dba Momentum Solar | JCP&L | Accepted | 2019-10-17 | 2019-10-21 | 2020-10-21 | Enphase Energy | IQ7-60-2-US | Inverters | 250 |  | 29 |  |  | 0.97 |  | Outdoor | Roof
Solar Registration Program | NJSRRE1542554009 | Union | 7083 | 10 | 10.01 | Residential | Yes | Behind the Meter | Pro Custom Solar dba Momentum Solar | PSE&G | Accepted | 2019-10-17 | 2019-10-21 | 2020-10-21 | LG ELECTRONICS | LG 345N1C-V5 | Solar Panels |  | 0.345 | 12 | 128 | 26 |  | Fixed | Roof
Solar Registration Program | NJSRRE1542554009 | Union | 7083 | 10 | 10.01 | Residential | Yes | Behind the Meter | Pro Custom Solar dba Momentum Solar | PSE&G | Accepted | 2019-10-17 | 2019-10-21 | 2020-10-21 | LG ELECTRONICS | LG 345N1C-V5 | Solar Panels |  | 0.345 | 10 | 38 | 26 |  | Fixed | Roof
Solar Registration Program | NJSRRE1542554009 | Union | 7083 | 10 | 10.01 | Residential | Yes | Behind the Meter | Pro Custom Solar dba Momentum Solar | PSE&G | Accepted | 2019-10-17 | 2019-10-21 | 2020-10-21 | LG ELECTRONICS | LG 345N1C-V5 | Solar Panels |  | 0.345 | 7 | 218 | 26 |  | Fixed | Roof
Solar Registration Program | NJSRRE1542554009 | Union | 7083 | 10 | 10.01 | Residential | Yes | Behind the Meter | Pro Custom Solar dba Momentum Solar | PSE&G | Accepted | 2019-10-17 | 2019-10-21 | 2020-10-21 | Enphase Energy | IQ7-60-2-US | Inverters | 250 |  | 29 |  |  | 0.97 |  | Outdoor | Roof
Solar Registration Program | NJSRRE1542581360 | Glassboro | 8028 | 15 | 10.01 | Residential | Yes | Behind the Meter | Pro Custom Solar dba Momentum Solar | AC Electric | Accepted | 2019-10-24 | 2019-10-28 | 2020-10-28 | LG Electronics | LG 345N1C-V5 | Solar Panels |  | 0.345 | 8 | 150 | 26 |  | Fixed | Roof
Solar Registration Program | NJSRRE1542581360 | Glassboro | 8028 | 15 | 10.01 | Residential | Yes | Behind the Meter | Pro Custom Solar dba Momentum Solar | AC Electric | Accepted | 2019-10-24 | 2019-10-28 | 2020-10-28 | LG Electronics | LG 345N1C-V5 | Solar Panels |  | 0.345 | 21 | 330 | 8 |  | Fixed | Roof
Solar Registration Program | NJSRRE1542581360 | Glassboro | 8028 | 15 | 10.01 | Residential | Yes | Behind the Meter | Pro Custom Solar dba Momentum Solar | AC Electric | Accepted | 2019-10-24 | 2019-10-28 | 2020-10-28 | Enphase Energy | IQ7PLUS-72-2-US | Inverters | 295 |  | 29 |  |  | 0.97 |  | Outdoor | Roof
Solar Registration Program | NJSRRE1542837280 | Parsippany | 7054 | 3 | 10.01 | Residential | No | Behind the Meter | Pro Custom Solar dba Momentum Solar | JCP&L | Accepted | 2019-10-30 | 2019-11-04 | 2020-11-04 | LG ELECTRONICS | LG 345N1C-V5 | Solar Panels |  | 0.345 | 9 | 207 | 34 |  | Fixed | Roof
Solar Registration Program | NJSRRE1542837280 | Parsippany | 7054 | 3 | 10.01 | Residential | No | Behind the Meter | Pro Custom Solar dba Momentum Solar | JCP&L | Accepted | 2019-10-30 | 2019-11-04 | 2020-11-04 | LG ELECTRONICS | LG 345N1C-V5 | Solar Panels |  | 0.345 | 20 | 117 | 34 |  | Fixed | Roof
Solar Registration Program | NJSRRE1542837280 | Parsippany | 7054 | 3 | 10.01 | Residential | No | Behind the Meter | Pro Custom Solar dba Momentum Solar | JCP&L | Accepted | 2019-10-30 | 2019-11-04 | 2020-11-04 | Enphase Energy | IQ7Plus-72-2-US | Inverters | 295 |  | 29 |  |  | 0.97 |  | Outdoor | Roof
Solar Registration Program | NJSRRE1543065630 | Wayne | 7470 | 6 | 10.01 | Residential | Yes | Behind the Meter | Pro Custom Solar dba Momentum Solar | JCP&L | Accepted | 2019-11-11 | 2019-11-13 | 2020-11-13 | LG Electronics | LG 345N1C-V5 | Solar Panels |  | 0.345 | 16 | 174 | 20 |  | Fixed | Roof
Solar Registration Program | NJSRRE1543065630 | Wayne | 7470 | 6 | 10.01 | Residential | Yes | Behind the Meter | Pro Custom Solar dba Momentum Solar | JCP&L | Accepted | 2019-11-11 | 2019-11-13 | 2020-11-13 | LG Electronics | LG 345N1C-V5 | Solar Panels |  | 0.345 | 13 | 174 | 20 |  | Fixed | Roof
Solar Registration Program | NJSRRE1543065630 | Wayne | 7470 | 6 | 10.01 | Residential | Yes | Behind the Meter | Pro Custom Solar dba Momentum Solar | JCP&L | Accepted | 2019-11-11 | 2019-11-13 | 2020-11-13 | Enphase Energy | IQ7PLUS-72-2-US | Inverters | 295 |  | 29 |  |  | 0.97 |  | Outdoor | Roof
Solar Registration Program | NJSRRE1543464876 | Bridgewater | 8807 | 5 | 10.01 | Residential | No | Behind the Meter | Pro Custom Solar dba Momentum Solar | PSE&G | Accepted | 2019-12-02 | 2019-12-04 | 2020-12-04 | LG Electronics | LG 345N1C-V5 | Solar Panels |  | 0.345 | 5 | 265 | 24 |  | Fixed | Roof
Solar Registration Program | NJSRRE1543464876 | Bridgewater | 8807 | 5 | 10.01 | Residential | No | Behind the Meter | Pro Custom Solar dba Momentum Solar | PSE&G | Accepted | 2019-12-02 | 2019-12-04 | 2020-12-04 | LG Electronics | LG 345N1C-V5 | Solar Panels |  | 0.345 | 24 | 85 | 24 |  | Fixed | Roof
Solar Registration Program | NJSRRE1543464876 | Bridgewater | 8807 | 5 | 10.01 | Residential | No | Behind the Meter | Pro Custom Solar dba Momentum Solar | PSE&G | Accepted | 2019-12-02 | 2019-12-04 | 2020-12-04 | Enphase Energy | IQ7PLUS-72-2-US | Inverters | 295 |  | 29 |  |  | 0.97 |  | Outdoor | Roof
Solar Registration Program | NJSRRE1543478609 | Sicklerville | 8081 | 14 | 10.01 | Residential | No | Behind the Meter | Pro Custom Solar dba Momentum Solar | AC Electric | Accepted | 2019-12-04 | 2019-12-09 | 2020-12-09 | LG Electronics | LG 345N1C-V5 | Solar Panels |  | 0.345 | 23 | 221 | 22 |  | Fixed | Roof
Solar Registration Program | NJSRRE1543478609 | Sicklerville | 8081 | 14 | 10.01 | Residential | No | Behind the Meter | Pro Custom Solar dba Momentum Solar | AC Electric | Accepted | 2019-12-04 | 2019-12-09 | 2020-12-09 | LG Electronics | LG 345N1C-V5 | Solar Panels |  | 0.345 | 6 | 130 | 18 |  | Fixed | Roof
Solar Registration Program | NJSRRE1543502357 | Kendall Park | 8824 | 11 | 10.01 | Residential | No | Behind the Meter | Pro Custom Solar dba Momentum Solar | PSE&G | Accepted | 2019-12-09 | 2019-12-12 | 2020-12-12 | LG ELECTRONICS | LG 345N1C-V5 | Solar Panels |  | 0.345 | 12 | 161 | 34 |  | Fixed | Roof
Solar Registration Program | NJSRRE1543502357 | Kendall Park | 8824 | 11 | 10.01 | Residential | No | Behind the Meter | Pro Custom Solar dba Momentum Solar | PSE&G | Accepted | 2019-12-09 | 2019-12-12 | 2020-12-12 | LG ELECTRONICS | LG 345N1C-V5 | Solar Panels |  | 0.345 | 17 | 161 | 29 |  | Fixed | Roof
Solar Registration Program | NJSRRE1543502357 | Kendall Park | 8824 | 11 | 10.01 | Residential | No | Behind the Meter | Pro Custom Solar dba Momentum Solar | PSE&G | Accepted | 2019-12-09 | 2019-12-12 | 2020-12-12 | Enphase Energy | IQ7Plus-72-2-US | Inverters | 295 |  | 29 |  |  | 0.97 |  | Outdoor | Roof
Solar Registration Program | NJSRRE1543547880 | Parlin | 8859 | 11 | 10.01 | Residential | Yes | Behind the Meter | Pro Custom Solar dba Momentum Solar | JCP&L | Accepted | 2019-12-13 | 2019-12-18 | 2020-12-18 | LG ELECTRONICS | LG 345N1C-V5 | Solar Panels |  | 0.345 | 8 | 187 | 16 |  | Fixed | Roof
Solar Registration Program | NJSRRE1543547880 | Parlin | 8859 | 11 | 10.01 | Residential | Yes | Behind the Meter | Pro Custom Solar dba Momentum Solar | JCP&L | Accepted | 2019-12-13 | 2019-12-18 | 2020-12-18 | LG ELECTRONICS | LG 345N1C-V5 | Solar Panels |  | 0.345 | 6 | 277 | 16 |  | Fixed | Roof
Solar Registration Program | NJSRRE1543547880 | Parlin | 8859 | 11 | 10.01 | Residential | Yes | Behind the Meter | Pro Custom Solar dba Momentum Solar | JCP&L | Accepted | 2019-12-13 | 2019-12-18 | 2020-12-18 | LG ELECTRONICS | LG 345N1C-V5 | Solar Panels |  | 0.345 | 3 | 97 | 16 |  | Fixed | Roof
Solar Registration Program | NJSRRE1543547880 | Parlin | 8859 | 11 | 10.01 | Residential | Yes | Behind the Meter | Pro Custom Solar dba Momentum Solar | JCP&L | Accepted | 2019-12-13 | 2019-12-18 | 2020-12-18 | LG ELECTRONICS | LG 345N1C-V5 | Solar Panels |  | 0.345 | 12 | 276 | 18 |  | Fixed | Roof
Solar Registration Program | NJSRRE1543547880 | Parlin | 8859 | 11 | 10.01 | Residential | Yes | Behind the Meter | Pro Custom Solar dba Momentum Solar | JCP&L | Accepted | 2019-12-13 | 2019-12-18 | 2020-12-18 | Enphase Energy | IQ7Plus-72-2-US | Inverters | 290 |  | 29 |  |  | 0.97 |  | Outdoor | Roof
Solar Registration Program | NJSRRE1540461831 | Belmar | 7719 | 17 | 10.03 | Residential | No | Behind the Meter | Pro Custom Solar dba Momentum Solar | JCP&L | Accepted | 2019-03-08 | 2019-03-11 | 2020-03-11 | HANWHA | Q-CELLS Q.PEAK BLK-G4.1 295 | Solar Panels |  | 0.295 | 3 | 195 | 40 |  | Fixed | Roof
Solar Registration Program | NJSRRE1540461831 | Belmar | 7719 | 17 | 10.03 | Residential | No | Behind the Meter | Pro Custom Solar dba Momentum Solar | JCP&L | Accepted | 2019-03-08 | 2019-03-11 | 2020-03-11 | HANWHA | Q-CELLS Q.PEAK BLK-G4.1 295 | Solar Panels |  | 0.295 | 4 | 105 | 42 |  | Fixed | Roof
Solar Registration Program | NJSRRE1540461831 | Belmar | 7719 | 17 | 10.03 | Residential | No | Behind the Meter | Pro Custom Solar dba Momentum Solar | JCP&L | Accepted | 2019-03-08 | 2019-03-11 | 2020-03-11 | HANWHA | Q-CELLS Q.PEAK BLK-G4.1 295 | Solar Panels |  | 0.295 | 3 | 105 | 24 |  | Fixed | Roof
Solar Registration Program | NJSRRE1540461831 | Belmar | 7719 | 17 | 10.03 | Residential | No | Behind the Meter | Pro Custom Solar dba Momentum Solar | JCP&L | Accepted | 2019-03-08 | 2019-03-11 | 2020-03-11 | HANWHA | Q-CELLS Q.PEAK BLK-G4.1 295 | Solar Panels |  | 0.295 | 2 | 285 | 24 |  | Fixed | Roof
Solar Registration Program | NJSRRE1540461831 | Belmar | 7719 | 17 | 10.03 | Residential | No | Behind the Meter | Pro Custom Solar dba Momentum Solar | JCP&L | Accepted | 2019-03-08 | 2019-03-11 | 2020-03-11 | HANWHA | Q-CELLS Q.PEAK BLK-G4.1 295 | Solar Panels |  | 0.295 | 8 | 285 | 40 |  | Fixed | Roof
Solar Registration Program | NJSRRE1540461831 | Belmar | 7719 | 17 | 10.03 | Residential | No | Behind the Meter | Pro Custom Solar dba Momentum Solar | JCP&L | Accepted | 2019-03-08 | 2019-03-11 | 2020-03-11 | HANWHA | Q-CELLS Q.PEAK BLK-G4.1 295 | Solar Panels |  | 0.295 | 14 | 195 | 1 |  | Fixed | Roof
Solar Registration Program | NJSRRE1540461831 | Belmar | 7719 | 17 | 10.03 | Residential | No | Behind the Meter | Pro Custom Solar dba Momentum Solar | JCP&L | Accepted | 2019-03-08 | 2019-03-11 | 2020-03-11 | ENPHASE | IQ6 | Inverters | 230 |  | 34 |  |  | 0.97 |  | Outside | ROOF
Solar Registration Program | NJSRRE1540829159 | Union | 7083 | 10 | 10.03 | Residential | Yes | Behind the Meter | Pro Custom Solar dba Momentum Solar | PSE&G | Accepted | 2019-04-08 | 2019-04-09 | 2020-04-09 | HANWHA Q-CELLS | Q.PEAK BLK-G4.1 295 | Solar Panels |  | 0.295 | 8 | 179 | 20 |  | Fixed | Roof
Solar Registration Program | NJSRRE1540829159 | Union | 7083 | 10 | 10.03 | Residential | Yes | Behind the Meter | Pro Custom Solar dba Momentum Solar | PSE&G | Accepted | 2019-04-08 | 2019-04-09 | 2020-04-09 | HANWHA Q-CELLS | Q.PEAK BLK-G4.1 295 | Solar Panels |  | 0.295 | 7 | 177 | 15 |  | Fixed | Roof
Solar Registration Program | NJSRRE1540829159 | Union | 7083 | 10 | 10.03 | Residential | Yes | Behind the Meter | Pro Custom Solar dba Momentum Solar | PSE&G | Accepted | 2019-04-08 | 2019-04-09 | 2020-04-09 | HANWHA Q-CELLS | Q.PEAK BLK-G4.1 295 | Solar Panels |  | 0.295 | 19 | 359 | 11 |  | Fixed | Roof
Solar Registration Program | NJSRRE1540829159 | Union | 7083 | 10 | 10.03 | Residential | Yes | Behind the Meter | Pro Custom Solar dba Momentum Solar | PSE&G | Accepted | 2019-04-08 | 2019-04-09 | 2020-04-09 | ENPHASE | IQ6-60-2-US | Inverters | 240 |  | 34 |  |  | 0.97 |  | Outdoor | ROOF
Solar Registration Program | NJSRRE1542461546 | Franklinville | 8322 | 15 | 10.03 | Residential | No | Behind the Meter | Bright Planet Solar | AC Electric | Accepted | 2019-09-30 | 2019-10-01 | 2020-10-01 | HANWHA Q-CELLS | Q.PEAK BLK-G4.1 295W | Solar Panels |  | 0.295 | 24 | 191 | 20 |  | Fixed | Roof
Solar Registration Program | NJSRRE1542461546 | Franklinville | 8322 | 15 | 10.03 | Residential | No | Behind the Meter | Bright Planet Solar | AC Electric | Accepted | 2019-09-30 | 2019-10-01 | 2020-10-01 | HANWHA Q-CELLS | Q.PEAK BLK-G4.1 295W | Solar Panels |  | 0.295 | 10 | 11 | 20 |  | Fixed | Roof
Solar Registration Program | NJSRRE1542461546 | Franklinville | 8322 | 15 | 10.03 | Residential | No | Behind the Meter | Bright Planet Solar | AC Electric | Accepted | 2019-09-30 | 2019-10-01 | 2020-10-01 | SOLAR EDGE | SE7600H-USRGM | Inverters | 7600 |  | 1 |  |  | 0.98 |  | Outdoor | NEXT TO METER
Solar Registration Program | NJSRRE1542737933 | Medford Twp | 8055 | 13 | 10.03 | Residential | Yes | Behind the Meter | Bright Planet Solar | PSE&G | Accepted | 2019-10-29 | 2019-10-31 | 2020-10-31 | HANWHA Q-CELLS | Q.PEAK BLK-G4.1 295W | Solar Panels |  | 0.295 | 22 | 178 | 30 |  | Fixed | Roof
Solar Registration Program | NJSRRE1542737933 | Medford Twp | 8055 | 13 | 10.03 | Residential | Yes | Behind the Meter | Bright Planet Solar | PSE&G | Accepted | 2019-10-29 | 2019-10-31 | 2020-10-31 | HANWHA Q-CELLS | Q.PEAK BLK-G4.1 295W | Solar Panels |  | 0.295 | 12 | 178 | 27 |  | Fixed | Roof
Solar Registration Program | NJSRRE1542737933 | Medford Twp | 8055 | 13 | 10.03 | Residential | Yes | Behind the Meter | Bright Planet Solar | PSE&G | Accepted | 2019-10-29 | 2019-10-31 | 2020-10-31 | SOLAR EDGE | SE7600H-USRGM | Inverters | 7600 |  | 1 |  |  | 0.98 |  | Outdoor | NEXT TO METER
Solar Registration Program | NJSRRE1540412821 | Roselle Park | 7204 | 10 | 10.05 | Residential | Yes | Behind the Meter | Pro Custom Solar dba Momentum Solar | PSE&G | Accepted | 2019-03-01 | 2019-03-04 | 2020-03-04 | LG | LG 335N1C-A5 | Solar Panels |  | 0.335 | 15 | 80 | 28 |  | Fixed | Roof
Solar Registration Program | NJSRRE1540412821 | Roselle Park | 7204 | 10 | 10.05 | Residential | Yes | Behind the Meter | Pro Custom Solar dba Momentum Solar | PSE&G | Accepted | 2019-03-01 | 2019-03-04 | 2020-03-04 | LG | LG 335N1C-A5 | Solar Panels |  | 0.335 | 15 | 260 | 30 |  | Fixed | Roof
Solar Registration Program | NJSRRE1540412821 | Roselle Park | 7204 | 10 | 10.05 | Residential | Yes | Behind the Meter | Pro Custom Solar dba Momentum Solar | PSE&G | Accepted | 2019-03-01 | 2019-03-04 | 2020-03-04 | ENPHASE | IQ6-60-2-US | Inverters | 240 |  | 30 |  |  | 0.97 |  | Outdoor | ROOF
Solar Registration Program | NJSRRE1540958295 | Irvington | 7111 | 9 | 10.05 | Residential | Yes | Behind the Meter | Pro Custom Solar dba Momentum Solar | PSE&G | Accepted | 2019-05-03 | 2019-05-08 | 2020-05-08 | LG | LG 335N1C-A5 | Solar Panels |  | 0.335 | 16 | 200 | 30 |  | Fixed | Roof
Solar Registration Program | NJSRRE1540958295 | Irvington | 7111 | 9 | 10.05 | Residential | Yes | Behind the Meter | Pro Custom Solar dba Momentum Solar | PSE&G | Accepted | 2019-05-03 | 2019-05-08 | 2020-05-08 | LG | LG 335N1C-A5 | Solar Panels |  | 0.335 | 14 | 20 | 30 |  | Fixed | Roof
Solar Registration Program | NJSRRE1540958295 | Irvington | 7111 | 9 | 10.05 | Residential | Yes | Behind the Meter | Pro Custom Solar dba Momentum Solar | PSE&G | Accepted | 2019-05-03 | 2019-05-08 | 2020-05-08 | ENPHASE | IQ7-60-2-US | Inverters | 250 |  | 30 |  |  | 0.97 |  | Outdoor | ROOF
Solar Registration Program | NJSRRE1541136507 | East Orange | 7017 | 9 | 10.05 | Residential | No | Behind the Meter | New Jersey Clean Energy Solutions | PSE&G | Accepted | 2019-06-12 | 2019-06-17 | 2020-06-17 | Sunpower | SPR-X21-335-E | Solar Panels |  | 0.335 | 30 | 215 | 5 |  | Fixed | Roof | Arbor
Solar Registration Program | NJSRRE1541136507 | East Orange | 7017 | 9 | 10.05 | Residential | No | Behind the Meter | New Jersey Clean Energy Solutions | PSE&G | Accepted | 2019-06-12 | 2019-06-17 | 2020-06-17 | Sunpower | IQ7 | Inverters | 0.32 |  | 30 |  |  | 0.97 |  | Outside | under array
Solar Registration Program | NJSRRE1541631481 | South Hackensack | 7606 | 7 | 10.05 | Residential | Yes | Behind the Meter | Pro Custom Solar dba Momentum Solar | PSE&G | Accepted | 2019-07-11 | 2019-07-15 | 2020-07-15 | LG ELECTRONICS | LG 335N1C-A5 | Solar Panels |  | 0.335 | 9 | 209 | 20 |  | Fixed | Roof
Solar Registration Program | NJSRRE1541631481 | South Hackensack | 7606 | 7 | 10.05 | Residential | Yes | Behind the Meter | Pro Custom Solar dba Momentum Solar | PSE&G | Accepted | 2019-07-11 | 2019-07-15 | 2020-07-15 | LG ELECTRONICS | LG 335N1C-A5 | Solar Panels |  | 0.335 | 4 | 29 | 28 |  | Fixed | Roof
Solar Registration Program | NJSRRE1541631481 | South Hackensack | 7606 | 7 | 10.05 | Residential | Yes | Behind the Meter | Pro Custom Solar dba Momentum Solar | PSE&G | Accepted | 2019-07-11 | 2019-07-15 | 2020-07-15 | LG ELECTRONICS | LG 335N1C-A5 | Solar Panels |  | 0.335 | 3 | 299 | 20 |  | Fixed | Roof
Solar Registration Program | NJSRRE1541631481 | South Hackensack | 7606 | 7 | 10.05 | Residential | Yes | Behind the Meter | Pro Custom Solar dba Momentum Solar | PSE&G | Accepted | 2019-07-11 | 2019-07-15 | 2020-07-15 | LG ELECTRONICS | LG 335N1C-A5 | Solar Panels |  | 0.335 | 7 | 119 | 20 |  | Fixed | Roof
Solar Registration Program | NJSRRE1541631481 | South Hackensack | 7606 | 7 | 10.05 | Residential | Yes | Behind the Meter | Pro Custom Solar dba Momentum Solar | PSE&G | Accepted | 2019-07-11 | 2019-07-15 | 2020-07-15 | LG ELECTRONICS | LG 335N1C-A5 | Solar Panels |  | 0.335 | 7 | 29 | 20 |  | Fixed | Roof
Solar Registration Program | NJSRRE1541631481 | South Hackensack | 7606 | 7 | 10.05 | Residential | Yes | Behind the Meter | Pro Custom Solar dba Momentum Solar | PSE&G | Accepted | 2019-07-11 | 2019-07-15 | 2020-07-15 | ENPHASE | IQ7-60-2-US | Inverters | 250 |  | 30 |  |  | 0.97 |  | Outdoor | Roof
Solar Registration Program | NJSRRE1541637292 | Wodbine | 8270 | 21 | 10.05 | Residential | No | Behind the Meter | Geoscape Solar | AC Electric | Accepted | 2019-07-12 | 2019-07-16 | 2020-07-16 | LG Electronics | LG335N1C-A5 | Solar Panels |  | 0.335 | 30 | 180 | 20 |  | Fixed | Ground
Solar Registration Program | NJSRRE1541637292 | Wodbine | 8270 | 21 | 10.05 | Residential | No | Behind the Meter | Geoscape Solar | AC Electric | Accepted | 2019-07-12 | 2019-07-16 | 2020-07-16 | Solar Edge | SE7600H-US | Inverters | 7600 |  | 1 |  |  | 0.98 |  | Outside | adj to utility meter
Solar Registration Program | NJSRRE1541637903 | Jersey City | 7305 | 8 | 10.05 | Residential | Yes | Behind the Meter | Pro Custom Solar dba Momentum Solar | PSE&G | Accepted | 2019-07-12 | 2019-07-16 | 2020-07-16 | LG ELECTRONICS | LG335N1C-A5 | Solar Panels |  | 0.335 | 26 | 224 | 21 |  | Fixed | Roof
Solar Registration Program | NJSRRE1541637903 | Jersey City | 7305 | 8 | 10.05 | Residential | Yes | Behind the Meter | Pro Custom Solar dba Momentum Solar | PSE&G | Accepted | 2019-07-12 | 2019-07-16 | 2020-07-16 | LG ELECTRONICS | LG335N1C-A5 | Solar Panels |  | 0.335 | 4 | 44 | 23 |  | Fixed | Roof
Solar Registration Program | NJSRRE1541637903 | Jersey City | 7305 | 8 | 10.05 | Residential | Yes | Behind the Meter | Pro Custom Solar dba Momentum Solar | PSE&G | Accepted | 2019-07-12 | 2019-07-16 | 2020-07-16 | ENPHASE | IQ7-60-2-US | Inverters | 250 |  | 30 |  |  | 0.97 |  | Outdoor | Roof
Solar Registration Program | NJSRRE1541672532 | WILLINGBORO | 8046 | 13 | 10.05 | Residential | Yes | Behind the Meter | Pro Custom Solar dba Momentum Solar | PSE&G | Accepted | 2019-07-16 | 2019-07-18 | 2020-07-18 | LG ELECTRONICS | LG 335N1C-A5 | Solar Panels |  | 0.335 | 18 | 190 | 24 |  | Fixed | Roof
Solar Registration Program | NJSRRE1541672532 | WILLINGBORO | 8046 | 13 | 10.05 | Residential | Yes | Behind the Meter | Pro Custom Solar dba Momentum Solar | PSE&G | Accepted | 2019-07-16 | 2019-07-18 | 2020-07-18 | LG ELECTRONICS | LG 335N1C-A5 | Solar Panels |  | 0.335 | 12 | 190 | 19 |  | Fixed | Roof
Solar Registration Program | NJSRRE1541672532 | WILLINGBORO | 8046 | 13 | 10.05 | Residential | Yes | Behind the Meter | Pro Custom Solar dba Momentum Solar | PSE&G | Accepted | 2019-07-16 | 2019-07-18 | 2020-07-18 | ENPHASE | IQ7-60-2-US | Inverters | 250 |  | 30 |  |  | 0.97 |  | Outdoor | Roof
Solar Registration Program | NJSRRE1541723946 | JERSEY CITY | 7304 | 8 | 10.05 | Residential | Yes | Behind the Meter | Pro Custom Solar dba Momentum Solar | PSE&G | Accepted | 2019-07-31 | 2019-08-05 | 2020-08-05 | LG ELECTRONICS | LG 335N1C-V5 | Solar Panels |  | 0.335 | 14 | 125 | 25 |  | Fixed | Roof
Solar Registration Program | NJSRRE1541723946 | JERSEY CITY | 7304 | 8 | 10.05 | Residential | Yes | Behind the Meter | Pro Custom Solar dba Momentum Solar | PSE&G | Accepted | 2019-07-31 | 2019-08-05 | 2020-08-05 | LG ELECTRONICS | LG 335N1C-V5 | Solar Panels |  | 0.335 | 2 | 215 | 10 |  | Fixed | Roof
Solar Registration Program | NJSRRE1541723946 | JERSEY CITY | 7304 | 8 | 10.05 | Residential | Yes | Behind the Meter | Pro Custom Solar dba Momentum Solar | PSE&G | Accepted | 2019-07-31 | 2019-08-05 | 2020-08-05 | LG ELECTRONICS | LG 335N1C-V5 | Solar Panels |  | 0.335 | 14 | 305 | 25 |  | Fixed | Roof
Solar Registration Program | NJSRRE1541723946 | JERSEY CITY | 7304 | 8 | 10.05 | Residential | Yes | Behind the Meter | Pro Custom Solar dba Momentum Solar | PSE&G | Accepted | 2019-07-31 | 2019-08-05 | 2020-08-05 | ENPHASE ENERGY | IQ7-60-2-US | Inverters | 250 |  | 30 |  |  | 0.97 |  | Outdoor | Roof
Solar Registration Program | NJSRRE1541800253 | Cedarville | 8311 | 20 | 10.05 | Residential | Yes | Behind the Meter | Pro Custom Solar dba Momentum Solar | AC Electric | Accepted | 2019-08-07 | 2019-08-23 | 2020-08-23 | LG ELECTRONICS | LG 335N1C-V5 | Solar Panels |  | 0.335 | 18 | 215 | 23 |  | Fixed | Roof
Solar Registration Program | NJSRRE1541800253 | Cedarville | 8311 | 20 | 10.05 | Residential | Yes | Behind the Meter | Pro Custom Solar dba Momentum Solar | AC Electric | Accepted | 2019-08-07 | 2019-08-23 | 2020-08-23 | LG ELECTRONICS | LG 335N1C-V5 | Solar Panels |  | 0.335 | 12 | 35 | 23 |  | Fixed | Roof
Solar Registration Program | NJSRRE1541800253 | Cedarville | 8311 | 20 | 10.05 | Residential | Yes | Behind the Meter | Pro Custom Solar dba Momentum Solar | AC Electric | Accepted | 2019-08-07 | 2019-08-23 | 2020-08-23 | Enphase Energy | IQ7-60-2-US | Inverters | 250 |  | 30 |  |  | 0.97 |  | Outdoor | Roof
Solar Registration Program | NJSRRE1541804133 | South Plainfield | 7080 | 11 | 10.05 | Residential | Yes | Behind the Meter | Pro Custom Solar dba Momentum Solar | PSE&G | Accepted | 2019-08-08 | 2019-08-23 | 2020-08-23 | LG ELECTRONICS | LG 335N1C-V5 | Solar Panels |  | 0.335 | 3 | 137 | 7 |  | Fixed | Roof
Solar Registration Program | NJSRRE1541804133 | South Plainfield | 7080 | 11 | 10.05 | Residential | Yes | Behind the Meter | Pro Custom Solar dba Momentum Solar | PSE&G | Accepted | 2019-08-08 | 2019-08-23 | 2020-08-23 | LG ELECTRONICS | LG 335N1C-V5 | Solar Panels |  | 0.335 | 27 | 227 | 31 |  | Fixed | Roof
Solar Registration Program | NJSRRE1541861863 | ELIZABETH | 7202 | 10 | 10.05 | Residential | Yes | Behind the Meter | Pro Custom Solar dba Momentum Solar | PSE&G | Accepted | 2019-08-20 | 2019-08-23 | 2020-08-23 | LG ELECTRONICS | LG 335N1C-V5 | Solar Panels |  | 0.335 | 8 | 156 | 22 |  | Fixed | Roof
Solar Registration Program | NJSRRE1541861863 | ELIZABETH | 7202 | 10 | 10.05 | Residential | Yes | Behind the Meter | Pro Custom Solar dba Momentum Solar | PSE&G | Accepted | 2019-08-20 | 2019-08-23 | 2020-08-23 | LG ELECTRONICS | LG 335N1C-V5 | Solar Panels |  | 0.335 | 16 | 246 | 21 |  | Fixed | Roof
Solar Registration Program | NJSRRE1541861863 | ELIZABETH | 7202 | 10 | 10.05 | Residential | Yes | Behind the Meter | Pro Custom Solar dba Momentum Solar | PSE&G | Accepted | 2019-08-20 | 2019-08-23 | 2020-08-23 | LG ELECTRONICS | LG 335N1C-V5 | Solar Panels |  | 0.335 | 3 | 336 | 19 |  | Fixed | Roof
Solar Registration Program | NJSRRE1541861863 | ELIZABETH | 7202 | 10 | 10.05 | Residential | Yes | Behind the Meter | Pro Custom Solar dba Momentum Solar | PSE&G | Accepted | 2019-08-20 | 2019-08-23 | 2020-08-23 | LG ELECTRONICS | LG 335N1C-V5 | Solar Panels |  | 0.335 | 3 | 336 | 23 |  | Fixed | Roof
Solar Registration Program | NJSRRE1541861863 | ELIZABETH | 7202 | 10 | 10.05 | Residential | Yes | Behind the Meter | Pro Custom Solar dba Momentum Solar | PSE&G | Accepted | 2019-08-20 | 2019-08-23 | 2020-08-23 | Enphase Energy | IQ7-60-2-US | Inverters | 250 |  | 30 |  |  | 0.97 |  | Outdoor | Roof
Solar Registration Program | NJSRRE1542033773 | Hillsborough | 8844 | 5 | 10.05 | Residential | Yes | Behind the Meter | Pro Custom Solar dba Momentum Solar | PSE&G | Accepted | 2019-09-03 | 2019-10-08 | 2020-10-08 | LG ELECTRONICS | LG 335N1C-V5 | Solar Panels |  | 0.335 | 17 | 179 | 22 |  | Fixed | Roof
Solar Registration Program | NJSRRE1542033773 | Hillsborough | 8844 | 5 | 10.05 | Residential | Yes | Behind the Meter | Pro Custom Solar dba Momentum Solar | PSE&G | Accepted | 2019-09-03 | 2019-10-08 | 2020-10-08 | LG ELECTRONICS | LG 335N1C-V5 | Solar Panels |  | 0.335 | 10 | 179 | 22 |  | Fixed | Roof
Solar Registration Program | NJSRRE1542033773 | Hillsborough | 8844 | 5 | 10.05 | Residential | Yes | Behind the Meter | Pro Custom Solar dba Momentum Solar | PSE&G | Accepted | 2019-09-03 | 2019-10-08 | 2020-10-08 | LG ELECTRONICS | LG 335N1C-V5 | Solar Panels |  | 0.335 | 3 | 268 | 23 |  | Fixed | Roof
Solar Registration Program | NJSRRE1542033773 | Hillsborough | 8844 | 5 | 10.05 | Residential | Yes | Behind the Meter | Pro Custom Solar dba Momentum Solar | PSE&G | Accepted | 2019-09-03 | 2019-10-08 | 2020-10-08 | Enphase Energy | IQ7-60-2-US | Inverters | 250 |  | 30 |  |  | 0.97 |  | Outdoor | Roof
Solar Registration Program | NJSRRE1542376905 | Westfield | 7090 | 10 | 10.05 | Residential | Yes | Behind the Meter | Pro Custom Solar dba Momentum Solar | PSE&G | Accepted | 2019-09-10 | 2019-09-12 | 2020-09-12 | LG ELECTRONICS | LG 335N1C-V5 | Solar Panels |  | 0.335 | 6 | 36 | 35 |  | Fixed | Roof
Solar Registration Program | NJSRRE1542376905 | Westfield | 7090 | 10 | 10.05 | Residential | Yes | Behind the Meter | Pro Custom Solar dba Momentum Solar | PSE&G | Accepted | 2019-09-10 | 2019-09-12 | 2020-09-12 | LG ELECTRONICS | LG 335N1C-V5 | Solar Panels |  | 0.335 | 24 | 216 | 35 |  | Fixed | Roof
Solar Registration Program | NJSRRE1542376905 | Westfield | 7090 | 10 | 10.05 | Residential | Yes | Behind the Meter | Pro Custom Solar dba Momentum Solar | PSE&G | Accepted | 2019-09-10 | 2019-09-12 | 2020-09-12 | Enphase Energy | IQ7-60-2-US | Inverters | 250 |  | 30 |  |  | 0.97 |  | Outdoor | Roof
Solar Registration Program | NJSRRE1542376926 | Roselle Park | 7204 | 10 | 10.05 | Residential | Yes | Behind the Meter | Pro Custom Solar dba Momentum Solar | PSE&G | Accepted | 2019-09-10 | 2019-09-12 | 2020-09-12 | LG ELECTRONICS | LG 335N1C-V5 | Solar Panels |  | 0.335 | 6 | 170 | 20 |  | Fixed | Roof
Solar Registration Program | NJSRRE1542376926 | Roselle Park | 7204 | 10 | 10.05 | Residential | Yes | Behind the Meter | Pro Custom Solar dba Momentum Solar | PSE&G | Accepted | 2019-09-10 | 2019-09-12 | 2020-09-12 | LG ELECTRONICS | LG 335N1C-V5 | Solar Panels |  | 0.335 | 8 | 80 | 20 |  | Fixed | Roof
Solar Registration Program | NJSRRE1542376926 | Roselle Park | 7204 | 10 | 10.05 | Residential | Yes | Behind the Meter | Pro Custom Solar dba Momentum Solar | PSE&G | Accepted | 2019-09-10 | 2019-09-12 | 2020-09-12 | LG ELECTRONICS | LG 335N1C-V5 | Solar Panels |  | 0.335 | 8 | 260 | 20 |  | Fixed | Roof
Solar Registration Program | NJSRRE1542376926 | Roselle Park | 7204 | 10 | 10.05 | Residential | Yes | Behind the Meter | Pro Custom Solar dba Momentum Solar | PSE&G | Accepted | 2019-09-10 | 2019-09-12 | 2020-09-12 | LG ELECTRONICS | LG 335N1C-V5 | Solar Panels |  | 0.335 | 8 | 80 | 20 |  | Fixed | Roof
Solar Registration Program | NJSRRE1542376926 | Roselle Park | 7204 | 10 | 10.05 | Residential | Yes | Behind the Meter | Pro Custom Solar dba Momentum Solar | PSE&G | Accepted | 2019-09-10 | 2019-09-12 | 2020-09-12 | Enphase Energy | IQ7-60-2-US | Inverters | 250 |  | 30 |  |  | 0.97 |  | Outdoor | Roof
Solar Registration Program | NJSRRE1542389675 | Keasbey | 8832 | 11 | 10.05 | Residential | Yes | Behind the Meter | Pro Custom Solar dba Momentum Solar | PSE&G | Accepted | 2019-09-11 | 2019-09-12 | 2020-09-12 | LG ELECTRONICS | LG 335N1C-V5 | Solar Panels |  | 0.335 | 13 | 195 | 20 |  | Fixed | Roof
Solar Registration Program | NJSRRE1542389675 | Keasbey | 8832 | 11 | 10.05 | Residential | Yes | Behind the Meter | Pro Custom Solar dba Momentum Solar | PSE&G | Accepted | 2019-09-11 | 2019-09-12 | 2020-09-12 | LG ELECTRONICS | LG 335N1C-V5 | Solar Panels |  | 0.335 | 14 | 15 | 19 |  | Fixed | Roof
Solar Registration Program | NJSRRE1542389675 | Keasbey | 8832 | 11 | 10.05 | Residential | Yes | Behind the Meter | Pro Custom Solar dba Momentum Solar | PSE&G | Accepted | 2019-09-11 | 2019-09-12 | 2020-09-12 | LG ELECTRONICS | LG 335N1C-V5 | Solar Panels |  | 0.335 | 3 | 105 | 20 |  | Fixed | Roof
Solar Registration Program | NJSRRE1542389675 | Keasbey | 8832 | 11 | 10.05 | Residential | Yes | Behind the Meter | Pro Custom Solar dba Momentum Solar | PSE&G | Accepted | 2019-09-11 | 2019-09-12 | 2020-09-12 | Enphase Energy | IQ7-60-2-US | Inverters | 250 |  | 30 |  |  | 0.97 |  | Outdoor | Roof
Solar Registration Program | NJSRRE1542409804 | Port Norris | 8349 | 20 | 10.05 | Residential | Yes | Behind the Meter | Pro Custom Solar dba Momentum Solar | AC Electric | Accepted | 2019-09-16 | 2019-09-19 | 2020-09-19 | LG ELECTRONICS | LG 335N1C-V5 | Solar Panels |  | 0.335 | 9 | 186 | 44 |  | Fixed | Roof
Solar Registration Program | NJSRRE1542409804 | Port Norris | 8349 | 20 | 10.05 | Residential | Yes | Behind the Meter | Pro Custom Solar dba Momentum Solar | AC Electric | Accepted | 2019-09-16 | 2019-09-19 | 2020-09-19 | LG ELECTRONICS | LG 335N1C-V5 | Solar Panels |  | 0.335 | 17 | 187 | 4 |  | Fixed | Roof
Solar Registration Program | NJSRRE1542409804 | Port Norris | 8349 | 20 | 10.05 | Residential | Yes | Behind the Meter | Pro Custom Solar dba Momentum Solar | AC Electric | Accepted | 2019-09-16 | 2019-09-19 | 2020-09-19 | LG ELECTRONICS | LG 335N1C-V5 | Solar Panels |  | 0.335 | 4 | 187 | 3 |  | Fixed | Roof
Solar Registration Program | NJSRRE1542409804 | Port Norris | 8349 | 20 | 10.05 | Residential | Yes | Behind the Meter | Pro Custom Solar dba Momentum Solar | AC Electric | Accepted | 2019-09-16 | 2019-09-19 | 2020-09-19 | Enphase Energy | IQ7-60-2-US | Inverters | 250 |  | 30 |  |  | 0.97 |  | Outdoor | Roof
Solar Registration Program | NJSRRE1542420004 | Dover | 7801 | 3 | 10.05 | Residential | Yes | Behind the Meter | Pro Custom Solar dba Momentum Solar | JCP&L | Accepted | 2019-09-18 | 2019-09-20 | 2020-09-20 | LG ELECTRONICS | LG 335N1C-V5 | Solar Panels |  | 0.335 | 5 | 105 | 17 |  | Fixed | Roof
Solar Registration Program | NJSRRE1542420004 | Dover | 7801 | 3 | 10.05 | Residential | Yes | Behind the Meter | Pro Custom Solar dba Momentum Solar | JCP&L | Accepted | 2019-09-18 | 2019-09-20 | 2020-09-20 | LG ELECTRONICS | LG 335N1C-V5 | Solar Panels |  | 0.335 | 7 | 287 | 45 |  | Fixed | Roof
Solar Registration Program | NJSRRE1542420004 | Dover | 7801 | 3 | 10.05 | Residential | Yes | Behind the Meter | Pro Custom Solar dba Momentum Solar | JCP&L | Accepted | 2019-09-18 | 2019-09-20 | 2020-09-20 | 197 | 11 | Solar Panels |  | 0.335 | 8 | 197 | 11 |  | Fixed | Roof
Solar Registration Program | NJSRRE1542420004 | Dover | 7801 | 3 | 10.05 | Residential | Yes | Behind the Meter | Pro Custom Solar dba Momentum Solar | JCP&L | Accepted | 2019-09-18 | 2019-09-20 | 2020-09-20 | LG ELECTRONICS | LG 335N1C-V5 | Solar Panels |  | 0.335 | 10 | 197 | 40 |  | Fixed | Roof
Solar Registration Program | NJSRRE1542420004 | Dover | 7801 | 3 | 10.05 | Residential | Yes | Behind the Meter | Pro Custom Solar dba Momentum Solar | JCP&L | Accepted | 2019-09-18 | 2019-09-20 | 2020-09-20 | LG ELECTRONICS | LG 335N1C-V5 | Inverters | 250 |  | 30 |  |  | 0.97 |  | Outdoor | Roof
Solar Registration Program | NJSRRE1542500906 | Washington | 8691 | 12 | 10.05 | Residential | No | Behind the Meter | Solar States LLC | PSE&G | Accepted | 2019-10-03 | 2019-10-08 | 2020-10-08 | LG | LG335N1K-V5 | Solar Panels |  | 0.335 | 30 | 200 | 30 |  | Fixed | Roof
Solar Registration Program | NJSRRE1542500906 | Washington | 8691 | 12 | 10.05 | Residential | No | Behind the Meter | Solar States LLC | PSE&G | Accepted | 2019-10-03 | 2019-10-08 | 2020-10-08 | SolarEdge | SE10000H-US | Inverters | 10000 |  | 1 |  |  | 0.98 |  | Outside | Garage
Solar Registration Program | NJSRRE1542685683 | West Berlin | 8091 | 14 | 10.05 | Residential | No | Behind the Meter | Public Service Solar | AC Electric | Accepted | 2019-10-28 | 2019-10-31 | 2020-10-31 | LG | LG335N1K-V5 | Solar Panels |  | 0.335 | 30 | 257 | 25 |  | Fixed | Roof
Solar Registration Program | NJSRRE1542685683 | West Berlin | 8091 | 14 | 10.05 | Residential | No | Behind the Meter | Public Service Solar | AC Electric | Accepted | 2019-10-28 | 2019-10-31 | 2020-10-31 | Enphase | IQ7+ | Inverters | 0.29 |  | 30 |  |  | 0.96 |  | Outside | Under panel
Solar Registration Program | NJSRRE1543481241 | Far Hills | 7931 | 5 | 10.05 | Residential | No | Behind the Meter | Geoscape Solar | JCP&L | Accepted | 2019-12-05 | 2019-12-09 | 2020-12-09 | LG Electronics | LG335N1k-V5 | Solar Panels |  | 0.335 | 30 | 151 | 33 |  | Fixed | Roof
Solar Registration Program | NJSRRE1543481241 | Far Hills | 7931 | 5 | 10.05 | Residential | No | Behind the Meter | Geoscape Solar | JCP&L | Accepted | 2019-12-05 | 2019-12-09 | 2020-12-09 | SolarEdge | SE7600HUS | Inverters | 7600 |  | 1 |  |  | 0.98 |  | Outdoor | adj. to utility meter
Solar Registration Program | NJSRRE1540991193 | Belleville | 7109 | 9 | 10.07 | Residential | No | Behind the Meter | Whitman Construction, LLC | PSE&G | Accepted | 2019-05-15 | 2019-05-17 | 2020-05-17 | Trina Solar | TSM-305DD05A | Solar Panels |  | 0.305 | 27 | 108 | 44 |  | Fixed | Roof
Solar Registration Program | NJSRRE1540991193 | Belleville | 7109 | 9 | 10.07 | Residential | No | Behind the Meter | Whitman Construction, LLC | PSE&G | Accepted | 2019-05-15 | 2019-05-17 | 2020-05-17 | Trina Solar | TSM-305DD05A | Solar Panels |  | 0.305 | 3 | 108 | 20 |  | Fixed | Roof
Solar Registration Program | NJSRRE1540991193 | Belleville | 7109 | 9 | 10.07 | Residential | No | Behind the Meter | Whitman Construction, LLC | PSE&G | Accepted | 2019-05-15 | 2019-05-17 | 2020-05-17 | Trina Solar | TSM-305DD05A | Solar Panels |  | 0.305 | 3 | 288 | 44 |  | Fixed | Roof
Solar Registration Program | NJSRRE1540991193 | Belleville | 7109 | 9 | 10.07 | Residential | No | Behind the Meter | Whitman Construction, LLC | PSE&G | Accepted | 2019-05-15 | 2019-05-17 | 2020-05-17 | Solar Edge | SE7600H-US | Inverters | 0.24 |  | 1 |  |  | 0.992 |  | Outside | roof
Solar Registration Program | NJSRRE1541437222 | Elizabeth | 7202 | 10 | 10.07 | Residential | No | Behind the Meter | Whitman Construction, LLC | PSE&G | Accepted | 2019-06-20 | 2019-06-24 | 2020-06-24 | Trina Solar | TSM-300DD05A | Solar Panels |  | 0.305 | 13 | 245 | 36 |  | Fixed | Roof
Solar Registration Program | NJSRRE1541437222 | Elizabeth | 7202 | 10 | 10.07 | Residential | No | Behind the Meter | Whitman Construction, LLC | PSE&G | Accepted | 2019-06-20 | 2019-06-24 | 2020-06-24 | Trina Solar | TSM-300DD05A | Solar Panels |  | 0.305 | 10 | 65 | 36 |  | Fixed | Roof
Solar Registration Program | NJSRRE1541437222 | Elizabeth | 7202 | 10 | 10.07 | Residential | No | Behind the Meter | Whitman Construction, LLC | PSE&G | Accepted | 2019-06-20 | 2019-06-24 | 2020-06-24 | Trina Solar | TSM-300DD05A | Solar Panels |  | 0.305 | 10 | 155 | 12 |  | Fixed | Roof
Solar Registration Program | NJSRRE1541437222 | Elizabeth | 7202 | 10 | 10.07 | Residential | No | Behind the Meter | Whitman Construction, LLC | PSE&G | Accepted | 2019-06-20 | 2019-06-24 | 2020-06-24 | Enphase Energy | IQ7-60-2-US | Inverters | 0.24 |  | 33 |  |  | 0.976 |  | Outside | roof
Solar Registration Program | NJSRRE1541850989 | Margate City | 8402 | 19 | 10.07 | Residential | Yes | Behind the Meter | All Season Solar | AC Electric | Final As-Built Received | 2019-08-16 | 2019-08-23 | 2020-08-23 | Trina | TSM DD05A.05II 305W MAR 2019 | Solar Panels |  | 0.305 | 12 | 233 | 24 |  | Fixed | Roof
Solar Registration Program | NJSRRE1541850989 | Margate City | 8402 | 19 | 10.07 | Residential | Yes | Behind the Meter | All Season Solar | AC Electric | Final As-Built Received | 2019-08-16 | 2019-08-23 | 2020-08-23 | Trina | TSM DD05A.05II 305W MAR 2019 | Solar Panels |  | 0.305 | 13 | 233 | 14 |  | Fixed | Roof
Solar Registration Program | NJSRRE1541850989 | Margate City | 8402 | 19 | 10.07 | Residential | Yes | Behind the Meter | All Season Solar | AC Electric | Final As-Built Received | 2019-08-16 | 2019-08-23 | 2020-08-23 | Trina | TSM DD05A.05II 305W MAR 2019 | Solar Panels |  | 0.305 | 8 | 143 | 20 |  | Fixed | Roof
Solar Registration Program | NJSRRE1541850989 | Margate City | 8402 | 19 | 10.07 | Residential | Yes | Behind the Meter | All Season Solar | AC Electric | Final As-Built Received | 2019-08-16 | 2019-08-23 | 2020-08-23 | Enphase | IQ7 | Inverters | 240 |  | 33 |  |  | 0.97 |  | Outdoor | Under Module
Solar Registration Program | NJSRRE1541850989 | Margate City | 8402 | 19 | 10.07 | Residential | Yes | Behind the Meter | All Season Solar | AC Electric | Final As-Built Received | 2019-08-16 | 2019-08-23 | 2020-08-23 | Itron | centron | Meters |  |  | 1 |  |  |  | Yes | Outdoor
Solar Registration Program | NJSRRE1541873968 | Newfield | 8344 | 15 | 10.07 | Residential | No | Behind the Meter | 1st Light Energy Inc | AC Electric | Accepted | 2019-08-22 | 2019-08-27 | 2020-08-27 | Longi | LR6-60PB-305M | Solar Panels |  | 0.305 | 33 | 110 | 30 |  | Fixed | Roof
Solar Registration Program | NJSRRE1541873968 | Newfield | 8344 | 15 | 10.07 | Residential | No | Behind the Meter | 1st Light Energy Inc | AC Electric | Accepted | 2019-08-22 | 2019-08-27 | 2020-08-27 | solaredge | SE10000H-USRGM | Inverters | 10000 |  | 1 |  |  | 0.99 |  | Outdoor | within 10 feet of meter
Solar Registration Program | NJSRRE1542461726 | Sparta | 7871 | 1 | 10.07 | Residential | No | Behind the Meter | KG Solar and Renewable Energy LLC | JCP&L | Accepted | 2019-10-02 | 2019-10-02 | 2020-10-02 | S Energy | SN305M-10 | Solar Panels |  | 0.305 | 33 | 152/245 | 18 |  | Fixed | Roof
Solar Registration Program | NJSRRE1542461726 | Sparta | 7871 | 1 | 10.07 | Residential | No | Behind the Meter | KG Solar and Renewable Energy LLC | JCP&L | Accepted | 2019-10-02 | 2019-10-02 | 2020-10-02 | Enphase | IQ7-20-2-US | Inverters | 250 |  | 1 |  |  | 0.97 |  | Outside | roof
Solar Registration Program | NJSRRE1542461726 | Sparta | 7871 | 1 | 10.07 | Residential | No | Behind the Meter | KG Solar and Renewable Energy LLC | JCP&L | Accepted | 2019-10-02 | 2019-10-02 | 2020-10-02 | Enphase | Envoy | Meters |  |  | 1 |  |  |  | Yes | Outdoor
Solar Registration Program | NJSRRE1540239874 | Jackson | 8527 | 18 | 10.08 | Residential | No | Behind the Meter | Trinity Solar | JCP&L | Accepted | 2019-01-14 | 2019-01-17 | 2020-01-17 | HANWHA | Q.PEAK DUO BLK-G5 315 | Solar Panels |  | 0.315 | 28 | 230 | 18 |  | Fixed | Roof
Solar Registration Program | NJSRRE1540239874 | Jackson | 8527 | 18 | 10.08 | Residential | No | Behind the Meter | Trinity Solar | JCP&L | Accepted | 2019-01-14 | 2019-01-17 | 2020-01-17 | HANWHA | Q.PEAK DUO BLK-G5 315 | Solar Panels |  | 0.315 | 4 | 50 | 18 |  | Fixed | Roof
Solar Registration Program | NJSRRE1540239874 | Jackson | 8527 | 18 | 10.08 | Residential | No | Behind the Meter | Trinity Solar | JCP&L | Accepted | 2019-01-14 | 2019-01-17 | 2020-01-17 | Solar Edge | SE7600 | Inverters | 7600 |  | 1 |  |  | 0.97 |  | Outside | Side of home
Solar Registration Program | NJSRRE1540247024 | Shamong | 8088 | 13 | 10.08 | Residential | Yes | Behind the Meter | Ad Energy | AC Electric | Accepted | 2019-01-16 | 2019-01-21 | 2020-01-21 | SunPower | SPR-X22-360-D-AC | Solar Panels |  | 0.36 | 8 | 224 | 37 |  | Fixed | Roof
Solar Registration Program | NJSRRE1540247024 | Shamong | 8088 | 13 | 10.08 | Residential | Yes | Behind the Meter | Ad Energy | AC Electric | Accepted | 2019-01-16 | 2019-01-21 | 2020-01-21 | SunPower | SPR-X22-360-D-AC | Solar Panels |  | 0.36 | 8 | 314 | 34 |  | Fixed | Roof
Solar Registration Program | NJSRRE1540247024 | Shamong | 8088 | 13 | 10.08 | Residential | Yes | Behind the Meter | Ad Energy | AC Electric | Accepted | 2019-01-16 | 2019-01-21 | 2020-01-21 | SunPower | SPR-X22-360-D-AC | Solar Panels |  | 0.36 | 4 | 44 | 34 |  | Fixed | Roof
Solar Registration Program | NJSRRE1540247024 | Shamong | 8088 | 13 | 10.08 | Residential | Yes | Behind the Meter | Ad Energy | AC Electric | Accepted | 2019-01-16 | 2019-01-21 | 2020-01-21 | SunPower | SPR-X22-360-D-AC | Solar Panels |  | 0.36 | 8 | 134 | 37 |  | Fixed | Roof
Solar Registration Program | NJSRRE1540247024 | Shamong | 8088 | 13 | 10.08 | Residential | Yes | Behind the Meter | Ad Energy | AC Electric | Accepted | 2019-01-16 | 2019-01-21 | 2020-01-21 | SunPower | SPR-X22-360-D-AC | Inverters | 320 |  | 28 |  |  | 0.97 |  | Outdoor | At each panel
Solar Registration Program | NJSRRE1540295610 | Bayonne | 7002 | 8 | 10.08 | Residential | No | Behind the Meter | Green Power Energy | PSE&G | Final As-Built Received | 2019-01-29 | 2019-01-30 | 2020-01-30 | S-Energy | SN360M-10 | Solar Panels |  | 0.36 | 18 | 304 | 23 |  | Fixed | Roof
Solar Registration Program | NJSRRE1540295610 | Bayonne | 7002 | 8 | 10.08 | Residential | No | Behind the Meter | Green Power Energy | PSE&G | Final As-Built Received | 2019-01-29 | 2019-01-30 | 2020-01-30 | S-Energy | SN360M-10 | Solar Panels |  | 0.36 | 10 | 124 | 18 |  | Fixed | Roof
Solar Registration Program | NJSRRE1540295610 | Bayonne | 7002 | 8 | 10.08 | Residential | No | Behind the Meter | Green Power Energy | PSE&G | Final As-Built Received | 2019-01-29 | 2019-01-30 | 2020-01-30 | SolarEdge | SE7600H-US | Inverters | 7600 |  | 1 |  |  | 0.97 |  | Outside | next to meter
Solar Registration Program | NJSRRE1540295610 | Bayonne | 7002 | 8 | 10.08 | Residential | No | Behind the Meter | Green Power Energy | PSE&G | Final As-Built Received | 2019-01-29 | 2019-01-30 | 2020-01-30 | Vision | CL200 | Meters |  |  | 1 |  |  |  | Yes
Solar Registration Program | NJSRRE1540333648 | South Plainfield | 7080 | 11 | 10.08 | Residential | Yes | Behind the Meter | Suntuity Solar LLC | PSE&G | Accepted | 2019-02-05 | 2019-02-07 | 2020-02-07 | Hanwha Solar | Q-Cells 315 Mono | Solar Panels |  | 0.315 | 28 | 181 | 27 |  | Fixed | Roof
Solar Registration Program | NJSRRE1540333648 | South Plainfield | 7080 | 11 | 10.08 | Residential | Yes | Behind the Meter | Suntuity Solar LLC | PSE&G | Accepted | 2019-02-05 | 2019-02-07 | 2020-02-07 | Hanwha Solar | Q-Cells 315 Mono | Solar Panels |  | 0.315 | 4 | 1 | 28 |  | Fixed | Roof
Solar Registration Program | NJSRRE1540333648 | South Plainfield | 7080 | 11 | 10.08 | Residential | Yes | Behind the Meter | Suntuity Solar LLC | PSE&G | Accepted | 2019-02-05 | 2019-02-07 | 2020-02-07 | SolarEdge | SE10000H-US | Inverters | 10000 |  | 1 |  |  | 0.99 |  | Outdoor | Besides the meter
Solar Registration Program | NJSRRE1540361861 | Roselle Park | 7204 | 10 | 10.08 | Residential | Yes | Behind the Meter | Pro Custom Solar dba Momentum Solar | PSE&G | Accepted | 2019-02-13 | 2019-02-18 | 2020-02-18 | HANWHA | Q.PEAK DUO BLK-G5 315 | Solar Panels |  | 0.315 | 16 | 317 | 33 |  | Fixed | Roof
Solar Registration Program | NJSRRE1540361861 | Roselle Park | 7204 | 10 | 10.08 | Residential | Yes | Behind the Meter | Pro Custom Solar dba Momentum Solar | PSE&G | Accepted | 2019-02-13 | 2019-02-18 | 2020-02-18 | HANWHA | Q.PEAK DUO BLK-G5 315 | Solar Panels |  | 0.315 | 12 | 137 | 33 |  | Fixed | Roof
Solar Registration Program | NJSRRE1540361861 | Roselle Park | 7204 | 10 | 10.08 | Residential | Yes | Behind the Meter | Pro Custom Solar dba Momentum Solar | PSE&G | Accepted | 2019-02-13 | 2019-02-18 | 2020-02-18 | HANWHA | Q.PEAK DUO BLK-G5 315 | Solar Panels |  | 0.315 | 4 | 137 | 12 |  | Fixed | Roof
Solar Registration Program | NJSRRE1540361861 | Roselle Park | 7204 | 10 | 10.08 | Residential | Yes | Behind the Meter | Pro Custom Solar dba Momentum Solar | PSE&G | Accepted | 2019-02-13 | 2019-02-18 | 2020-02-18 | ENPHASE | IQ6-60-2-US | Inverters | 240 |  | 32 |  |  | 0.97 |  | Outdoor | ROOF
Solar Registration Program | NJSRRE1540365223 | Bradley Beach | 7720 | 17 | 10.08 | Residential | Yes | Behind the Meter | Sunrun Installation Services, Inc. | JCP&L | Accepted | 2019-02-14 | 2019-02-19 | 2020-02-19 | LG Electronics | LG360Q1C-A5 | Solar Panels |  | 0.36 | 6 | 282 | 40 |  | Fixed | Roof
Solar Registration Program | NJSRRE1540365223 | Bradley Beach | 7720 | 17 | 10.08 | Residential | Yes | Behind the Meter | Sunrun Installation Services, Inc. | JCP&L | Accepted | 2019-02-14 | 2019-02-19 | 2020-02-19 | LG Electronics | LG360Q1C-A5 | Solar Panels |  | 0.36 | 2 | 190 | 27 |  | Fixed | Roof
Solar Registration Program | NJSRRE1540365223 | Bradley Beach | 7720 | 17 | 10.08 | Residential | Yes | Behind the Meter | Sunrun Installation Services, Inc. | JCP&L | Accepted | 2019-02-14 | 2019-02-19 | 2020-02-19 | LG Electronics | LG360Q1C-A5 | Solar Panels |  | 0.36 | 9 | 101 | 26 |  | Fixed | Roof
Solar Registration Program | NJSRRE1540365223 | Bradley Beach | 7720 | 17 | 10.08 | Residential | Yes | Behind the Meter | Sunrun Installation Services, Inc. | JCP&L | Accepted | 2019-02-14 | 2019-02-19 | 2020-02-19 | LG Electronics | LG360Q1C-A5 | Solar Panels |  | 0.36 | 6 | 12 | 23 |  | Fixed | Roof
Solar Registration Program | NJSRRE1540365223 | Bradley Beach | 7720 | 17 | 10.08 | Residential | Yes | Behind the Meter | Sunrun Installation Services, Inc. | JCP&L | Accepted | 2019-02-14 | 2019-02-19 | 2020-02-19 | LG Electronics | LG360Q1C-A5 | Solar Panels |  | 0.36 | 3 | 280 | 31 |  | Fixed | Roof
Solar Registration Program | NJSRRE1540365223 | Bradley Beach | 7720 | 17 | 10.08 | Residential | Yes | Behind the Meter | Sunrun Installation Services, Inc. | JCP&L | Accepted | 2019-02-14 | 2019-02-19 | 2020-02-19 | LG Electronics | LG360Q1C-A5 | Solar Panels |  | 0.36 | 2 | 282 | 23 |  | Fixed | Roof
Solar Registration Program | NJSRRE1540365223 | Bradley Beach | 7720 | 17 | 10.08 | Residential | Yes | Behind the Meter | Sunrun Installation Services, Inc. | JCP&L | Accepted | 2019-02-14 | 2019-02-19 | 2020-02-19 | SolarEdge Technologies | SE10000H-USRGM | Inverters | 10000 |  | 1 |  |  | 0.96 |  | Outdoor | Next To Meter
Solar Registration Program | NJSRRE1540393295 | Mays Landing | 8330 | 19 | 10.08 | Residential | Yes | Behind the Meter | Suntuity Solar LLC | AC Electric | Accepted | 2019-02-25 | 2019-02-26 | 2020-02-26 | Hanwha Solar | Q-Cells 315 Mono | Solar Panels |  | 0.315 | 16 | 181 | 30 |  | Fixed | Roof
Solar Registration Program | NJSRRE1540393295 | Mays Landing | 8330 | 19 | 10.08 | Residential | Yes | Behind the Meter | Suntuity Solar LLC | AC Electric | Accepted | 2019-02-25 | 2019-02-26 | 2020-02-26 | Hanwha Solar | Q-Cells 315 Mono | Solar Panels |  | 0.315 | 16 | 1 | 30 |  | Fixed | Roof
Solar Registration Program | NJSRRE1540393295 | Mays Landing | 8330 | 19 | 10.08 | Residential | Yes | Behind the Meter | Suntuity Solar LLC | AC Electric | Accepted | 2019-02-25 | 2019-02-26 | 2020-02-26 | SolarEdge | SE10000H-US | Inverters | 10000 |  | 1 |  |  | 0.99 |  | Outdoor | Besides the meter
Solar Registration Program | NJSRRE1540393522 | East Windsor | 8520 | 12 | 10.08 | Residential | No | Behind the Meter | Green Power Energy | New Construction | Accepted | 2019-02-25 | 2019-02-26 | 2020-02-26 | Panasonic | VBHN325KA03 | Solar Panels |  | 0.325 | 13 | 230 | 37 |  | Fixed | Roof
Solar Registration Program | NJSRRE1540393522 | East Windsor | 8520 | 12 | 10.08 | Residential | No | Behind the Meter | Green Power Energy | New Construction | Accepted | 2019-02-25 | 2019-02-26 | 2020-02-26 | Panasonic | VBHN325KA03 | Solar Panels |  | 0.325 | 18 | 131 | 37 |  | Fixed | Roof
Solar Registration Program | NJSRRE1540393522 | East Windsor | 8520 | 12 | 10.08 | Residential | No | Behind the Meter | Green Power Energy | New Construction | Accepted | 2019-02-25 | 2019-02-26 | 2020-02-26 | Solar Edge | SE7600H-US | Inverters | 7600 |  | 1 |  |  | 0.97 |  | Outside | next to meter
Solar Registration Program | NJSRRE1540396654 | Kendall Park | 8824 | 11 | 10.08 | Residential | Yes | Behind the Meter | Vivint Solar Developer, LLC | PSE&G | Accepted | 2019-02-27 | 2019-05-01 | 2020-05-01 | Hanwha Solar | Q.Peak BLK-G5 315 | Solar Panels |  | 0.315 | 12 | 88 | 17 |  | Fixed | Roof
Solar Registration Program | NJSRRE1540396654 | Kendall Park | 8824 | 11 | 10.08 | Residential | Yes | Behind the Meter | Vivint Solar Developer, LLC | PSE&G | Accepted | 2019-02-27 | 2019-05-01 | 2020-05-01 | Hanwha Solar | Q.Peak BLK-G5 315 | Solar Panels |  | 0.315 | 5 | 268 | 17 |  | Fixed | Roof
Solar Registration Program | NJSRRE1540396654 | Kendall Park | 8824 | 11 | 10.08 | Residential | Yes | Behind the Meter | Vivint Solar Developer, LLC | PSE&G | Accepted | 2019-02-27 | 2019-05-01 | 2020-05-01 | Hanwha Solar | Q.Peak BLK-G5 315 | Solar Panels |  | 0.315 | 6 | 88 | 17 |  | Fixed | Roof
Solar Registration Program | NJSRRE1540396654 | Kendall Park | 8824 | 11 | 10.08 | Residential | Yes | Behind the Meter | Vivint Solar Developer, LLC | PSE&G | Accepted | 2019-02-27 | 2019-05-01 | 2020-05-01 | Hanwha Solar | Q.Peak BLK-G5 315 | Solar Panels |  | 0.315 | 6 | 268 | 18 |  | Fixed | Roof
Solar Registration Program | NJSRRE1540396654 | Kendall Park | 8824 | 11 | 10.08 | Residential | Yes | Behind the Meter | Vivint Solar Developer, LLC | PSE&G | Accepted | 2019-02-27 | 2019-05-01 | 2020-05-01 | Hanwha Solar | Q.Peak BLK-G5 315 | Solar Panels |  | 0.315 | 3 | 268 | 17 |  | Fixed | Roof
Solar Registration Program | NJSRRE1540396654 | Kendall Park | 8824 | 11 | 10.08 | Residential | Yes | Behind the Meter | Vivint Solar Developer, LLC | PSE&G | Accepted | 2019-02-27 | 2019-05-01 | 2020-05-01 | Solar Edge | SE7600H-US | Inverters | 7600 |  | 1 |  |  | 0.992 |  | Outdoor | Near the Utility Meter.
Solar Registration Program | NJSRRE1540476972 | Howell | 7731 | 17 | 10.08 | Residential | Yes | Behind the Meter | Trinity Solar | JCP&L | Accepted | 2019-03-12 | 2019-03-13 | 2020-03-13 | HANWHA | Q.PEAK DUO BLK-G5 315 | Solar Panels |  | 0.315 | 32 | 163 | 40 |  | Fixed | Roof
Solar Registration Program | NJSRRE1540476972 | Howell | 7731 | 17 | 10.08 | Residential | Yes | Behind the Meter | Trinity Solar | JCP&L | Accepted | 2019-03-12 | 2019-03-13 | 2020-03-13 | Solar Edge | SE7600 | Inverters | 7600 |  | 1 |  |  | 0.97 |  | Outside | Side of home
Solar Registration Program | NJSRRE1540818395 | Piscataway | 8854 | 11 | 10.08 | Residential | No | Behind the Meter | Sunrun Installation Services, Inc. | PSE&G | Accepted | 2019-04-03 | 2019-04-04 | 2020-04-04 | LG Electronics | LG360Q1C-A5 | Solar Panels |  | 0.36 | 4 | 247 | 45 |  | Fixed | Roof
Solar Registration Program | NJSRRE1540818395 | Piscataway | 8854 | 11 | 10.08 | Residential | No | Behind the Meter | Sunrun Installation Services, Inc. | PSE&G | Accepted | 2019-04-03 | 2019-04-04 | 2020-04-04 | LG Electronics | LG360Q1C-A5 | Solar Panels |  | 0.36 | 21 | 337 | 34 |  | Fixed | Roof
Solar Registration Program | NJSRRE1540818395 | Piscataway | 8854 | 11 | 10.08 | Residential | No | Behind the Meter | Sunrun Installation Services, Inc. | PSE&G | Accepted | 2019-04-03 | 2019-04-04 | 2020-04-04 | LG Electronics | LG360Q1C-A5 | Solar Panels |  | 0.36 | 3 | 67 | 45 |  | Fixed | Roof
Solar Registration Program | NJSRRE1540818395 | Piscataway | 8854 | 11 | 10.08 | Residential | No | Behind the Meter | Sunrun Installation Services, Inc. | PSE&G | Accepted | 2019-04-03 | 2019-04-04 | 2020-04-04 | SolarEdge Technologies | SE10000H-USRGM | Inverters | 10000 |  | 1 |  |  | 0.96 |  | Outdoor | meter
Solar Registration Program | NJSRRE1540833452 | Dumont | 7628 | 7 | 10.08 | Residential | No | Behind the Meter | Vivint Solar Developer, LLC | PSE&G | Accepted | 2019-04-09 | 2019-04-10 | 2020-04-10 | Hanwha Solar | Q.PEAK BLK-G5 315 | Solar Panels |  | 0.315 | 10 | 7 | 29 |  | Fixed | Roof
Solar Registration Program | NJSRRE1540833452 | Dumont | 7628 | 7 | 10.08 | Residential | No | Behind the Meter | Vivint Solar Developer, LLC | PSE&G | Accepted | 2019-04-09 | 2019-04-10 | 2020-04-10 | Hanwha Solar | Q.PEAK BLK-G5 315 | Solar Panels |  | 0.315 | 14 | 277 | 29 |  | Fixed | Roof
Solar Registration Program | NJSRRE1540833452 | Dumont | 7628 | 7 | 10.08 | Residential | No | Behind the Meter | Vivint Solar Developer, LLC | PSE&G | Accepted | 2019-04-09 | 2019-04-10 | 2020-04-10 | Hanwha Solar | Q.PEAK BLK-G5 315 | Solar Panels |  | 0.315 | 8 | 187 | 29 |  | Fixed | Roof
Solar Registration Program | NJSRRE1540833452 | Dumont | 7628 | 7 | 10.08 | Residential | No | Behind the Meter | Vivint Solar Developer, LLC | PSE&G | Accepted | 2019-04-09 | 2019-04-10 | 2020-04-10 | Solar Edge | SE7600H-US | Inverters | 7600 |  | 1 |  |  | 0.992 |  | Outdoor | Near the utility meter
Solar Registration Program | NJSRRE1540881560 | Middlesex | 8846 | 11 | 10.08 | Residential | Yes | Behind the Meter | Pro Custom Solar dba Momentum Solar | PSE&G | Accepted | 2019-04-24 | 2019-04-25 | 2020-04-25 | HANWHA | Q.PEAK DUO BLK-G5 315 | Solar Panels |  | 0.315 | 12 | 151 | 22 |  | Fixed | Roof
Solar Registration Program | NJSRRE1540881560 | Middlesex | 8846 | 11 | 10.08 | Residential | Yes | Behind the Meter | Pro Custom Solar dba Momentum Solar | PSE&G | Accepted | 2019-04-24 | 2019-04-25 | 2020-04-25 | HANWHA | Q.PEAK DUO BLK-G5 315 | Solar Panels |  | 0.315 | 16 | 331 | 22 |  | Fixed | Roof
Solar Registration Program | NJSRRE1540881560 | Middlesex | 8846 | 11 | 10.08 | Residential | Yes | Behind the Meter | Pro Custom Solar dba Momentum Solar | PSE&G | Accepted | 2019-04-24 | 2019-04-25 | 2020-04-25 | HANWHA | Q.PEAK DUO BLK-G5 315 | Solar Panels |  | 0.315 | 4 | 152 | 22 |  | Fixed | Roof
Solar Registration Program | NJSRRE1540881560 | Middlesex | 8846 | 11 | 10.08 | Residential | Yes | Behind the Meter | Pro Custom Solar dba Momentum Solar | PSE&G | Accepted | 2019-04-24 | 2019-04-25 | 2020-04-25 | ENPHASE | IQ6-60-2-US | Inverters | 240 |  | 32 |  |  | 0.97 |  | Outdoor | ROOF
Solar Registration Program | NJSRRE1540918340 | Washington | 7882 | 2 | 10.08 | Residential | No | Behind the Meter | Pro Custom Solar dba Momentum Solar | JCP&L | Accepted | 2019-05-02 | 2019-05-06 | 2020-05-06 | hanwha | Q.PEAK DUO BLK-G5 315 | Solar Panels |  | 0.315 | 32 | 180 | 20 |  | Fixed | Roof
Solar Registration Program | NJSRRE1540918340 | Washington | 7882 | 2 | 10.08 | Residential | No | Behind the Meter | Pro Custom Solar dba Momentum Solar | JCP&L | Accepted | 2019-05-02 | 2019-05-06 | 2020-05-06 | enphase | IQ7-60-2-US | Inverters | 250 |  | 32 |  |  | 0.97 |  | Outdoor | roof
Solar Registration Program | NJSRRE1540982714 | Northvale | 7647 | 7 | 10.08 | Residential | No | Behind the Meter | Vivint Solar Developer, LLC | Orange Rockland Electric | Accepted | 2019-05-13 | 2019-05-15 | 2020-05-15 | Hanwha Solar | Q.Peak BLK-G5 315 | Solar Panels |  | 0.315 | 11 | 108 | 28 |  | Fixed | Roof
Solar Registration Program | NJSRRE1540982714 | Northvale | 7647 | 7 | 10.08 | Residential | No | Behind the Meter | Vivint Solar Developer, LLC | Orange Rockland Electric | Accepted | 2019-05-13 | 2019-05-15 | 2020-05-15 | Hanwha Solar | Q.Peak BLK-G5 315 | Solar Panels |  | 0.315 | 17 | 108 | 28 |  | Fixed | Roof
Solar Registration Program | NJSRRE1540982714 | Northvale | 7647 | 7 | 10.08 | Residential | No | Behind the Meter | Vivint Solar Developer, LLC | Orange Rockland Electric | Accepted | 2019-05-13 | 2019-05-15 | 2020-05-15 | Hanwha Solar | Q.Peak BLK-G5 315 | Solar Panels |  | 0.315 | 4 | 288 | 28 |  | Fixed | Roof
Solar Registration Program | NJSRRE1540982714 | Northvale | 7647 | 7 | 10.08 | Residential | No | Behind the Meter | Vivint Solar Developer, LLC | Orange Rockland Electric | Accepted | 2019-05-13 | 2019-05-15 | 2020-05-15 | Solar Edge | SE7600H-US | Inverters | 7600 |  | 1 |  |  | 0.992 |  | Outdoor | Near the Utility Meter.
Solar Registration Program | NJSRRE1541521420 | Runnemede | 8078 | 14 | 10.08 | Residential | Yes | Behind the Meter | Vivint Solar Developer, LLC | PSE&G | Accepted | 2019-07-03 | 2019-07-05 | 2020-07-05 | HANWHA SOLAR | Q.PEAK BLK-G5 315 | Solar Panels |  | 0.315 | 14 | 221 | 21 |  | Fixed | Roof
Solar Registration Program | NJSRRE1541521420 | Runnemede | 8078 | 14 | 10.08 | Residential | Yes | Behind the Meter | Vivint Solar Developer, LLC | PSE&G | Accepted | 2019-07-03 | 2019-07-05 | 2020-07-05 | HANWHA SOLAR | Q.PEAK BLK-G5 315 | Solar Panels |  | 0.315 | 18 | 41 | 21 |  | Fixed | Roof
Solar Registration Program | NJSRRE1541521420 | Runnemede | 8078 | 14 | 10.08 | Residential | Yes | Behind the Meter | Vivint Solar Developer, LLC | PSE&G | Accepted | 2019-07-03 | 2019-07-05 | 2020-07-05 | SOLAREDGE | SE7600H-US | Inverters | 7600 |  | 1 |  |  | 0.992 |  | Outdoor | Near The Utility Meter
Solar Registration Program | NJSRRE1541680376 | Egg Harbor City | 8215 | 19 | 10.08 | Residential | Yes | Behind the Meter | Vivint Solar Developer, LLC | AC Electric | Accepted | 2019-07-18 | 2019-07-22 | 2020-07-22 | Hanwha Solar | Q.PEAK DUO BLK-G5 315 | Solar Panels |  | 0.315 | 18 | 211 | 18 |  | Fixed | Roof
Solar Registration Program | NJSRRE1541680376 | Egg Harbor City | 8215 | 19 | 10.08 | Residential | Yes | Behind the Meter | Vivint Solar Developer, LLC | AC Electric | Accepted | 2019-07-18 | 2019-07-22 | 2020-07-22 | Hanwha Solar | Q.PEAK DUO BLK-G5 315 | Solar Panels |  | 0.315 | 14 | 123 | 22 |  | Fixed | Roof
Solar Registration Program | NJSRRE1541680376 | Egg Harbor City | 8215 | 19 | 10.08 | Residential | Yes | Behind the Meter | Vivint Solar Developer, LLC | AC Electric | Accepted | 2019-07-18 | 2019-07-22 | 2020-07-22 | Solar Edge | SE3800H-US | Inverters | 3800 |  | 2 |  |  | 0.992 |  | Other | Near the Utility Meter
Solar Registration Program | NJSRRE1541696406 | Millstone | 8510 | 17 | 10.08 | Residential | No | Behind the Meter | Green Power Energy | JCP&L | Accepted | 2019-07-23 | 2019-07-25 | 2020-07-25 | Panasonic | VBHN325KA03 | Solar Panels |  | 0.325 | 28 | 153 | 23 |  | Fixed | Roof
Solar Registration Program | NJSRRE1541696406 | Millstone | 8510 | 17 | 10.08 | Residential | No | Behind the Meter | Green Power Energy | JCP&L | Accepted | 2019-07-23 | 2019-07-25 | 2020-07-25 | Panasonic | VBHN325KA03 | Solar Panels |  | 0.325 | 3 | 244 | 18 |  | Fixed | Roof
Solar Registration Program | NJSRRE1541696406 | Millstone | 8510 | 17 | 10.08 | Residential | No | Behind the Meter | Green Power Energy | JCP&L | Accepted | 2019-07-23 | 2019-07-25 | 2020-07-25 | Solar Edge | SE10000H-US | Inverters | 10000 |  | 1 |  |  | 0.97 |  | Outside | next to meter
Solar Registration Program | NJSRRE1541702446 | EAST ORANGE | 7018 | 9 | 10.08 | Residential | Yes | Behind the Meter | Pro Custom Solar dba Momentum Solar | PSE&G | Accepted | 2019-07-25 | 2019-07-30 | 2020-07-30 | HANWHA | Q.PEAK DUO BLK-G5 315 | Solar Panels |  | 0.315 | 32 | 114 | 8 |  | Fixed | Roof
Solar Registration Program | NJSRRE1541702446 | EAST ORANGE | 7018 | 9 | 10.08 | Residential | Yes | Behind the Meter | Pro Custom Solar dba Momentum Solar | PSE&G | Accepted | 2019-07-25 | 2019-07-30 | 2020-07-30 | ENPHASE ENERGY | IQ7-60-2-US | Inverters | 250 |  | 32 |  |  | 0.97 |  | Outdoor | Roof
Solar Registration Program | NJSRRE1541705467 | Elmer | 8318 | 16 | 10.08 | Residential | Yes | Behind the Meter | Trinity Solar | AC Electric | Accepted | 2019-07-26 | 2019-07-31 | 2020-07-31 | Solar Edge | SE5000 | Inverters | 5000 |  | 1 |  |  | 0.97 |  | Outside | side of home
Solar Registration Program | NJSRRE1541705467 | Elmer | 8318 | 16 | 10.08 | Residential | Yes | Behind the Meter | Trinity Solar | AC Electric | Accepted | 2019-07-26 | 2019-07-31 | 2020-07-31 | Hanwha | Q.PEAK DUO BLK-G5 315 | Solar Panels |  | 0.315 | 18 | 137 | 40 |  | Fixed | Roof
Solar Registration Program | NJSRRE1541705467 | Elmer | 8318 | 16 | 10.08 | Residential | Yes | Behind the Meter | Trinity Solar | AC Electric | Accepted | 2019-07-26 | 2019-07-31 | 2020-07-31 | Hanwha | Q.PEAK DUO BLK-G5 315 | Solar Panels |  | 0.315 | 14 | 227 | 14 |  | Fixed | Roof
Solar Registration Program | NJSRRE1541809929 | West Windsor Township | 8550 | 12 | 10.08 | Residential | No | Behind the Meter | Green Power Energy | PSE&G | Accepted | 2019-08-09 | 2019-08-23 | 2020-08-23 | Panasonic | VBHN325KA03 | Solar Panels |  | 0.325 | 21 | 88 | 27 |  | Fixed | Roof
Solar Registration Program | NJSRRE1541809929 | West Windsor Township | 8550 | 12 | 10.08 | Residential | No | Behind the Meter | Green Power Energy | PSE&G | Accepted | 2019-08-09 | 2019-08-23 | 2020-08-23 | Panasonic | VBHN325KA03 | Solar Panels |  | 0.325 | 10 | 89 | 27 |  | Fixed | Roof
Solar Registration Program | NJSRRE1541809929 | West Windsor Township | 8550 | 12 | 10.08 | Residential | No | Behind the Meter | Green Power Energy | PSE&G | Accepted | 2019-08-09 | 2019-08-23 | 2020-08-23 | Solar Edge | SE10000H-US | Inverters | 10000 |  | 1 |  |  | 0.97 |  | Outside | next to meter
Solar Registration Program | NJSRRE1541835566 | Ringoes | 8551 | 4 | 10.08 | Residential | Yes | Behind the Meter | Pro Custom Solar dba Momentum Solar | JCP&L | Accepted | 2019-08-14 | 2019-08-23 | 2020-08-23 | HANWHA | Q.PEAK DUO BLK-G5 315 | Solar Panels |  | 0.315 | 32 | 180 | 20 |  | Fixed | Ground
Solar Registration Program | NJSRRE1541835566 | Ringoes | 8551 | 4 | 10.08 | Residential | Yes | Behind the Meter | Pro Custom Solar dba Momentum Solar | JCP&L | Accepted | 2019-08-14 | 2019-08-23 | 2020-08-23 | Enphase Energy | IQ7-60-2-US | Inverters | 250 |  | 32 |  |  | 0.97 |  | Outside | Ground Mount
Solar Registration Program | NJSRRE1541877940 | Plainfield | 7063 | 10 | 10.08 | Residential | Yes | Behind the Meter | Vivint Solar Developer, LLC | PSE&G | Accepted | 2019-08-22 | 2019-08-27 | 2020-08-27 | Hanwha Solar | Q.PEAK BLK-G5 315 | Solar Panels |  | 0.315 | 3 | 233 | 21 |  | Fixed | Roof
Solar Registration Program | NJSRRE1541877940 | Plainfield | 7063 | 10 | 10.08 | Residential | Yes | Behind the Meter | Vivint Solar Developer, LLC | PSE&G | Accepted | 2019-08-22 | 2019-08-27 | 2020-08-27 | Hanwha Solar | Q.PEAK BLK-G5 315 | Solar Panels |  | 0.315 | 29 | 143 | 21 |  | Fixed | Roof
Solar Registration Program | NJSRRE1541877940 | Plainfield | 7063 | 10 | 10.08 | Residential | Yes | Behind the Meter | Vivint Solar Developer, LLC | PSE&G | Accepted | 2019-08-22 | 2019-08-27 | 2020-08-27 | Solar Edge | SE7600H-US | Inverters | 7600 |  | 1 |  |  | 0.992 |  | Outdoor | Near the Utility Meter
Solar Registration Program | NJSRRE1541880572 | TINTON FALLS | 7753 | 17 | 10.08 | Residential | Yes | Behind the Meter | Vivint Solar Developer, LLC | JCP&L | Accepted | 2019-08-28 | 2019-08-29 | 2020-08-29 | HANWHA SOLAR | Q.PEAK BLK-G5 315 | Solar Panels |  | 0.315 | 15 | 126 | 33 |  | Fixed | Roof
Solar Registration Program | NJSRRE1541880572 | TINTON FALLS | 7753 | 17 | 10.08 | Residential | Yes | Behind the Meter | Vivint Solar Developer, LLC | JCP&L | Accepted | 2019-08-28 | 2019-08-29 | 2020-08-29 | HANWHA SOLAR | Q.PEAK BLK-G5 315 | Solar Panels |  | 0.315 | 7 | 306 | 33 |  | Fixed | Roof
Solar Registration Program | NJSRRE1541880572 | TINTON FALLS | 7753 | 17 | 10.08 | Residential | Yes | Behind the Meter | Vivint Solar Developer, LLC | JCP&L | Accepted | 2019-08-28 | 2019-08-29 | 2020-08-29 | HANWHA SOLAR | Q.PEAK BLK-G5 315 | Solar Panels |  | 0.315 | 5 | 306 | 22 |  | Fixed | Roof
Solar Registration Program | NJSRRE1541880572 | TINTON FALLS | 7753 | 17 | 10.08 | Residential | Yes | Behind the Meter | Vivint Solar Developer, LLC | JCP&L | Accepted | 2019-08-28 | 2019-08-29 | 2020-08-29 | HANWHA SOLAR | Q.PEAK BLK-G5 315 | Solar Panels |  | 0.315 | 5 | 126 | 22 |  | Fixed | Roof
Solar Registration Program | NJSRRE1541880572 | TINTON FALLS | 7753 | 17 | 10.08 | Residential | Yes | Behind the Meter | Vivint Solar Developer, LLC | JCP&L | Accepted | 2019-08-28 | 2019-08-29 | 2020-08-29 | SOLAREDGE TECHNOLOGIES | SE7600H-US000BNC4 | Inverters | 7600 |  | 1 |  |  | 0.992 |  | Outdoor | Near the Utility Meter
Solar Registration Program | NJSRRE1541880936 | Roselle | 7203 | 10 | 10.08 | Residential | Yes | Behind the Meter | Vivint Solar Developer, LLC | PSE&G | Accepted | 2019-09-05 | 2019-09-05 | 2020-09-05 | HANWHA SOLAR | Q.PEAK BLK-G5 315 | Solar Panels |  | 0.315 | 22 | 350 | 31 |  | Fixed | Roof
Solar Registration Program | NJSRRE1541880936 | Roselle | 7203 | 10 | 10.08 | Residential | Yes | Behind the Meter | Vivint Solar Developer, LLC | PSE&G | Accepted | 2019-09-05 | 2019-09-05 | 2020-09-05 | HANWHA SOLAR | Q.PEAK BLK-G5 315 | Solar Panels |  | 0.315 | 10 | 170 | 31 |  | Fixed | Roof
Solar Registration Program | NJSRRE1541880936 | Roselle | 7203 | 10 | 10.08 | Residential | Yes | Behind the Meter | Vivint Solar Developer, LLC | PSE&G | Accepted | 2019-09-05 | 2019-09-05 | 2020-09-05 | SOLAREDGE TECHNOLOGIES | SE7600H-US000BNC4 | Inverters | 76000 |  | 1 |  |  | 0.992 |  | Outdoor | Near the Utility Meter
Solar Registration Program | NJSRRE1541881071 | Keyport | 7735 | 17 | 10.08 | Residential | Yes | Behind the Meter | Vivint Solar Developer, LLC | JCP&L | Accepted | 2019-08-29 | 2019-08-30 | 2020-08-30 | HANWHA SOLAR | Q.PEAK BLK-G5 315 | Solar Panels |  | 0.315 | 32 | 220 | 19 |  | Fixed | Roof
Solar Registration Program | NJSRRE1541881071 | Keyport | 7735 | 17 | 10.08 | Residential | Yes | Behind the Meter | Vivint Solar Developer, LLC | JCP&L | Accepted | 2019-08-29 | 2019-08-30 | 2020-08-30 | solar edge | SE7600H-US000BNC4 | Inverters | 7600 |  | 1 |  |  | 0.992 |  | Outdoor | Near the Utility Meter
Solar Registration Program | NJSRRE1541883713 | Cherry Hill | 8002 | 14 | 10.08 | Residential | Yes | Behind the Meter | Trinity Solar | PSE&G | Accepted | 2019-08-26 | 2019-08-28 | 2020-08-28 | Hanwha | Q.PEAK DUO BLK-G5 315 | Solar Panels |  | 0.315 | 7 | 72 | 37 |  | Fixed | Roof
Solar Registration Program | NJSRRE1541883713 | Cherry Hill | 8002 | 14 | 10.08 | Residential | Yes | Behind the Meter | Trinity Solar | PSE&G | Accepted | 2019-08-26 | 2019-08-28 | 2020-08-28 | Hanwha | Q.PEAK DUO BLK-G5 315 | Solar Panels |  | 0.315 | 25 | 252 | 37 |  | Fixed | Roof
Solar Registration Program | NJSRRE1541883713 | Cherry Hill | 8002 | 14 | 10.08 | Residential | Yes | Behind the Meter | Trinity Solar | PSE&G | Accepted | 2019-08-26 | 2019-08-28 | 2020-08-28 | Solar Edge | SE7600 | Inverters | 7600 |  | 1 |  |  | 0.97 |  | Outside | side of home
Solar Registration Program | NJSRRE1541883985 | Toms River | 8753 | 18 | 10.08 | Residential | Yes | Behind the Meter | Vivint Solar Developer, LLC | JCP&L | Accepted | 2019-08-26 | 2019-08-28 | 2020-08-28 | Hanwha Solar | Q.PEAK BLK-G5 315 | Solar Panels |  | 0.315 | 6 | 209 | 20 |  | Fixed | Roof
Solar Registration Program | NJSRRE1541883985 | Toms River | 8753 | 18 | 10.08 | Residential | Yes | Behind the Meter | Vivint Solar Developer, LLC | JCP&L | Accepted | 2019-08-26 | 2019-08-28 | 2020-08-28 | Hanwha Solar | Q.PEAK BLK-G5 315 | Solar Panels |  | 0.315 | 3 | 119 | 28 |  | Fixed | Roof
Solar Registration Program | NJSRRE1541883985 | Toms River | 8753 | 18 | 10.08 | Residential | Yes | Behind the Meter | Vivint Solar Developer, LLC | JCP&L | Accepted | 2019-08-26 | 2019-08-28 | 2020-08-28 | Hanwha Solar | Q.PEAK BLK-G5 315 | Solar Panels |  | 0.315 | 6 | 29 | 20 |  | Fixed | Roof
Solar Registration Program | NJSRRE1541883985 | Toms River | 8753 | 18 | 10.08 | Residential | Yes | Behind the Meter | Vivint Solar Developer, LLC | JCP&L | Accepted | 2019-08-26 | 2019-08-28 | 2020-08-28 | Hanwha Solar | Q.PEAK BLK-G5 315 | Solar Panels |  | 0.315 | 17 | 299 | 28 |  | Fixed | Roof
Solar Registration Program | NJSRRE1541883985 | Toms River | 8753 | 18 | 10.08 | Residential | Yes | Behind the Meter | Vivint Solar Developer, LLC | JCP&L | Accepted | 2019-08-26 | 2019-08-28 | 2020-08-28 | SolarEdge Technologies | SE7600H | Inverters | 7600 |  | 1 |  |  | 0.992 |  | Outdoor | Near the Utility Meter
Solar Registration Program | NJSRRE1541883985 | Toms River | 8753 | 18 | 10.08 | Residential | Yes | Behind the Meter | Vivint Solar Developer, LLC | JCP&L | Accepted | 2019-08-26 | 2019-08-28 | 2020-08-28 | SolarEdge Technologies | SE3800H | Inverters | 7600 |  | 1 |  |  | 0.992 |  | Outdoor | Near utility meter
Solar Registration Program | NJSRRE1541888063 | Hamilton | 8620 | 12 | 10.08 | Residential | No | Behind the Meter | Vivint Solar Developer, LLC | PSE&G | Accepted | 2019-09-05 | 2019-09-05 | 2020-09-05 | Hanwha Solar | Q.PEAK BLK-G5 315 | Solar Panels |  | 0.315 | 29 | 119 | 18 |  | Fixed | Roof
Solar Registration Program | NJSRRE1541888063 | Hamilton | 8620 | 12 | 10.08 | Residential | No | Behind the Meter | Vivint Solar Developer, LLC | PSE&G | Accepted | 2019-09-05 | 2019-09-05 | 2020-09-05 | Hanwha Solar | Q.PEAK BLK-G5 315 | Solar Panels |  | 0.315 | 3 | 299 | 18 |  | Fixed | Roof
Solar Registration Program | NJSRRE1541888063 | Hamilton | 8620 | 12 | 10.08 | Residential | No | Behind the Meter | Vivint Solar Developer, LLC | PSE&G | Accepted | 2019-09-05 | 2019-09-05 | 2020-09-05 | SolarEdge | SE7600H-US | Inverters | 7600 |  | 1 |  |  | 0.992 |  | Outdoor | Near the Utility Meter
Solar Registration Program | NJSRRE1541892196 | PISCATAWAY | 8854 | 11 | 10.08 | Residential | Yes | Behind the Meter | Vivint Solar Developer, LLC | PSE&G | Accepted | 2019-09-05 | 2019-09-05 | 2020-09-05 | HANWHA SOLAR | Q.PEAK BLK-G5 315 | Solar Panels |  | 0.315 | 4 | 221 | 25 |  | Fixed | Roof
Solar Registration Program | NJSRRE1541892196 | PISCATAWAY | 8854 | 11 | 10.08 | Residential | Yes | Behind the Meter | Vivint Solar Developer, LLC | PSE&G | Accepted | 2019-09-05 | 2019-09-05 | 2020-09-05 | HANWHA SOLAR | Q.PEAK BLK-G5 315 | Solar Panels |  | 0.315 | 14 | 131 | 25 |  | Fixed | Roof
Solar Registration Program | NJSRRE1541892196 | PISCATAWAY | 8854 | 11 | 10.08 | Residential | Yes | Behind the Meter | Vivint Solar Developer, LLC | PSE&G | Accepted | 2019-09-05 | 2019-09-05 | 2020-09-05 | HANWHA SOLAR | Q.PEAK BLK-G5 315 | Solar Panels |  | 0.315 | 14 | 311 | 25 |  | Fixed | Roof
Solar Registration Program | NJSRRE1541892196 | PISCATAWAY | 8854 | 11 | 10.08 | Residential | Yes | Behind the Meter | Vivint Solar Developer, LLC | PSE&G | Accepted | 2019-09-05 | 2019-09-05 | 2020-09-05 | Solar Edge | SE7600H-US000BNC4 | Inverters | 7600 |  | 1 |  |  | 0.992 |  | Outdoor | Near Utility Meter
Solar Registration Program | NJSRRE1542248404 | Teaneck | 7666 | 7 | 10.08 | Residential | No | Behind the Meter | Green Power Energy | PSE&G | Accepted | 2019-09-05 | 2019-09-09 | 2020-09-09 | Panasonic | VBHN325KA03 | Solar Panels |  | 0.325 | 23 | 117 | 27 |  | Fixed | Roof
Solar Registration Program | NJSRRE1542248404 | Teaneck | 7666 | 7 | 10.08 | Residential | No | Behind the Meter | Green Power Energy | PSE&G | Accepted | 2019-09-05 | 2019-09-09 | 2020-09-09 | Panasonic | VBHN325KA03 | Solar Panels |  | 0.325 | 8 | 296 | 27 |  | Fixed | Roof
Solar Registration Program | NJSRRE1542248404 | Teaneck | 7666 | 7 | 10.08 | Residential | No | Behind the Meter | Green Power Energy | PSE&G | Accepted | 2019-09-05 | 2019-09-09 | 2020-09-09 | Solar Edge | SE10000H-US | Inverters | 10000 |  | 1 |  |  | 0.97 |  | Outside | next to meter
Solar Registration Program | NJSRRE1542325080 | Lake Hopatcong | 7849 | 3 | 10.08 | Residential | No | Behind the Meter | SunPower Corporation, Systems | JCP&L | Accepted | 2019-09-06 | 2019-09-10 | 2020-09-10 | SUNPOWER | SPR-X22-360-E-AC | Solar Panels |  | 0.36 | 9 | 212 | 37 |  | Fixed | Roof
Solar Registration Program | NJSRRE1542325080 | Lake Hopatcong | 7849 | 3 | 10.08 | Residential | No | Behind the Meter | SunPower Corporation, Systems | JCP&L | Accepted | 2019-09-06 | 2019-09-10 | 2020-09-10 | SUNPOWER | SPR-X22-360-E-AC | Solar Panels |  | 0.36 | 19 | 122 | 37 |  | Fixed | Roof
Solar Registration Program | NJSRRE1542325080 | Lake Hopatcong | 7849 | 3 | 10.08 | Residential | No | Behind the Meter | SunPower Corporation, Systems | JCP&L | Accepted | 2019-09-06 | 2019-09-10 | 2020-09-10 | SUNPOWER | SPR-X22-360-E-AC | Inverters | 320 |  | 28 |  |  | 0.96 |  | Other | under each panel
Solar Registration Program | NJSRRE1542345781 | CHERRY HILL | 8003 | 14 | 10.08 | Residential | Yes | Behind the Meter | Vivint Solar Developer, LLC | PSE&G | Accepted | 2019-09-06 | 2019-09-11 | 2020-09-11 | HANWHA SOLAR | Q.PEAK BLK-G5 315 | Solar Panels |  | 0.315 | 17 | 232 | 20 |  | Fixed | Roof
Solar Registration Program | NJSRRE1542345781 | CHERRY HILL | 8003 | 14 | 10.08 | Residential | Yes | Behind the Meter | Vivint Solar Developer, LLC | PSE&G | Accepted | 2019-09-06 | 2019-09-11 | 2020-09-11 | HANWHA SOLAR | Q.PEAK BLK-G5 315 | Solar Panels |  | 0.315 | 15 | 142 | 20 |  | Fixed | Roof
Solar Registration Program | NJSRRE1542345781 | CHERRY HILL | 8003 | 14 | 10.08 | Residential | Yes | Behind the Meter | Vivint Solar Developer, LLC | PSE&G | Accepted | 2019-09-06 | 2019-09-11 | 2020-09-11 | SOLAR EDGE | SE7600H-US000BNC4 | Inverters | 7600 |  | 1 |  |  | 0.992 |  | Outdoor | Near The Utility Meter
Solar Registration Program | NJSRRE1542369497 | PHILLIPSBURG | 8865 | 2 | 10.08 | Residential | No | Behind the Meter | Vivint Solar Developer, LLC | JCP&L | Accepted | 2019-09-16 | 2019-09-17 | 2020-09-17 | HANWHA SOLAR | Q.PEAK BLK-G5 315 | Solar Panels |  | 0.315 | 32 | 246 | 6 |  | Fixed | Roof
Solar Registration Program | NJSRRE1542369497 | PHILLIPSBURG | 8865 | 2 | 10.08 | Residential | No | Behind the Meter | Vivint Solar Developer, LLC | JCP&L | Accepted | 2019-09-16 | 2019-09-17 | 2020-09-17 | Solar Edge | SE7600H-US000BNC4 | Inverters | 7600 |  | 1 |  |  | 0.992 |  | Outdoor | Near Utility Meter
Solar Registration Program | NJSRRE1542407175 | Florence | 8518 | 13 | 10.08 | Residential | No | Behind the Meter | Vivint Solar Developer, LLC | PSE&G | Accepted | 2019-09-14 | 2019-09-17 | 2020-09-17 | HANWHA SOLAR | Q.PEAK BLK-G5 315 | Solar Panels |  | 0.315 | 27 | 224 | 30 |  | Fixed | Pole
Solar Registration Program | NJSRRE1542407175 | Florence | 8518 | 13 | 10.08 | Residential | No | Behind the Meter | Vivint Solar Developer, LLC | PSE&G | Accepted | 2019-09-14 | 2019-09-17 | 2020-09-17 | HANWHA SOLAR | Q.PEAK BLK-G5 315 | Solar Panels |  | 0.315 | 5 | 224 | 30 |  | Fixed | Roof
Solar Registration Program | NJSRRE1542407175 | Florence | 8518 | 13 | 10.08 | Residential | No | Behind the Meter | Vivint Solar Developer, LLC | PSE&G | Accepted | 2019-09-14 | 2019-09-17 | 2020-09-17 | SOLAREDGE | SE7600H-US000BNC4 | Inverters | 7600 |  | 1 |  |  | 0.992 |  | Outdoor | Near The Utility Meter
Solar Registration Program | NJSRRE1542412217 | Mullica Hill | 8062 | 15 | 10.08 | Residential | No | Behind the Meter | SunnyMac LLC | AC Electric | Accepted | 2019-09-17 | 2019-09-19 | 2020-09-19 | SunPower | SPR-X21-350 | Solar Panels |  | 0.33 | 21 | 139 | 34 |  | Fixed | Roof
Solar Registration Program | NJSRRE1542412217 | Mullica Hill | 8062 | 15 | 10.08 | Residential | No | Behind the Meter | SunnyMac LLC | AC Electric | Accepted | 2019-09-17 | 2019-09-19 | 2020-09-19 | SunPower | SPR-X21-350 | Solar Panels |  | 0.35 | 9 | 139 | 34 |  | Fixed | Roof
Solar Registration Program | NJSRRE1542412217 | Mullica Hill | 8062 | 15 | 10.08 | Residential | No | Behind the Meter | SunnyMac LLC | AC Electric | Accepted | 2019-09-17 | 2019-09-19 | 2020-09-19 | Enphase | IQ7XS-96-ACM-US | Inverters | 0.315 |  | 30 |  |  | 0.99 |  | Outdoor | roof
Solar Registration Program | NJSRRE1542422596 | TOMS RIVER | 8753 | 18 | 10.08 | Residential | Yes | Behind the Meter | Vivint Solar Developer, LLC | JCP&L | Accepted | 2019-09-19 | 2019-09-23 | 2020-09-23 | HANWHA SOLAR | Q.PEAK BLK-G5 315 | Solar Panels |  | 0.315 | 18 | 245 | 28 |  | Fixed | Roof
Solar Registration Program | NJSRRE1542422596 | TOMS RIVER | 8753 | 18 | 10.08 | Residential | Yes | Behind the Meter | Vivint Solar Developer, LLC | JCP&L | Accepted | 2019-09-19 | 2019-09-23 | 2020-09-23 | HANWHA SOLAR | Q.PEAK BLK-G5 315 | Solar Panels |  | 0.315 | 4 | 65 | 28 |  | Fixed | Roof
Solar Registration Program | NJSRRE1542422596 | TOMS RIVER | 8753 | 18 | 10.08 | Residential | Yes | Behind the Meter | Vivint Solar Developer, LLC | JCP&L | Accepted | 2019-09-19 | 2019-09-23 | 2020-09-23 | HANWHA SOLAR | Q.PEAK BLK-G5 315 | Solar Panels |  | 0.315 | 10 | 65 | 28 |  | Fixed | Roof
Solar Registration Program | NJSRRE1542422596 | TOMS RIVER | 8753 | 18 | 10.08 | Residential | Yes | Behind the Meter | Vivint Solar Developer, LLC | JCP&L | Accepted | 2019-09-19 | 2019-09-23 | 2020-09-23 | SOLAR EDGE | SE7600H-US | Inverters | 7600 |  | 1 |  |  | 0.992 |  | Outdoor | NEAR UTILITY METER
Solar Registration Program | NJSRRE1542422933 | Erial | 8081 | 14 | 10.08 | Residential | Yes | Behind the Meter | SunnyMac LLC | AC Electric | Final As-Built Received | 2019-09-20 | 2019-09-23 | 2020-09-23 | SunPower | SPR-X22-360 | Solar Panels |  | 0.36 | 28 | 162 | 30 |  | Fixed | Roof
Solar Registration Program | NJSRRE1542422933 | Erial | 8081 | 14 | 10.08 | Residential | Yes | Behind the Meter | SunnyMac LLC | AC Electric | Final As-Built Received | 2019-09-20 | 2019-09-23 | 2020-09-23 | Enphase | IQ7XS-96-ACM-US | Inverters | 0.315 |  | 28 |  |  | 0.99 |  | Outdoor | roof
Solar Registration Program | NJSRRE1542422933 | Erial | 8081 | 14 | 10.08 | Residential | Yes | Behind the Meter | SunnyMac LLC | AC Electric | Final As-Built Received | 2019-09-20 | 2019-09-23 | 2020-09-23 | sunpower | pvs6 | Meters |  |  | 1 |  |  |  | Yes | Outdoor
Solar Registration Program | NJSRRE1542423022 | Galloway | 8205 | 19 | 10.08 | Residential | Yes | Behind the Meter | Castle Energy, LLC | AC Electric | Accepted | 2019-09-19 | 2019-09-23 | 2020-09-23 | Hanwha Q-Cells | Q.Peak DUO-G5 215 | Solar Panels |  | 0.315 | 17 | 101 | 30 |  | Fixed | Roof
Solar Registration Program | NJSRRE1542423022 | Galloway | 8205 | 19 | 10.08 | Residential | Yes | Behind the Meter | Castle Energy, LLC | AC Electric | Accepted | 2019-09-19 | 2019-09-23 | 2020-09-23 | Hanwha Q-Cells | Q.Peak DUO-G5 315 | Solar Panels |  | 0.315 | 15 | 281 | 30 |  | Fixed | Roof
Solar Registration Program | NJSRRE1542423022 | Galloway | 8205 | 19 | 10.08 | Residential | Yes | Behind the Meter | Castle Energy, LLC | AC Electric | Accepted | 2019-09-19 | 2019-09-23 | 2020-09-23 | Enphase Energy | IQ7-60-2-US | Inverters | 240 |  | 32 |  |  | 0.967 |  | Outside | on the rooftop under each solar panel
Solar Registration Program | NJSRRE1542430746 | Flemington | 8822 | 4 | 10.08 | Residential | No | Behind the Meter | Suntuity Solar LLC | JCP&L | Accepted | 2019-09-24 | 2019-09-25 | 2020-09-25 | Yingli Green Energy | YL315D-30b | Solar Panels |  | 0.315 | 14 | 163 | 30 |  | Fixed | Roof
Solar Registration Program | NJSRRE1542430746 | Flemington | 8822 | 4 | 10.08 | Residential | No | Behind the Meter | Suntuity Solar LLC | JCP&L | Accepted | 2019-09-24 | 2019-09-25 | 2020-09-25 | Yingli Green Energy | YL315D-30b | Solar Panels |  | 0.315 | 18 | 163 | 40 |  | Fixed | Roof
Solar Registration Program | NJSRRE1542430746 | Flemington | 8822 | 4 | 10.08 | Residential | No | Behind the Meter | Suntuity Solar LLC | JCP&L | Accepted | 2019-09-24 | 2019-09-25 | 2020-09-25 | Enphase Energy | IQ7-60-2-US | Inverters | 240 |  | 32 |  |  | 0.97 |  | Outdoor | Behind the PV Modules
Solar Registration Program | NJSRRE1542441077 | Sewell | 8080 | 15 | 10.08 | Residential | No | Behind the Meter | Impact Solar LLC | AC Electric | Accepted | 2019-09-25 | 2019-09-27 | 2020-09-27 | hanwha | Q.PEAKDUO-G5315 | Solar Panels |  | 0.315 | 4 | 107 | 37 |  | Fixed | Roof
Solar Registration Program | NJSRRE1542441077 | Sewell | 8080 | 15 | 10.08 | Residential | No | Behind the Meter | Impact Solar LLC | AC Electric | Accepted | 2019-09-25 | 2019-09-27 | 2020-09-27 | Hanwha | Q.PEAKDUO-G5315 | Solar Panels |  | 0.315 | 28 | 197 | 31 |  | Fixed | Roof
Solar Registration Program | NJSRRE1542441077 | Sewell | 8080 | 15 | 10.08 | Residential | No | Behind the Meter | Impact Solar LLC | AC Electric | Accepted | 2019-09-25 | 2019-09-27 | 2020-09-27 | solaredge | SE10000H-US | Inverters | 10000 |  | 1 |  |  | 0.96 |  | Indoor | garage
Solar Registration Program | NJSRRE1542441077 | Sewell | 8080 | 15 | 10.08 | Residential | No | Behind the Meter | Impact Solar LLC | AC Electric | Accepted | 2019-09-25 | 2019-09-27 | 2020-09-27 | solaredge | soalredge direct | Meters |  |  | 1 |  |  |  | Yes | Indoor
Solar Registration Program | NJSRRE1542443656 | Rochelle Park | 7662 | 7 | 10.08 | Residential | Yes | Behind the Meter | Trinity Solar | PSE&G | Accepted | 2019-09-26 | 2019-09-30 | 2020-09-30 | Hanwha | Q.PEAK DUO BLK-G5 315 | Solar Panels |  | 0.315 | 28 | 128 | 30 |  | Fixed | Roof
Solar Registration Program | NJSRRE1542443656 | Rochelle Park | 7662 | 7 | 10.08 | Residential | Yes | Behind the Meter | Trinity Solar | PSE&G | Accepted | 2019-09-26 | 2019-09-30 | 2020-09-30 | Hanwha | Q.PEAK DUO BLK-G5 315 | Solar Panels |  | 0.315 | 4 | 308 | 30 |  | Fixed | Roof
Solar Registration Program | NJSRRE1542443656 | Rochelle Park | 7662 | 7 | 10.08 | Residential | Yes | Behind the Meter | Trinity Solar | PSE&G | Accepted | 2019-09-26 | 2019-09-30 | 2020-09-30 | Solar Edge | SE7600 | Inverters | 7600 |  | 1 |  |  | 0.97 |  | Outside | side of home
Solar Registration Program | NJSRRE1542461435 | South Amboy | 8879 | 11 | 10.08 | Residential | Yes | Behind the Meter | Trinity Solar | JCP&L | Accepted | 2019-09-30 | 2019-10-02 | 2020-10-02 | Hanwha | Q.PEAK DUO BLK-G5 315 | Solar Panels |  | 0.315 | 9 | 60 | 5 |  | Fixed | Roof
Solar Registration Program | NJSRRE1542461435 | South Amboy | 8879 | 11 | 10.08 | Residential | Yes | Behind the Meter | Trinity Solar | JCP&L | Accepted | 2019-09-30 | 2019-10-02 | 2020-10-02 | Hanwha | Q.PEAK DUO BLK-G5 315 | Solar Panels |  | 0.315 | 4 | 240 | 40 |  | Fixed | Roof
Solar Registration Program | NJSRRE1542461435 | South Amboy | 8879 | 11 | 10.08 | Residential | Yes | Behind the Meter | Trinity Solar | JCP&L | Accepted | 2019-09-30 | 2019-10-02 | 2020-10-02 | Hanwha | Q.PEAK DUO BLK-G5 315 | Solar Panels |  | 0.315 | 19 | 150 | 40 |  | Fixed | Roof
Solar Registration Program | NJSRRE1542461435 | South Amboy | 8879 | 11 | 10.08 | Residential | Yes | Behind the Meter | Trinity Solar | JCP&L | Accepted | 2019-09-30 | 2019-10-02 | 2020-10-02 | Solar Edge | SE7600 | Inverters | 7600 |  | 1 |  |  | 0.97 |  | Outside | side of home
Solar Registration Program | NJSRRE1542467146 | South Plainfield | 7080 | 11 | 10.08 | Residential | Yes | Behind the Meter | Suntuity Solar LLC | PSE&G | Accepted | 2019-10-01 | 2019-10-02 | 2020-10-02 | Yingli Green Energy | YL315D-30b | Solar Panels |  | 0.315 | 32 | 215 | 17 |  | Fixed | Roof
Solar Registration Program | NJSRRE1542467146 | South Plainfield | 7080 | 11 | 10.08 | Residential | Yes | Behind the Meter | Suntuity Solar LLC | PSE&G | Accepted | 2019-10-01 | 2019-10-02 | 2020-10-02 | Enphase Energy | IQ7-60-2-US | Inverters | 240 |  | 32 |  |  | 0.97 |  | Outdoor | Behind the PV Modules
Solar Registration Program | NJSRRE1542472283 | HAINESPORT | 8036 | 13 | 10.08 | Residential | Yes | Behind the Meter | Vivint Solar Developer, LLC | PSE&G | Accepted | 2019-10-01 | 2019-10-03 | 2020-10-03 | Hanwha Solar | Q.PEAK BLK-G5 315 | Solar Panels |  | 0.315 | 14 | 110 | 22 |  | Fixed | Roof
Solar Registration Program | NJSRRE1542472283 | HAINESPORT | 8036 | 13 | 10.08 | Residential | Yes | Behind the Meter | Vivint Solar Developer, LLC | PSE&G | Accepted | 2019-10-01 | 2019-10-03 | 2020-10-03 | Hanwha Solar | Q.PEAK BLK-G5 315 | Solar Panels |  | 0.315 | 18 | 110 | 22 |  | Fixed | Roof
Solar Registration Program | NJSRRE1542472283 | HAINESPORT | 8036 | 13 | 10.08 | Residential | Yes | Behind the Meter | Vivint Solar Developer, LLC | PSE&G | Accepted | 2019-10-01 | 2019-10-03 | 2020-10-03 | Solar Edge | SE7600H-US000BNC4 | Inverters | 7600 |  | 1 |  |  | 0.992 |  | Outdoor | Near the Utility Meter
Solar Registration Program | NJSRRE1542504605 | Marlton | 8053 | 13 | 10.08 | Residential | No | Behind the Meter | Sunny Corp | PSE&G | Accepted | 2019-10-04 | 2019-10-08 | 2020-10-08 | PANASONIC | VBHN325KA03 | Solar Panels |  | 0.325 | 31 | 182 | 25 |  | Fixed | Roof
Solar Registration Program | NJSRRE1542504605 | Marlton | 8053 | 13 | 10.08 | Residential | No | Behind the Meter | Sunny Corp | PSE&G | Accepted | 2019-10-04 | 2019-10-08 | 2020-10-08 | SolarEdge | SE7600H-US | Inverters | 7600 |  | 1 |  |  | 0.992 |  | Outside | GARAGE
Solar Registration Program | NJSRRE1542511032 | West Deptford | 8096 | 15 | 10.08 | Residential | Yes | Behind the Meter | Trinity Solar | PSE&G | Accepted | 2019-10-07 | 2019-10-09 | 2020-10-09 | Hanwha | Q.PEAK DUO BLK-G5 315 | Solar Panels |  | 0.315 | 27 | 183 | 18 |  | Fixed | Roof
Solar Registration Program | NJSRRE1542511032 | West Deptford | 8096 | 15 | 10.08 | Residential | Yes | Behind the Meter | Trinity Solar | PSE&G | Accepted | 2019-10-07 | 2019-10-09 | 2020-10-09 | Hanwha | Q.PEAK DUO BLK-G5 315 | Solar Panels |  | 0.315 | 5 | 9 | 18 |  | Fixed | Roof
Solar Registration Program | NJSRRE1542511032 | West Deptford | 8096 | 15 | 10.08 | Residential | Yes | Behind the Meter | Trinity Solar | PSE&G | Accepted | 2019-10-07 | 2019-10-09 | 2020-10-09 | Solar Edge | SE7600 | Inverters | 7600 |  | 1 |  |  | 0.97 |  | Outside | side of home
Solar Registration Program | NJSRRE1542512368 | Brick Township | 8724 | 18 | 10.08 | Residential | Yes | Behind the Meter | Trinity Solar | JCP&L | Accepted | 2019-10-07 | 2019-10-09 | 2020-10-09 | Hanwha | Q.PEAK DUO BLK-G5 315 | Solar Panels |  | 0.315 | 22 | 307 | 23 |  | Fixed | Roof
Solar Registration Program | NJSRRE1542512368 | Brick Township | 8724 | 18 | 10.08 | Residential | Yes | Behind the Meter | Trinity Solar | JCP&L | Accepted | 2019-10-07 | 2019-10-09 | 2020-10-09 | Hanwha | Q.PEAK DUO BLK-G5 315 | Solar Panels |  | 0.315 | 5 | 7 | 23 |  | Fixed | Roof
Solar Registration Program | NJSRRE1542512368 | Brick Township | 8724 | 18 | 10.08 | Residential | Yes | Behind the Meter | Trinity Solar | JCP&L | Accepted | 2019-10-07 | 2019-10-09 | 2020-10-09 | Hanwha | Q.PEAK DUO BLK-G5 315 | Solar Panels |  | 0.315 | 5 | 217 | 23 |  | Fixed | Roof
Solar Registration Program | NJSRRE1542512368 | Brick Township | 8724 | 18 | 10.08 | Residential | Yes | Behind the Meter | Trinity Solar | JCP&L | Accepted | 2019-10-07 | 2019-10-09 | 2020-10-09 | Solar Edge | SE7600 | Inverters | 7600 |  | 1 |  |  | 0.97 |  | Outside | side of home
Solar Registration Program | NJSRRE1542515091 | Burlington | 8016 | 13 | 10.08 | Residential | Yes | Behind the Meter | Trinity Solar | PSE&G | Accepted | 2019-10-08 | 2019-10-10 | 2020-10-10 | Hanwha | Q.PEAK DUO BLK-G5 315 | Solar Panels |  | 0.315 | 3 | 178 | 18 |  | Fixed | Roof
Solar Registration Program | NJSRRE1542515091 | Burlington | 8016 | 13 | 10.08 | Residential | Yes | Behind the Meter | Trinity Solar | PSE&G | Accepted | 2019-10-08 | 2019-10-10 | 2020-10-10 | Hanwha | Q.PEAK DUO BLK-G5 315 | Solar Panels |  | 0.315 | 4 | 268 | 18 |  | Fixed | Roof
Solar Registration Program | NJSRRE1542515091 | Burlington | 8016 | 13 | 10.08 | Residential | Yes | Behind the Meter | Trinity Solar | PSE&G | Accepted | 2019-10-08 | 2019-10-10 | 2020-10-10 | Hanwha | Q.PEAK DUO BLK-G5 315 | Solar Panels |  | 0.315 | 7 | 178 | 18 |  | Fixed | Roof
Solar Registration Program | NJSRRE1542515091 | Burlington | 8016 | 13 | 10.08 | Residential | Yes | Behind the Meter | Trinity Solar | PSE&G | Accepted | 2019-10-08 | 2019-10-10 | 2020-10-10 | Hanwha | Q.PEAK DUO BLK-G5 315 | Solar Panels |  | 0.315 | 11 | 268 | 18 |  | Fixed | Roof
Solar Registration Program | NJSRRE1542515091 | Burlington | 8016 | 13 | 10.08 | Residential | Yes | Behind the Meter | Trinity Solar | PSE&G | Accepted | 2019-10-08 | 2019-10-10 | 2020-10-10 | Hanwha | Q.PEAK DUO BLK-G5 315 | Solar Panels |  | 0.315 | 7 | 88 | 18 |  | Fixed | Roof
Solar Registration Program | NJSRRE1542515091 | Burlington | 8016 | 13 | 10.08 | Residential | Yes | Behind the Meter | Trinity Solar | PSE&G | Accepted | 2019-10-08 | 2019-10-10 | 2020-10-10 | Solar Edge | SE7600 | Inverters | 7600 |  | 1 |  |  | 0.97 |  | Outside | side of home
Solar Registration Program | NJSRRE1542523748 | Bayville | 8721 | 18 | 10.08 | Residential | No | Behind the Meter | Trinity Solar | JCP&L | Accepted | 2019-10-10 | 2019-10-14 | 2020-10-14 | Hanwha | Q.PEAK DUO BLK-G5 315 | Solar Panels |  | 0.315 | 32 | 83 | 8 |  | Fixed | Roof
Solar Registration Program | NJSRRE1542523748 | Bayville | 8721 | 18 | 10.08 | Residential | No | Behind the Meter | Trinity Solar | JCP&L | Accepted | 2019-10-10 | 2019-10-14 | 2020-10-14 | Solar Edge | SE7600 | Inverters | 7600 |  | 1 |  |  | 0.97 |  | Outside | side of home
Solar Registration Program | NJSRRE1542523810 | Chesterfield | 8515 | 13 | 10.08 | Residential | No | Behind the Meter | Impact Solar LLC | PSE&G | Final As-Built Received | 2019-10-10 | 2019-10-14 | 2020-10-14 | hanwha | Q.PEAKDUO-G5315 | Solar Panels |  | 0.315 | 15 | 187 | 31 |  | Fixed | Roof
Solar Registration Program | NJSRRE1542523810 | Chesterfield | 8515 | 13 | 10.08 | Residential | No | Behind the Meter | Impact Solar LLC | PSE&G | Final As-Built Received | 2019-10-10 | 2019-10-14 | 2020-10-14 | hanwha | Q.PEAKDUO-G5315 | Solar Panels |  | 0.315 | 17 | 277 | 31 |  | Fixed | Roof
Solar Registration Program | NJSRRE1542523810 | Chesterfield | 8515 | 13 | 10.08 | Residential | No | Behind the Meter | Impact Solar LLC | PSE&G | Final As-Built Received | 2019-10-10 | 2019-10-14 | 2020-10-14 | SolarEdge | SE10000H-US | Inverters | 10000 |  | 1 |  |  | 0.96 |  | Outside | north
Solar Registration Program | NJSRRE1542523810 | Chesterfield | 8515 | 13 | 10.08 | Residential | No | Behind the Meter | Impact Solar LLC | PSE&G | Final As-Built Received | 2019-10-10 | 2019-10-14 | 2020-10-14 | solaredge | solaredge direct | Meters |  |  | 1 |  |  |  | Yes | Outdoor
Solar Registration Program | NJSRRE1542525308 | Collingswood | 8108 | 14 | 10.08 | Residential | Yes | Behind the Meter | Vivint Solar Developer, LLC | PSE&G | Accepted | 2019-10-10 | 2019-10-14 | 2020-10-14 | Hanwha Solar | Q.PEAK BLK-G5 315 | Solar Panels |  | 0.315 | 8 | 149 | 27 |  | Fixed | Roof
Solar Registration Program | NJSRRE1542525308 | Collingswood | 8108 | 14 | 10.08 | Residential | Yes | Behind the Meter | Vivint Solar Developer, LLC | PSE&G | Accepted | 2019-10-10 | 2019-10-14 | 2020-10-14 | Hanwha Solar | Q.PEAK BLK-G5 315 | Solar Panels |  | 0.315 | 24 | 329 | 27 |  | Fixed | Roof
Solar Registration Program | NJSRRE1542525308 | Collingswood | 8108 | 14 | 10.08 | Residential | Yes | Behind the Meter | Vivint Solar Developer, LLC | PSE&G | Accepted | 2019-10-10 | 2019-10-14 | 2020-10-14 | SolarEdge Technologies | SE7600H-US0 | Inverters | 7600 |  | 1 |  |  | 0.992 |  | Outdoor | Near the Utility Meter
Solar Registration Program | NJSRRE1542527972 | Lincoln Park | 7035 | 3 | 10.08 | Residential | No | Behind the Meter | Trinity Solar | JCP&L | Accepted | 2019-10-11 | 2019-10-15 | 2020-10-15 | Hanwha | Q.PEAK DUO BLK-G5 315 | Solar Panels |  | 0.315 | 32 | 182 | 23 |  | Fixed | Roof
Solar Registration Program | NJSRRE1542527972 | Lincoln Park | 7035 | 3 | 10.08 | Residential | No | Behind the Meter | Trinity Solar | JCP&L | Accepted | 2019-10-11 | 2019-10-15 | 2020-10-15 | Solar Edge | SE7600 | Inverters | 7600 |  | 1 |  |  | 0.97 |  | Outside | side of home
Solar Registration Program | NJSRRE1542528130 | Atlantic City | 8401 | 19 | 10.08 | Residential | Yes | Behind the Meter | Trinity Solar | AC Electric | Accepted | 2019-10-11 | 2019-10-15 | 2020-10-15 | Hanwha | Q.PEAK DUO BLK-G5 315 | Solar Panels |  | 0.315 | 14 | 238 | 23 |  | Fixed | Roof
Solar Registration Program | NJSRRE1542528130 | Atlantic City | 8401 | 19 | 10.08 | Residential | Yes | Behind the Meter | Trinity Solar | AC Electric | Accepted | 2019-10-11 | 2019-10-15 | 2020-10-15 | Hanwha | Q.PEAK DUO BLK-G5 315 | Solar Panels |  | 0.315 | 18 | 148 | 18 |  | Fixed | Roof
Solar Registration Program | NJSRRE1542528130 | Atlantic City | 8401 | 19 | 10.08 | Residential | Yes | Behind the Meter | Trinity Solar | AC Electric | Accepted | 2019-10-11 | 2019-10-15 | 2020-10-15 | Solar Edge | SE7600 | Inverters | 7600 |  | 1 |  |  | 0.97 |  | Outside | side of home
Solar Registration Program | NJSRRE1542541561 | Mullica Hill | 8062 | 15 | 10.08 | Residential | No | Behind the Meter | Trinity Solar | AC Electric | Accepted | 2019-10-14 | 2019-10-16 | 2020-10-16 | Hanwha | Q.PEAK DUO BLK-G5 315 | Solar Panels |  | 0.315 | 32 | 221 | 37 |  | Fixed | Roof
Solar Registration Program | NJSRRE1542541561 | Mullica Hill | 8062 | 15 | 10.08 | Residential | No | Behind the Meter | Trinity Solar | AC Electric | Accepted | 2019-10-14 | 2019-10-16 | 2020-10-16 | Solar Edge | SE7600 | Inverters | 7600 |  | 1 |  |  | 0.97 |  | Outside | side of home
Solar Registration Program | NJSRRE1542541872 | Pennsauken | 8110 | 14 | 10.08 | Residential | Yes | Behind the Meter | Vivint Solar Developer, LLC | PSE&G | Accepted | 2019-10-14 | 2019-10-16 | 2020-10-16 | Hanwha | Q.PEAK DUO BLK-G5 315w | Solar Panels |  | 0.315 | 26 | 221 | 19 |  | Fixed | Roof
Solar Registration Program | NJSRRE1542541872 | Pennsauken | 8110 | 14 | 10.08 | Residential | Yes | Behind the Meter | Vivint Solar Developer, LLC | PSE&G | Accepted | 2019-10-14 | 2019-10-16 | 2020-10-16 | Hanwha | Q.PEAK DUO BLK-G5 315w | Solar Panels |  | 0.315 | 6 | 41 | 19 |  | Fixed | Roof
Solar Registration Program | NJSRRE1542541872 | Pennsauken | 8110 | 14 | 10.08 | Residential | Yes | Behind the Meter | Vivint Solar Developer, LLC | PSE&G | Accepted | 2019-10-14 | 2019-10-16 | 2020-10-16 | Solar Edge | SE7600H-US000BNC4 | Inverters | 7600 |  | 1 |  |  | 0.992 |  | Outdoor | Near the Utility Meter
Solar Registration Program | NJSRRE1542543832 | Franklinville | 8322 | 15 | 10.08 | Residential | No | Behind the Meter | Trinity Solar | AC Electric | Accepted | 2019-10-15 | 2019-10-17 | 2020-10-17 | Hanwha | Q.PEAK DUO BLK-G5 315 | Solar Panels |  | 0.315 | 14 | 178 | 27 |  | Fixed | Roof
Solar Registration Program | NJSRRE1542543832 | Franklinville | 8322 | 15 | 10.08 | Residential | No | Behind the Meter | Trinity Solar | AC Electric | Accepted | 2019-10-15 | 2019-10-17 | 2020-10-17 | Hanwha | Q.PEAK DUO BLK-G5 315 | Solar Panels |  | 0.315 | 18 | 178 | 27 |  | Fixed | Roof
Solar Registration Program | NJSRRE1542543832 | Franklinville | 8322 | 15 | 10.08 | Residential | No | Behind the Meter | Trinity Solar | AC Electric | Accepted | 2019-10-15 | 2019-10-17 | 2020-10-17 | Solar Edge | SE7600 | Inverters | 7600 |  | 1 |  |  | 0.97 |  | Outside | side of home
Solar Registration Program | NJSRRE1542543979 | BARNEGAT | 8005 | 18 | 10.08 | Residential | Yes | Behind the Meter | Vivint Solar Developer, LLC | AC Electric | Accepted | 2019-10-15 | 2019-10-17 | 2020-10-17 | HANWHA SOLAR | Q.PEAK BLK-G5 315 | Solar Panels |  | 0.315 | 17 | 142 | 34 |  | Fixed | Roof
Solar Registration Program | NJSRRE1542543979 | BARNEGAT | 8005 | 18 | 10.08 | Residential | Yes | Behind the Meter | Vivint Solar Developer, LLC | AC Electric | Accepted | 2019-10-15 | 2019-10-17 | 2020-10-17 | HANWHA SOLAR | Q.PEAK BLK-G5 315 | Solar Panels |  | 0.315 | 15 | 322 | 34 |  | Fixed | Roof
Solar Registration Program | NJSRRE1542543979 | BARNEGAT | 8005 | 18 | 10.08 | Residential | Yes | Behind the Meter | Vivint Solar Developer, LLC | AC Electric | Accepted | 2019-10-15 | 2019-10-17 | 2020-10-17 | solar edge | SE7600H-US | Inverters | 7600 |  | 1 |  |  | 0.992 |  | Outdoor | near utility meter
Solar Registration Program | NJSRRE1542544375 | Moorestown | 8057 | 13 | 10.08 | Residential | Yes | Behind the Meter | Vivint Solar Developer, LLC | PSE&G | Accepted | 2019-10-15 | 2019-10-17 | 2020-10-17 | HANWHA SOLAR | Q.PEAK BLK-G5 315 | Solar Panels |  | 0.315 | 10 | 261 | 26 |  | Fixed | Roof
Solar Registration Program | NJSRRE1542544375 | Moorestown | 8057 | 13 | 10.08 | Residential | Yes | Behind the Meter | Vivint Solar Developer, LLC | PSE&G | Accepted | 2019-10-15 | 2019-10-17 | 2020-10-17 | HANWHA SOLAR | Q.PEAK BLK-G5 315 | Solar Panels |  | 0.315 | 10 | 351 | 25 |  | Fixed | Roof
Solar Registration Program | NJSRRE1542544375 | Moorestown | 8057 | 13 | 10.08 | Residential | Yes | Behind the Meter | Vivint Solar Developer, LLC | PSE&G | Accepted | 2019-10-15 | 2019-10-17 | 2020-10-17 | HANWHA SOLAR | Q.PEAK BLK-G5 315 | Solar Panels |  | 0.315 | 12 | 171 | 25 |  | Fixed | Roof
Solar Registration Program | NJSRRE1542544375 | Moorestown | 8057 | 13 | 10.08 | Residential | Yes | Behind the Meter | Vivint Solar Developer, LLC | PSE&G | Accepted | 2019-10-15 | 2019-10-17 | 2020-10-17 | SOLAREDGE | SE7600H-US000BNC4 | Inverters | 7600 |  | 1 |  |  | 0.992 |  | Outdoor | Near the Utility Meter
Solar Registration Program | NJSRRE1542562031 | Williamstown | 8094 | 15 | 10.08 | Residential | No | Behind the Meter | Trinity Solar | AC Electric | Accepted | 2019-10-21 | 2019-10-23 | 2020-10-23 | Hanwha | Q.PEAK DUO BLK-G5 315 | Solar Panels |  | 0.315 | 6 | 353 | 23 |  | Fixed | Roof
Solar Registration Program | NJSRRE1542562031 | Williamstown | 8094 | 15 | 10.08 | Residential | No | Behind the Meter | Trinity Solar | AC Electric | Accepted | 2019-10-21 | 2019-10-23 | 2020-10-23 | Hanwha | Q.PEAK DUO BLK-G5 315 | Solar Panels |  | 0.315 | 21 | 173 | 27 |  | Fixed | Roof
Solar Registration Program | NJSRRE1542562031 | Williamstown | 8094 | 15 | 10.08 | Residential | No | Behind the Meter | Trinity Solar | AC Electric | Accepted | 2019-10-21 | 2019-10-23 | 2020-10-23 | Hanwha | Q.PEAK DUO BLK-G5 315 | Solar Panels |  | 0.315 | 5 | 173 | 18 |  | Fixed | Roof
Solar Registration Program | NJSRRE1542562031 | Williamstown | 8094 | 15 | 10.08 | Residential | No | Behind the Meter | Trinity Solar | AC Electric | Accepted | 2019-10-21 | 2019-10-23 | 2020-10-23 | Solar Edge | SE7600 | Inverters | 7600 |  | 1 |  |  | 0.97 |  | Outside | side of home
Solar Registration Program | NJSRRE1542574927 | National Park | 8063 | 15 | 10.08 | Residential | No | Behind the Meter | Impact Solar LLC | PSE&G | Accepted | 2019-10-22 | 2019-10-24 | 2020-10-24 | panasonic | VBHN325SA17 | Solar Panels |  | 0.325 | 27 | 110 | 23 |  | Fixed | Roof
Solar Registration Program | NJSRRE1542574927 | National Park | 8063 | 15 | 10.08 | Residential | No | Behind the Meter | Impact Solar LLC | PSE&G | Accepted | 2019-10-22 | 2019-10-24 | 2020-10-24 | panasonic | VBHN325SA17 | Solar Panels |  | 0.325 | 4 | 200 | 27 |  | Fixed | Roof
Solar Registration Program | NJSRRE1542574927 | National Park | 8063 | 15 | 10.08 | Residential | No | Behind the Meter | Impact Solar LLC | PSE&G | Accepted | 2019-10-22 | 2019-10-24 | 2020-10-24 | solaredge | SE10000H-US | Inverters | 10000 |  | 1 |  |  | 0.96 |  | Outside | west
Solar Registration Program | NJSRRE1542574927 | National Park | 8063 | 15 | 10.08 | Residential | No | Behind the Meter | Impact Solar LLC | PSE&G | Accepted | 2019-10-22 | 2019-10-24 | 2020-10-24 | solaredge | solaredge diredt | Meters |  |  | 1 |  |  |  | Yes | Outdoor
Solar Registration Program | NJSRRE1542575026 | Cape May | 8204 | 21 | 10.08 | Residential | No | Behind the Meter | New Jersey Clean Energy Solutions | AC Electric | Accepted | 2019-10-22 | 2019-10-24 | 2020-10-24 | Trina | TSM-DD05H.05(II) Blk | Solar Panels |  | 0.315 | 32 | 225 | 28 |  | Fixed | Roof | House
Solar Registration Program | NJSRRE1542575026 | Cape May | 8204 | 21 | 10.08 | Residential | No | Behind the Meter | New Jersey Clean Energy Solutions | AC Electric | Accepted | 2019-10-22 | 2019-10-24 | 2020-10-24 | Enphase | IQ7 | Inverters | 240 |  | 32 |  |  | 0.97 |  | Outside | under panel
Solar Registration Program | NJSRRE1542707752 | BERLIN | 8009 | 14 | 10.08 | Residential | No | Behind the Meter | Vivint Solar Developer, LLC | AC Electric | Accepted | 2019-10-29 | 2019-10-31 | 2020-10-31 | HANWHA SOLAR | Q.PEAK BLK-G5 315 | Solar Panels |  | 0.315 | 17 | 81 | 25 |  | Fixed | Roof
Solar Registration Program | NJSRRE1542707752 | BERLIN | 8009 | 14 | 10.08 | Residential | No | Behind the Meter | Vivint Solar Developer, LLC | AC Electric | Accepted | 2019-10-29 | 2019-10-31 | 2020-10-31 | HANWHA SOLAR | Q.PEAK BLK-G5 315 | Solar Panels |  | 0.315 | 15 | 261 | 25 |  | Fixed | Roof
Solar Registration Program | NJSRRE1542707752 | BERLIN | 8009 | 14 | 10.08 | Residential | No | Behind the Meter | Vivint Solar Developer, LLC | AC Electric | Accepted | 2019-10-29 | 2019-10-31 | 2020-10-31 | solar edge | SE7600H-US | Inverters | 7600 |  | 1 |  |  | 0.992 |  | Outdoor | near the utility meter
Solar Registration Program | NJSRRE1542710066 | Chesterfield | 8515 | 13 | 10.08 | Residential | Yes | Behind the Meter | Trinity Solar | JCP&L | Accepted | 2019-10-29 | 2019-10-31 | 2020-10-31 | Yingli | YINGLI 315 | Solar Panels |  | 0.315 | 16 | 359 | 18 |  | Fixed | Roof
Solar Registration Program | NJSRRE1542710066 | Chesterfield | 8515 | 13 | 10.08 | Residential | Yes | Behind the Meter | Trinity Solar | JCP&L | Accepted | 2019-10-29 | 2019-10-31 | 2020-10-31 | Yingli | YINGLI 315 | Solar Panels |  | 0.315 | 16 | 179 | 18 |  | Fixed | Roof
Solar Registration Program | NJSRRE1542710066 | Chesterfield | 8515 | 13 | 10.08 | Residential | Yes | Behind the Meter | Trinity Solar | JCP&L | Accepted | 2019-10-29 | 2019-10-31 | 2020-10-31 | Solar Edge | SE7600 | Inverters | 7600 |  | 1 |  |  | 0.97 |  | Outside | side of home
Solar Registration Program | NJSRRE1542763056 | Sewell | 8080 | 15 | 10.08 | Residential | No | Behind the Meter | NJ Solar Power, LLC | AC Electric | Accepted | 2019-10-29 | 2019-10-31 | 2020-10-31 | Panasonic | VBHN325KA03 | Solar Panels |  | 0.325 | 15 | 173 | 34 |  | Fixed | Roof
Solar Registration Program | NJSRRE1542763056 | Sewell | 8080 | 15 | 10.08 | Residential | No | Behind the Meter | NJ Solar Power, LLC | AC Electric | Accepted | 2019-10-29 | 2019-10-31 | 2020-10-31 | Panasonic | VBHN325KA03 | Solar Panels |  | 0.325 | 16 | 173 | 34 |  | Fixed | Roof
Solar Registration Program | NJSRRE1542763056 | Sewell | 8080 | 15 | 10.08 | Residential | No | Behind the Meter | NJ Solar Power, LLC | AC Electric | Accepted | 2019-10-29 | 2019-10-31 | 2020-10-31 | Solaredge | SE10000H-US | Inverters | 10000 |  | 1 |  |  | 0.99 |  | Indoor | garage
Solar Registration Program | NJSRRE1542790833 | Rio Grande | 8242 | 21 | 10.08 | Residential | Yes | Behind the Meter | Trinity Solar | AC Electric | Accepted | 2019-10-30 | 2019-11-01 | 2020-11-01 | HANWHA | Q.PEAK DUO BLK-G5 315 | Solar Panels |  | 0.315 | 32 | 208 | 23 |  | Fixed | Roof
Solar Registration Program | NJSRRE1542790833 | Rio Grande | 8242 | 21 | 10.08 | Residential | Yes | Behind the Meter | Trinity Solar | AC Electric | Accepted | 2019-10-30 | 2019-11-01 | 2020-11-01 | Solar Edge | SE7600H-US000BNC4 | Inverters | 7600 |  | 1 |  |  | 0.97 |  | Outdoor | side of home
Solar Registration Program | NJSRRE1542793524 | Ringoes | 8551 | 4 | 10.08 | Residential | No | Behind the Meter | Trinity Solar | JCP&L | Accepted | 2019-10-30 | 2019-11-01 | 2020-11-01 | Hanwha | Q.PEAK DUO BLK-G5 315 | Solar Panels |  | 0.315 | 29 | 167 | 34 |  | Fixed | Roof
Solar Registration Program | NJSRRE1542793524 | Ringoes | 8551 | 4 | 10.08 | Residential | No | Behind the Meter | Trinity Solar | JCP&L | Accepted | 2019-10-30 | 2019-11-01 | 2020-11-01 | Hanwha | Q.PEAK DUO BLK-G5 315 | Solar Panels |  | 0.315 | 3 | 167 | 45 |  | Fixed | Roof
Solar Registration Program | NJSRRE1542793524 | Ringoes | 8551 | 4 | 10.08 | Residential | No | Behind the Meter | Trinity Solar | JCP&L | Accepted | 2019-10-30 | 2019-11-01 | 2020-11-01 | Solar Edge | SE7600 | Inverters | 7600 |  | 1 |  |  | 0.97 |  | Outside | side of home
Solar Registration Program | NJSRRE1542909525 | Irvington | 7111 | 9 | 10.08 | Residential | Yes | Behind the Meter | Pro Custom Solar dba Momentum Solar | PSE&G | Accepted | 2019-11-04 | 2019-11-06 | 2020-11-06 | Hanwha | Q.Peak DUO BLK-G5 315 | Solar Panels |  | 0.315 | 14 | 99 | 36 |  | Fixed | Roof
Solar Registration Program | NJSRRE1542909525 | Irvington | 7111 | 9 | 10.08 | Residential | Yes | Behind the Meter | Pro Custom Solar dba Momentum Solar | PSE&G | Accepted | 2019-11-04 | 2019-11-06 | 2020-11-06 | Hanwha | Q.Peak DUO BLK-G5 315 | Solar Panels |  | 0.315 | 18 | 279 | 36 |  | Fixed | Roof
Solar Registration Program | NJSRRE1542909525 | Irvington | 7111 | 9 | 10.08 | Residential | Yes | Behind the Meter | Pro Custom Solar dba Momentum Solar | PSE&G | Accepted | 2019-11-04 | 2019-11-06 | 2020-11-06 | Enphase Energy | IQ6-60-2-US | Inverters | 240 |  | 32 |  |  | 0.97 |  | Outdoor | Roof
Solar Registration Program | NJSRRE1542967034 | Hammonton | 8037 | 19 | 10.08 | Residential | Yes | Behind the Meter | Trinity Solar | AC Electric | Accepted | 2019-11-05 | 2019-11-07 | 2020-11-07 | Hanwha 315 | Q.PEAK DUO BLK-G5 315 | Solar Panels |  | 0.315 | 24 | 127 | 23 |  | Fixed | Roof
Solar Registration Program | NJSRRE1542967034 | Hammonton | 8037 | 19 | 10.08 | Residential | Yes | Behind the Meter | Trinity Solar | AC Electric | Accepted | 2019-11-05 | 2019-11-07 | 2020-11-07 | Hanwha 315 | Q.PEAK DUO BLK-G5 315 | Solar Panels |  | 0.315 | 8 | 127 | 23 |  | Fixed | Roof
Solar Registration Program | NJSRRE1542967034 | Hammonton | 8037 | 19 | 10.08 | Residential | Yes | Behind the Meter | Trinity Solar | AC Electric | Accepted | 2019-11-05 | 2019-11-07 | 2020-11-07 | Solar Edge | SE10000H-US | Inverters | 10000 |  | 1 |  |  | 0.97 |  | Outside | side of home
Solar Registration Program | NJSRRE1542982223 | South Plainfield | 7080 | 11 | 10.08 | Residential | Yes | Behind the Meter | Trinity Solar | PSE&G | Accepted | 2019-11-05 | 2019-11-07 | 2020-11-07 | Hanwha 315 | Q.PEAK DUO BLK-G5 315 | Solar Panels |  | 0.315 | 20 | 216 | 23 |  | Fixed | Roof
Solar Registration Program | NJSRRE1542982223 | South Plainfield | 7080 | 11 | 10.08 | Residential | Yes | Behind the Meter | Trinity Solar | PSE&G | Accepted | 2019-11-05 | 2019-11-07 | 2020-11-07 | Hanwha 315 | Q.PEAK DUO BLK-G5 315 | Solar Panels |  | 0.315 | 12 | 36 | 23 |  | Fixed | Roof
Solar Registration Program | NJSRRE1542982223 | South Plainfield | 7080 | 11 | 10.08 | Residential | Yes | Behind the Meter | Trinity Solar | PSE&G | Accepted | 2019-11-05 | 2019-11-07 | 2020-11-07 | Solar Edge | SE7600H-US | Inverters | 7600 |  | 1 |  |  | 0.97 |  | Outside | side of home
Solar Registration Program | NJSRRE1543040723 | Cape May Court House | 8210 | 21 | 10.08 | Residential | Yes | Behind the Meter | Trinity Solar | AC Electric | Accepted | 2019-11-06 | 2019-11-08 | 2020-11-08 | HANWHA | Q.PEAK DUO BLK-G5 315 | Solar Panels |  | 0.315 | 4 | 228 | 45 |  | Fixed | Roof
Solar Registration Program | NJSRRE1543040723 | Cape May Court House | 8210 | 21 | 10.08 | Residential | Yes | Behind the Meter | Trinity Solar | AC Electric | Accepted | 2019-11-06 | 2019-11-08 | 2020-11-08 | HANWHA | Q.PEAK DUO BLK-G5 315 | Solar Panels |  | 0.315 | 28 | 138 | 37 |  | Fixed | Roof
Solar Registration Program | NJSRRE1543040723 | Cape May Court House | 8210 | 21 | 10.08 | Residential | Yes | Behind the Meter | Trinity Solar | AC Electric | Accepted | 2019-11-06 | 2019-11-08 | 2020-11-08 | SOLAR EDGE | SE7600H-US | Inverters | 7600 |  | 1 |  |  | 0.97 |  | Outdoor | SIDE OF HOME
Solar Registration Program | NJSRRE1543041210 | Piscataway | 8854 | 11 | 10.08 | Residential | No | Behind the Meter | SunPower Corporation, Systems | PSE&G | Accepted | 2019-11-06 | 2019-11-11 | 2020-11-11 | SUNPOWER | SPR-X22-360-E-AC | Solar Panels |  | 0.36 | 4 | 233 | 30 |  | Fixed | Roof
Solar Registration Program | NJSRRE1543041210 | Piscataway | 8854 | 11 | 10.08 | Residential | No | Behind the Meter | SunPower Corporation, Systems | PSE&G | Accepted | 2019-11-06 | 2019-11-11 | 2020-11-11 | SUNPOWER | SPR-X22-360-E-AC | Solar Panels |  | 0.36 | 5 | 323 | 30 |  | Fixed | Roof
Solar Registration Program | NJSRRE1543041210 | Piscataway | 8854 | 11 | 10.08 | Residential | No | Behind the Meter | SunPower Corporation, Systems | PSE&G | Accepted | 2019-11-06 | 2019-11-11 | 2020-11-11 | SUNPOWER | SPR-X22-360-E-AC | Solar Panels |  | 0.36 | 7 | 233 | 30 |  | Fixed | Roof
Solar Registration Program | NJSRRE1543041210 | Piscataway | 8854 | 11 | 10.08 | Residential | No | Behind the Meter | SunPower Corporation, Systems | PSE&G | Accepted | 2019-11-06 | 2019-11-11 | 2020-11-11 | SUNPOWER | SPR-X22-360-E-AC | Solar Panels |  | 0.36 | 4 | 53 | 30 |  | Fixed | Roof
Solar Registration Program | NJSRRE1543041210 | Piscataway | 8854 | 11 | 10.08 | Residential | No | Behind the Meter | SunPower Corporation, Systems | PSE&G | Accepted | 2019-11-06 | 2019-11-11 | 2020-11-11 | SUNPOWER | SPR-X22-360-E-AC | Solar Panels |  | 0.36 | 8 | 143 | 30 |  | Fixed | Roof
Solar Registration Program | NJSRRE1543041210 | Piscataway | 8854 | 11 | 10.08 | Residential | No | Behind the Meter | SunPower Corporation, Systems | PSE&G | Accepted | 2019-11-06 | 2019-11-11 | 2020-11-11 | SUNPOWER | SPR-X22-360-E-AC | Inverters | 320 |  | 28 |  |  | 0.96 |  | Other | under each panel
Solar Registration Program | NJSRRE1543041802 | Harvey Cedars | 8008 | 18 | 10.08 | Residential | No | Behind the Meter | Maier Solar Engineering dba Solar Me | AC Electric | Accepted | 2019-11-06 | 2019-11-11 | 2020-11-11 | Canadian | CS1H-325MS | Solar Panels |  | 0.325 | 6 | 292 | 40 |  | Fixed | Roof
Solar Registration Program | NJSRRE1543041802 | Harvey Cedars | 8008 | 18 | 10.08 | Residential | No | Behind the Meter | Maier Solar Engineering dba Solar Me | AC Electric | Accepted | 2019-11-06 | 2019-11-11 | 2020-11-11 | Canadian | CS1H-325MS | Solar Panels |  | 0.325 | 6 | 112 | 40 |  | Fixed | Roof
Solar Registration Program | NJSRRE1543041802 | Harvey Cedars | 8008 | 18 | 10.08 | Residential | No | Behind the Meter | Maier Solar Engineering dba Solar Me | AC Electric | Accepted | 2019-11-06 | 2019-11-11 | 2020-11-11 | Canadian | CS1H-325MS | Solar Panels |  | 0.325 | 1 | 292 | 12 |  | Fixed | Roof
Solar Registration Program | NJSRRE1543041802 | Harvey Cedars | 8008 | 18 | 10.08 | Residential | No | Behind the Meter | Maier Solar Engineering dba Solar Me | AC Electric | Accepted | 2019-11-06 | 2019-11-11 | 2020-11-11 | Canadian | CS1H-325MS | Solar Panels |  | 0.325 | 1 | 112 | 12 |  | Fixed | Roof
Solar Registration Program | NJSRRE1543041802 | Harvey Cedars | 8008 | 18 | 10.08 | Residential | No | Behind the Meter | Maier Solar Engineering dba Solar Me | AC Electric | Accepted | 2019-11-06 | 2019-11-11 | 2020-11-11 | Canadian | CS1H-325MS | Solar Panels |  | 0.325 | 1 | 112 | 12 |  | Fixed | Roof
Solar Registration Program | NJSRRE1543041802 | Harvey Cedars | 8008 | 18 | 10.08 | Residential | No | Behind the Meter | Maier Solar Engineering dba Solar Me | AC Electric | Accepted | 2019-11-06 | 2019-11-11 | 2020-11-11 | Canadian | CS1H-325MS | Solar Panels |  | 0.325 | 1 | 112 | 12 |  | Fixed | Roof
Solar Registration Program | NJSRRE1543041802 | Harvey Cedars | 8008 | 18 | 10.08 | Residential | No | Behind the Meter | Maier Solar Engineering dba Solar Me | AC Electric | Accepted | 2019-11-06 | 2019-11-11 | 2020-11-11 | Canadian | CS1H-325MS | Solar Panels |  | 0.325 | 1 | 112 | 12 |  | Fixed | Roof
Solar Registration Program | NJSRRE1543041802 | Harvey Cedars | 8008 | 18 | 10.08 | Residential | No | Behind the Meter | Maier Solar Engineering dba Solar Me | AC Electric | Accepted | 2019-11-06 | 2019-11-11 | 2020-11-11 | Canadian | CS1H-325MS | Solar Panels |  | 0.325 | 14 | 112 | 10 |  | Fixed | Roof
Solar Registration Program | NJSRRE1543041802 | Harvey Cedars | 8008 | 18 | 10.08 | Residential | No | Behind the Meter | Maier Solar Engineering dba Solar Me | AC Electric | Accepted | 2019-11-06 | 2019-11-11 | 2020-11-11 | Enphase | IQ7 | Inverters | 240 |  | 30 |  |  | 0.96 |  | Outdoor | Next to meter
Solar Registration Program | NJSRRE1543151915 | Neptune | 7753 | 17 | 10.08 | Residential | Yes | Behind the Meter | Pro Custom Solar dba Momentum Solar | JCP&L | Accepted | 2019-11-13 | 2019-11-18 | 2020-11-18 | Hanwha | Q.Peak DUO BLK-G5 315 | Solar Panels |  | 0.315 | 17 | 210 | 22 |  | Fixed | Roof
Solar Registration Program | NJSRRE1543151915 | Neptune | 7753 | 17 | 10.08 | Residential | Yes | Behind the Meter | Pro Custom Solar dba Momentum Solar | JCP&L | Accepted | 2019-11-13 | 2019-11-18 | 2020-11-18 | Hanwha | Q.Peak DUO BLK-G5 315 | Solar Panels |  | 0.315 | 15 | 120 | 15 |  | Fixed | Roof
Solar Registration Program | NJSRRE1543151915 | Neptune | 7753 | 17 | 10.08 | Residential | Yes | Behind the Meter | Pro Custom Solar dba Momentum Solar | JCP&L | Accepted | 2019-11-13 | 2019-11-18 | 2020-11-18 | Enphase Energy | IQ6-60-2-US | Inverters | 240 |  | 32 |  |  | 0.97 |  | Outdoor | Roof
Solar Registration Program | NJSRRE1543315315 | HAZLET | 7734 | 17 | 10.08 | Residential | No | Behind the Meter | SEA BRIGHT SOLAR, LLC | JCP&L | Accepted | 2019-11-14 | 2019-11-19 | 2020-11-19 | SUNPOWER | SPR-X22-360-E-AC | Solar Panels |  | 0.36 | 16 | 185 | 16 |  | Fixed | Roof | SOUTH
Solar Registration Program | NJSRRE1543315315 | HAZLET | 7734 | 17 | 10.08 | Residential | No | Behind the Meter | SEA BRIGHT SOLAR, LLC | JCP&L | Accepted | 2019-11-14 | 2019-11-19 | 2020-11-19 | SUNPOWER | SPR-X22-360-E-AC | Solar Panels |  | 0.36 | 12 | 95 | 14 |  | Fixed | Roof | EAST
Solar Registration Program | NJSRRE1543315315 | HAZLET | 7734 | 17 | 10.08 | Residential | No | Behind the Meter | SEA BRIGHT SOLAR, LLC | JCP&L | Accepted | 2019-11-14 | 2019-11-19 | 2020-11-19 | SUNPOWER | SPR-X22-360-E-AC | Inverters | 320 |  | 28 |  |  | 0.96 |  | Outdoor | BENEATH ARRAY
Solar Registration Program | NJSRRE1543421135 | Bellmawr | 8031 | 14 | 10.08 | Residential | No | Behind the Meter | Suntuity Solar LLC | PSE&G | Accepted | 2019-11-19 | 2019-11-21 | 2020-11-21 | Yingli Green Energy | YL315D-30b | Solar Panels |  | 0.315 | 14 | 25 | 14 |  | Fixed | Roof
Solar Registration Program | NJSRRE1543421135 | Bellmawr | 8031 | 14 | 10.08 | Residential | No | Behind the Meter | Suntuity Solar LLC | PSE&G | Accepted | 2019-11-19 | 2019-11-21 | 2020-11-21 | Yingli Green Energy | YL315D-30b | Solar Panels |  | 0.315 | 18 | 205 | 14 |  | Fixed | Roof
Solar Registration Program | NJSRRE1543421135 | Bellmawr | 8031 | 14 | 10.08 | Residential | No | Behind the Meter | Suntuity Solar LLC | PSE&G | Accepted | 2019-11-19 | 2019-11-21 | 2020-11-21 | Enphase Energy | IQ7-60-2-US | Inverters | 240 |  | 32 |  |  | 0.97 |  | Outdoor | Behind the panels
Solar Registration Program | NJSRRE1543421412 | BURLINGTON | 8016 | 13 | 10.08 | Residential | Yes | Behind the Meter | Vivint Solar Developer, LLC | PSE&G | Accepted | 2019-11-19 | 2019-11-21 | 2020-11-21 | HANWHA SOLAR | Q.PEAK BLK-G5 315 | Solar Panels |  | 0.315 | 13 | 93 | 25 |  | Fixed | Roof
Solar Registration Program | NJSRRE1543421412 | BURLINGTON | 8016 | 13 | 10.08 | Residential | Yes | Behind the Meter | Vivint Solar Developer, LLC | PSE&G | Accepted | 2019-11-19 | 2019-11-21 | 2020-11-21 | HANWHA SOLAR | Q.PEAK BLK-G5 315 | Solar Panels |  | 0.315 | 19 | 273 | 25 |  | Fixed | Roof
Solar Registration Program | NJSRRE1543421412 | BURLINGTON | 8016 | 13 | 10.08 | Residential | Yes | Behind the Meter | Vivint Solar Developer, LLC | PSE&G | Accepted | 2019-11-19 | 2019-11-21 | 2020-11-21 | SOLAR EDGE | SE7600H-US000BNC4 | Inverters | 7600 |  | 1 |  |  | 0.992 |  | Outdoor | NEAR UTILITY METER
Solar Registration Program | NJSRRE1543425632 | Union Beach | 7735 | 17 | 10.08 | Residential | Yes | Behind the Meter | Pro Custom Solar dba Momentum Solar | JCP&L | Accepted | 2019-11-20 | 2019-11-25 | 2020-11-25 | Hanwha | Q.Peak DUO BLK-G5 315 | Solar Panels |  | 0.315 | 22 | 134 | 32 |  | Fixed | Roof
Solar Registration Program | NJSRRE1543425632 | Union Beach | 7735 | 17 | 10.08 | Residential | Yes | Behind the Meter | Pro Custom Solar dba Momentum Solar | JCP&L | Accepted | 2019-11-20 | 2019-11-25 | 2020-11-25 | Hanwha | Q.Peak DUO BLK-G5 315 | Solar Panels |  | 0.315 | 10 | 314 | 34 |  | Fixed | Roof
Solar Registration Program | NJSRRE1543425632 | Union Beach | 7735 | 17 | 10.08 | Residential | Yes | Behind the Meter | Pro Custom Solar dba Momentum Solar | JCP&L | Accepted | 2019-11-20 | 2019-11-25 | 2020-11-25 | Enphase Energy | IQ6-60-2-US | Inverters | 240 |  | 32 |  |  | 0.97 |  | Outdoor | Roof
Solar Registration Program | NJSRRE1543436426 | Franklin | 8322 | 15 | 10.08 | Residential | Yes | Behind the Meter | Trinity Solar | AC Electric | Accepted | 2019-11-22 | 2019-11-26 | 2020-11-26 | HANWHA | Q.PEAK DUO BLK-G5 315 | Solar Panels |  | 0.315 | 22 | 308 | 30 |  | Fixed | Roof
Solar Registration Program | NJSRRE1543436426 | Franklin | 8322 | 15 | 10.08 | Residential | Yes | Behind the Meter | Trinity Solar | AC Electric | Accepted | 2019-11-22 | 2019-11-26 | 2020-11-26 | HANWHA | Q.PEAK DUO BLK-G5 315 | Solar Panels |  | 0.315 | 2 | 128 | 30 |  | Fixed | Roof
Solar Registration Program | NJSRRE1543436426 | Franklin | 8322 | 15 | 10.08 | Residential | Yes | Behind the Meter | Trinity Solar | AC Electric | Accepted | 2019-11-22 | 2019-11-26 | 2020-11-26 | HANWHA | Q.PEAK DUO BLK-G5 315 | Solar Panels |  | 0.315 | 8 | 128 | 30 |  | Fixed | Roof
Solar Registration Program | NJSRRE1543436426 | Franklin | 8322 | 15 | 10.08 | Residential | Yes | Behind the Meter | Trinity Solar | AC Electric | Accepted | 2019-11-22 | 2019-11-26 | 2020-11-26 | SOLAR EDGE | SE7600H-US | Inverters | 7600 |  | 1 |  |  | 0.97 |  | Outside | SIDE OF HOME
Solar Registration Program | NJSRRE1543436509 | Sayreville | 8872 | 11 | 10.08 | Residential | Yes | Behind the Meter | Trinity Solar | JCP&L | Accepted | 2019-11-22 | 2019-11-26 | 2020-11-26 | Hanwha | Q.PEAK DUO BLK-G5 315 | Solar Panels |  | 0.315 | 3 | 172 | 15 |  | Fixed | Roof
Solar Registration Program | NJSRRE1543436509 | Sayreville | 8872 | 11 | 10.08 | Residential | Yes | Behind the Meter | Trinity Solar | JCP&L | Accepted | 2019-11-22 | 2019-11-26 | 2020-11-26 | Hanwha | Q.PEAK DUO BLK-G5 315 | Solar Panels |  | 0.315 | 21 | 262 | 18 |  | Fixed | Roof
Solar Registration Program | NJSRRE1543436509 | Sayreville | 8872 | 11 | 10.08 | Residential | Yes | Behind the Meter | Trinity Solar | JCP&L | Accepted | 2019-11-22 | 2019-11-26 | 2020-11-26 | Hanwha | Q.PEAK DUO BLK-G5 315 | Solar Panels |  | 0.315 | 8 | 172 | 18 |  | Fixed | Roof
Solar Registration Program | NJSRRE1543436509 | Sayreville | 8872 | 11 | 10.08 | Residential | Yes | Behind the Meter | Trinity Solar | JCP&L | Accepted | 2019-11-22 | 2019-11-26 | 2020-11-26 | Solar Edge | SE7600 | Inverters | 7600 |  | 1 |  |  | 0.97 |  | Outside | side of home
Solar Registration Program | NJSRRE1543441639 | LITTLE FALLS | 7424 | 6 | 10.08 | Residential | No | Behind the Meter | Pro Custom Solar dba Momentum Solar | PSE&G | Accepted | 2019-11-25 | 2019-11-27 | 2020-11-27 | Hanwha | Q.Peak DUO BLK-G5 315 | Solar Panels |  | 0.315 | 9 | 128 | 22 |  | Fixed | Roof
Solar Registration Program | NJSRRE1543441639 | LITTLE FALLS | 7424 | 6 | 10.08 | Residential | No | Behind the Meter | Pro Custom Solar dba Momentum Solar | PSE&G | Accepted | 2019-11-25 | 2019-11-27 | 2020-11-27 | Hanwha | Q.Peak DUO BLK-G5 315 | Solar Panels |  | 0.315 | 6 | 308 | 24 |  | Fixed | Roof
Solar Registration Program | NJSRRE1543441639 | LITTLE FALLS | 7424 | 6 | 10.08 | Residential | No | Behind the Meter | Pro Custom Solar dba Momentum Solar | PSE&G | Accepted | 2019-11-25 | 2019-11-27 | 2020-11-27 | Hanwha | Q.Peak DUO BLK-G5 315 | Solar Panels |  | 0.315 | 11 | 218 | 22 |  | Fixed | Roof
Solar Registration Program | NJSRRE1543441639 | LITTLE FALLS | 7424 | 6 | 10.08 | Residential | No | Behind the Meter | Pro Custom Solar dba Momentum Solar | PSE&G | Accepted | 2019-11-25 | 2019-11-27 | 2020-11-27 | Hanwha | Q.Peak DUO BLK-G5 315 | Solar Panels |  | 0.315 | 6 | 218 | 22 |  | Fixed | Roof
Solar Registration Program | NJSRRE1543441639 | LITTLE FALLS | 7424 | 6 | 10.08 | Residential | No | Behind the Meter | Pro Custom Solar dba Momentum Solar | PSE&G | Accepted | 2019-11-25 | 2019-11-27 | 2020-11-27 | Enphase Energy | IQ6-60-2-US | Inverters | 240 |  | 32 |  |  | 0.97 |  | Outdoor | Roof
Solar Registration Program | NJSRRE1543450772 | Paterson | 7502 | 6 | 10.08 | Residential | No | Behind the Meter | Trinity Solar | PSE&G | Accepted | 2019-11-27 | 2019-12-03 | 2020-12-03 | Hanwha 315 | Q.PEAK DUO BLK-G5 315 | Solar Panels |  | 0.315 | 28 | 229 | 27 |  | Fixed | Roof
Solar Registration Program | NJSRRE1543450772 | Paterson | 7502 | 6 | 10.08 | Residential | No | Behind the Meter | Trinity Solar | PSE&G | Accepted | 2019-11-27 | 2019-12-03 | 2020-12-03 | Hanwha 315 | Q.PEAK DUO BLK-G5 315 | Solar Panels |  | 0.315 | 4 | 139 | 27 |  | Fixed | Roof
Solar Registration Program | NJSRRE1543450772 | Paterson | 7502 | 6 | 10.08 | Residential | No | Behind the Meter | Trinity Solar | PSE&G | Accepted | 2019-11-27 | 2019-12-03 | 2020-12-03 | Solar Edge | SE7600H-US | Inverters | 7600 |  | 1 |  |  | 0.97 |  | Outside | side of home
Solar Registration Program | NJSRRE1543461287 | Howell | 7731 | 17 | 10.08 | Residential | No | Behind the Meter | Vivint Solar Developer, LLC | JCP&L | Accepted | 2019-12-02 | 2019-12-04 | 2020-12-04 | Hanwha Solar | Q.PEAK BLK-G5 315 | Solar Panels |  | 0.315 | 12 | 41 | 19 |  | Fixed | Roof
Solar Registration Program | NJSRRE1543461287 | Howell | 7731 | 17 | 10.08 | Residential | No | Behind the Meter | Vivint Solar Developer, LLC | JCP&L | Accepted | 2019-12-02 | 2019-12-04 | 2020-12-04 | Hanwha Solar | Q.PEAK BLK-G5 315 | Solar Panels |  | 0.315 | 20 | 221 | 19 |  | Fixed | Roof
Solar Registration Program | NJSRRE1543461287 | Howell | 7731 | 17 | 10.08 | Residential | No | Behind the Meter | Vivint Solar Developer, LLC | JCP&L | Accepted | 2019-12-02 | 2019-12-04 | 2020-12-04 | Solar Edge | SE7600H-US | Inverters | 7600 |  | 1 |  |  | 0.992 |  | Outdoor | near the utility meter
Solar Registration Program | NJSRRE1543464289 | NORTH BRUNSWICK | 8902 | 11 | 10.08 | Residential | Yes | Behind the Meter | Vivint Solar Developer, LLC | PSE&G | Accepted | 2019-12-03 | 2019-12-04 | 2020-12-04 | HANWHA SOLAR | Q.PEAK BLK-G5 315 | Solar Panels |  | 0.315 | 12 | 268 | 20 |  | Fixed | Roof
Solar Registration Program | NJSRRE1543464289 | NORTH BRUNSWICK | 8902 | 11 | 10.08 | Residential | Yes | Behind the Meter | Vivint Solar Developer, LLC | PSE&G | Accepted | 2019-12-03 | 2019-12-04 | 2020-12-04 | HANWHA SOLAR | Q.PEAK BLK-G5 315 | Solar Panels |  | 0.315 | 3 | 88 | 20 |  | Fixed | Roof
Solar Registration Program | NJSRRE1543464289 | NORTH BRUNSWICK | 8902 | 11 | 10.08 | Residential | Yes | Behind the Meter | Vivint Solar Developer, LLC | PSE&G | Accepted | 2019-12-03 | 2019-12-04 | 2020-12-04 | HANWHA SOLAR | Q.PEAK BLK-G5 315 | Solar Panels |  | 0.315 | 10 | 268 | 19 |  | Fixed | Roof
Solar Registration Program | NJSRRE1543464289 | NORTH BRUNSWICK | 8902 | 11 | 10.08 | Residential | Yes | Behind the Meter | Vivint Solar Developer, LLC | PSE&G | Accepted | 2019-12-03 | 2019-12-04 | 2020-12-04 | HANWHA SOLAR | Q.PEAK BLK-G5 315 | Solar Panels |  | 0.315 | 7 | 88 | 19 |  | Fixed | Roof
Solar Registration Program | NJSRRE1543464289 | NORTH BRUNSWICK | 8902 | 11 | 10.08 | Residential | Yes | Behind the Meter | Vivint Solar Developer, LLC | PSE&G | Accepted | 2019-12-03 | 2019-12-04 | 2020-12-04 | solar edge | SE7600H-US | Inverters | 7600 |  | 1 |  |  | 0.992 |  | Outdoor | near the utility meter
Solar Registration Program | NJSRRE1543477534 | RED BANK | 7701 | 17 | 10.08 | Residential | No | Behind the Meter | Vivint Solar Developer, LLC | JCP&L | Accepted | 2019-12-04 | 2019-12-06 | 2020-12-06 | Hanwha | Q.PEAK BLK-G5 315 | Solar Panels |  | 0.315 | 32 | 92 | 34 |  | Fixed | Roof
Solar Registration Program | NJSRRE1543477534 | RED BANK | 7701 | 17 | 10.08 | Residential | No | Behind the Meter | Vivint Solar Developer, LLC | JCP&L | Accepted | 2019-12-04 | 2019-12-06 | 2020-12-06 | Solar Edge | SE7600H-US | Inverters | 7600 |  | 1 |  |  | 0.992 |  | Outdoor | Near the utility meter
Solar Registration Program | NJSRRE1543478180 | Brick | 8724 | 18 | 10.08 | Residential | No | Behind the Meter | Trinity Solar | JCP&L | Accepted | 2019-12-04 | 2019-12-06 | 2020-12-06 | Hanwha | Q.PEAK DUO BLK-G5 315 | Solar Panels |  | 0.315 | 12 | 38 | 23 |  | Fixed | Roof
Solar Registration Program | NJSRRE1543478180 | Brick | 8724 | 18 | 10.08 | Residential | No | Behind the Meter | Trinity Solar | JCP&L | Accepted | 2019-12-04 | 2019-12-06 | 2020-12-06 | Hanwha | Q.PEAK DUO BLK-G5 315 | Solar Panels |  | 0.315 | 20 | 218 | 21 |  | Fixed | Roof
Solar Registration Program | NJSRRE1543478180 | Brick | 8724 | 18 | 10.08 | Residential | No | Behind the Meter | Trinity Solar | JCP&L | Accepted | 2019-12-04 | 2019-12-06 | 2020-12-06 | Solar Edge | SE7600 | Inverters | 7600 |  | 1 |  |  | 0.97 |  | Outside | side of home
Solar Registration Program | NJSRRE1543501871 | BRIDGEWATER TWP | 8807 | 5 | 10.08 | Residential | No | Behind the Meter | Tesla Energy Operations Inc. | PSE&G | Accepted | 2019-12-09 | 2019-12-11 | 2020-12-11 | Hanwha Q-Cells | Q.Peak DUO BLK-G5/SC315 | Solar Panels |  | 0.315 | 16 | 111 | 30 |  | Fixed | Roof
Solar Registration Program | NJSRRE1543501871 | BRIDGEWATER TWP | 8807 | 5 | 10.08 | Residential | No | Behind the Meter | Tesla Energy Operations Inc. | PSE&G | Accepted | 2019-12-09 | 2019-12-11 | 2020-12-11 | Hanwha Q-Cells | Q.Peak DUO BLK-G5/SC315 | Solar Panels |  | 0.315 | 16 | 201 | 30 |  | Fixed | Roof
Solar Registration Program | NJSRRE1543501871 | BRIDGEWATER TWP | 8807 | 5 | 10.08 | Residential | No | Behind the Meter | Tesla Energy Operations Inc. | PSE&G | Accepted | 2019-12-09 | 2019-12-11 | 2020-12-11 | SOLAREDGE | SE10000H-US000SNC2 | Inverters | 10000 |  | 1 |  |  | 0.98 |  | Outdoor | Outdoor
Solar Registration Program | NJSRRE1543509282 | GLEN GARDNER | 8826 | 4 | 10.08 | Non Profit | No | Behind the Meter | Solar Home NJ LLC | JCP&L | Accepted | 2019-12-11 | 2019-12-16 | 2020-12-16 | SOLARIA | POWERXT-360R-PD | Solar Panels |  | 0.36 | 28 | 161 | 14 |  | Fixed | Roof
Solar Registration Program | NJSRRE1543509282 | GLEN GARDNER | 8826 | 4 | 10.08 | Non Profit | No | Behind the Meter | Solar Home NJ LLC | JCP&L | Accepted | 2019-12-11 | 2019-12-16 | 2020-12-16 | APS | YC600 | Inverters | 548 |  | 14 |  |  | 0.97 |  | Outside | ROOF
Solar Registration Program | NJSRRE1543556040 | Villas | 8251 | 21 | 10.08 | Residential | No | Behind the Meter | Trinity Solar | AC Electric | Accepted | 2019-12-17 | 2019-12-20 | 2020-12-20 | HANWHA | Q.PEAK DUO BLK-G5 315 | Solar Panels |  | 0.315 | 6 | 266 | 27 |  | Fixed | Roof
Solar Registration Program | NJSRRE1543556040 | Villas | 8251 | 21 | 10.08 | Residential | No | Behind the Meter | Trinity Solar | AC Electric | Accepted | 2019-12-17 | 2019-12-20 | 2020-12-20 | HANWHA | Q.PEAK DUO BLK-G5 315 | Solar Panels |  | 0.315 | 26 | 176 | 34 |  | Fixed | Roof
Solar Registration Program | NJSRRE1543556040 | Villas | 8251 | 21 | 10.08 | Residential | No | Behind the Meter | Trinity Solar | AC Electric | Accepted | 2019-12-17 | 2019-12-20 | 2020-12-20 | Solar Edge | SE7600H-US000BNC4 | Inverters | 7600 |  | 1 |  |  | 0.97 |  | Outdoor | side of home
Solar Registration Program | NJSRRE1543565608 | SwedesboroNJ | 8085 | 15 | 10.08 | Residential | Yes | Behind the Meter | Vivint Solar Developer, LLC | AC Electric | Accepted | 2019-12-19 | 2019-12-23 | 2020-12-23 | HANWHA SOLAR | Q.PEAK BLK-G5 315 | Solar Panels |  | 0.315 | 11 | 248 | 26 |  | Fixed | Roof
Solar Registration Program | NJSRRE1543565608 | SwedesboroNJ | 8085 | 15 | 10.08 | Residential | Yes | Behind the Meter | Vivint Solar Developer, LLC | AC Electric | Accepted | 2019-12-19 | 2019-12-23 | 2020-12-23 | HANWHA SOLAR | Q.PEAK BLK-G5 315 | Solar Panels |  | 0.315 | 7 | 248 | 27 |  | Fixed | Roof
Solar Registration Program | NJSRRE1543565608 | SwedesboroNJ | 8085 | 15 | 10.08 | Residential | Yes | Behind the Meter | Vivint Solar Developer, LLC | AC Electric | Accepted | 2019-12-19 | 2019-12-23 | 2020-12-23 | HANWHA SOLAR | Q.PEAK BLK-G5 315 | Solar Panels |  | 0.315 | 6 | 68 | 26 |  | Fixed | Roof
Solar Registration Program | NJSRRE1543565608 | SwedesboroNJ | 8085 | 15 | 10.08 | Residential | Yes | Behind the Meter | Vivint Solar Developer, LLC | AC Electric | Accepted | 2019-12-19 | 2019-12-23 | 2020-12-23 | HANWHA SOLAR | Q.PEAK BLK-G5 315 | Solar Panels |  | 0.315 | 8 | 68 | 27 |  | Fixed | Roof
Solar Registration Program | NJSRRE1543565608 | SwedesboroNJ | 8085 | 15 | 10.08 | Residential | Yes | Behind the Meter | Vivint Solar Developer, LLC | AC Electric | Accepted | 2019-12-19 | 2019-12-23 | 2020-12-23 | SOLAREDGE | SE7600H-US | Inverters | 7600 |  | 1 |  |  | 0.992 |  | Outdoor | Near the Utility Meter
Solar Registration Program | NJSRRE1543571133 | Bridgeton | 8302 | 20 | 10.08 | Residential | Yes | Behind the Meter | Vision Solar LLC | PSE&G | Accepted | 2019-12-20 | 2019-12-26 | 2020-12-26 | hanwa qcells | qpeak duo-g5 315. | Solar Panels |  | 0.315 | 32 | 154 | 27 |  | Fixed | Roof
Solar Registration Program | NJSRRE1543571133 | Bridgeton | 8302 | 20 | 10.08 | Residential | Yes | Behind the Meter | Vision Solar LLC | PSE&G | Accepted | 2019-12-20 | 2019-12-26 | 2020-12-26 | enphase | iq7-60-2-us | Inverters | 0.25 |  | 32 |  |  | 0.96 |  | Other | behind panels
Solar Registration Program | NJSRRE1543574922 | PISCATAWAY | 8854 | 11 | 10.08 | Residential | Yes | Behind the Meter | Vivint Solar Developer, LLC | PSE&G | Accepted | 2019-12-20 | 2019-12-26 | 2020-12-26 | Hanwha Solar | Q.PEAK BLK-G5 315 | Solar Panels |  | 0.315 | 17 | 63 | 22 |  | Fixed | Roof
Solar Registration Program | NJSRRE1543574922 | PISCATAWAY | 8854 | 11 | 10.08 | Residential | Yes | Behind the Meter | Vivint Solar Developer, LLC | PSE&G | Accepted | 2019-12-20 | 2019-12-26 | 2020-12-26 | Hanwha Solar | Q.PEAK BLK-G5 315 | Solar Panels |  | 0.315 | 15 | 63 | 22 |  | Fixed | Roof
Solar Registration Program | NJSRRE1543574922 | PISCATAWAY | 8854 | 11 | 10.08 | Residential | Yes | Behind the Meter | Vivint Solar Developer, LLC | PSE&G | Accepted | 2019-12-20 | 2019-12-26 | 2020-12-26 | Solar Edge | SE7600H-US | Inverters | 7600 |  | 1 |  |  | 0.992 |  | Outdoor | Near the Utility Meter
Solar Registration Program | NJSRRE1543574986 | KEYPORT | 7735 | 17 | 10.08 | Residential | Yes | Behind the Meter | Vivint Solar Developer, LLC | JCP&L | Accepted | 2019-12-20 | 2019-12-26 | 2020-12-26 | HANWHA SOLAR | Q.PEAK BLK-G5 315 | Solar Panels |  | 0.315 | 18 | 350 | 27 |  | Fixed | Roof
Solar Registration Program | NJSRRE1543574986 | KEYPORT | 7735 | 17 | 10.08 | Residential | Yes | Behind the Meter | Vivint Solar Developer, LLC | JCP&L | Accepted | 2019-12-20 | 2019-12-26 | 2020-12-26 | HANWHA SOLAR | Q.PEAK BLK-G5 315 | Solar Panels |  | 0.315 | 14 | 170 | 27 |  | Fixed | Roof
Solar Registration Program | NJSRRE1543574986 | KEYPORT | 7735 | 17 | 10.08 | Residential | Yes | Behind the Meter | Vivint Solar Developer, LLC | JCP&L | Accepted | 2019-12-20 | 2019-12-26 | 2020-12-26 | SOLAREDGE | SE7600H-US | Inverters | 7600 |  | 1 |  |  | 0.992 |  | Outdoor | Near the Utility Meter
Solar Registration Program | NJSRRE1543658719 | Maplewood | 7040 | 9 | 10.08 | Residential | Yes | Behind the Meter | Trinity Solar | PSE&G | Accepted | 2019-12-23 | 2019-12-30 | 2020-12-30 | HANWHA | Q.PEAK DUO BLK-G5 315 | Solar Panels |  | 0.315 | 23 | 124 | 27 |  | Fixed | Roof
Solar Registration Program | NJSRRE1543658719 | Maplewood | 7040 | 9 | 10.08 | Residential | Yes | Behind the Meter | Trinity Solar | PSE&G | Accepted | 2019-12-23 | 2019-12-30 | 2020-12-30 | HANWHA | Q.PEAK DUO BLK-G5 315 | Solar Panels |  | 0.315 | 9 | 304 | 27 |  | Fixed | Roof
Solar Registration Program | NJSRRE1543658719 | Maplewood | 7040 | 9 | 10.08 | Residential | Yes | Behind the Meter | Trinity Solar | PSE&G | Accepted | 2019-12-23 | 2019-12-30 | 2020-12-30 | SOLAR EDGE | SE7600H-US | Inverters | 7600 |  | 1 |  |  | 0.97 |  | Outside | SIDE OF HOME
Solar Registration Program | NJSRRE1543698140 | Millville | 8332 | 20 | 10.08 | Residential | No | Behind the Meter | Trinity Solar | AC Electric | Accepted | 2019-12-24 | 2019-12-30 | 2020-12-30 | Hanwha 315 | Q.PEAK DUO BLK-G5 315 | Solar Panels |  | 0.315 | 32 | 202 | 27 |  | Fixed | Roof
Solar Registration Program | NJSRRE1543698140 | Millville | 8332 | 20 | 10.08 | Residential | No | Behind the Meter | Trinity Solar | AC Electric | Accepted | 2019-12-24 | 2019-12-30 | 2020-12-30 | Solar Edge | SE7600H-US | Inverters | 7600 |  | 1 |  |  | 0.97 |  | Outside | side of home
Solar Registration Program | NJSRRE1540746779 | Cherry Hill | 8002 | 14 | 10.14 | Residential | Yes | Behind the Meter | Vision Solar LLC | PSE&G | Accepted | 2019-03-28 | 2019-03-29 | 2020-03-29 | sunpower | e20-327-e-ac | Solar Panels |  | 0.327 | 14 | 195 | 32 |  | Fixed | Roof
Solar Registration Program | NJSRRE1540746779 | Cherry Hill | 8002 | 14 | 10.14 | Residential | Yes | Behind the Meter | Vision Solar LLC | PSE&G | Accepted | 2019-03-28 | 2019-03-29 | 2020-03-29 | sunpower | e20-327-e-ac | Solar Panels |  | 0.327 | 12 | 15 | 32 |  | Fixed | Roof
Solar Registration Program | NJSRRE1540746779 | Cherry Hill | 8002 | 14 | 10.14 | Residential | Yes | Behind the Meter | Vision Solar LLC | PSE&G | Accepted | 2019-03-28 | 2019-03-29 | 2020-03-29 | sunpower | e20-327-e-AC | Solar Panels |  | 0.327 | 5 | 285 | 32 |  | Fixed | Roof
Solar Registration Program | NJSRRE1540746779 | Cherry Hill | 8002 | 14 | 10.14 | Residential | Yes | Behind the Meter | Vision Solar LLC | PSE&G | Accepted | 2019-03-28 | 2019-03-29 | 2020-03-29 | sunpower | e20-327-e-ac | Inverters | 0.327 |  | 31 |  |  | 0.96 |  | Other | behind panels
Solar Registration Program | NJSRRE1540989306 | Sewell | 8080 | 15 | 10.14 | Residential | No | Behind the Meter | SunPower Capital LLC | AC Electric | Accepted | 2019-05-14 | 2019-05-17 | 2020-05-17 | sunpower | e20-327-e-ac | Solar Panels |  | 0.327 | 3 | 136 | 28 |  | Fixed | Roof
Solar Registration Program | NJSRRE1540989306 | Sewell | 8080 | 15 | 10.14 | Residential | No | Behind the Meter | SunPower Capital LLC | AC Electric | Accepted | 2019-05-14 | 2019-05-17 | 2020-05-17 | sunpower | e20-327-e-ac | Solar Panels |  | 0.327 | 19 | 136 | 30 |  | Fixed | Roof
Solar Registration Program | NJSRRE1540989306 | Sewell | 8080 | 15 | 10.14 | Residential | No | Behind the Meter | SunPower Capital LLC | AC Electric | Accepted | 2019-05-14 | 2019-05-17 | 2020-05-17 | sunopower | e20-327-e-ac | Solar Panels |  | 0.327 | 9 | 136 | 30 |  | Fixed | Roof
Solar Registration Program | NJSRRE1540989306 | Sewell | 8080 | 15 | 10.14 | Residential | No | Behind the Meter | SunPower Capital LLC | AC Electric | Accepted | 2019-05-14 | 2019-05-17 | 2020-05-17 | sunpower | e20-327-e-ac | Inverters | 0.327 |  | 31 |  |  | 0.96 |  | Other | behind panels
Solar Registration Program | NJSRRE1541693246 | Hamilton twp | 8610 | 12 | 10.14 | Residential | Yes | Behind the Meter | Vision Solar LLC | PSE&G | Final As-Built Received | 2019-07-22 | 2019-07-24 | 2020-07-24 | sunpower | e20-327-e-ac | Solar Panels |  | 0.327 | 31 | 116 | 22 |  | Fixed | Roof
Solar Registration Program | NJSRRE1541693246 | Hamilton twp | 8610 | 12 | 10.14 | Residential | Yes | Behind the Meter | Vision Solar LLC | PSE&G | Final As-Built Received | 2019-07-22 | 2019-07-24 | 2020-07-24 | sunpower | e20-327-e-ac | Inverters | 0.32 |  | 31 |  |  | 0.96 |  | Other | BEHIND PANELS
Solar Registration Program | NJSRRE1541788245 | New Brunswick | 8901 | 11 | 10.14 | Residential | Yes | Behind the Meter | SunPower Corporation, Systems | PSE&G | Accepted | 2019-08-05 | 2019-08-08 | 2020-08-08 | SUNPOWER | SPR-E20-327-E-AC | Solar Panels |  | 0.327 | 31 | 147 | 33 |  | Fixed | Roof
Solar Registration Program | NJSRRE1541788245 | New Brunswick | 8901 | 11 | 10.14 | Residential | Yes | Behind the Meter | SunPower Corporation, Systems | PSE&G | Accepted | 2019-08-05 | 2019-08-08 | 2020-08-08 | SUNPOWER | SPR-E20-327-E-AC | Inverters | 320 |  | 31 |  |  | 0.96 |  | Other | under each panel
Solar Registration Program | NJSRRE1541976825 | Elizabeth City | 7202 | 10 | 10.14 | Residential | No | Behind the Meter | SunnyMac LLC | PSE&G | Accepted | 2019-08-30 | 2019-09-04 | 2020-09-04 | SunPower | SPR-E20-327 | Solar Panels |  | 0.327 | 8 | 238 | 28 |  | Fixed | Roof
Solar Registration Program | NJSRRE1541976825 | Elizabeth City | 7202 | 10 | 10.14 | Residential | No | Behind the Meter | SunnyMac LLC | PSE&G | Accepted | 2019-08-30 | 2019-09-04 | 2020-09-04 | SunPower | SPR-E20-327 | Solar Panels |  | 0.327 | 23 | 147 | 28 |  | Fixed | Roof
Solar Registration Program | NJSRRE1541976825 | Elizabeth City | 7202 | 10 | 10.14 | Residential | No | Behind the Meter | SunnyMac LLC | PSE&G | Accepted | 2019-08-30 | 2019-09-04 | 2020-09-04 | Enphase | IQ7XS-96-ACM-US | Inverters | 0.315 |  | 31 |  |  | 0.99 |  | Outdoor | roof
Solar Registration Program | NJSRRE1542501291 | Burlington | 8016 | 13 | 10.14 | Residential | Yes | Behind the Meter | Seabright Solar | PSE&G | Accepted | 2019-10-07 | 2019-10-08 | 2020-10-08 | Sunpower | SPR-E20-327 | Solar Panels |  | 0.327 | 31 | 251 | 25 |  | Fixed | Roof
Solar Registration Program | NJSRRE1542501291 | Burlington | 8016 | 13 | 10.14 | Residential | Yes | Behind the Meter | Seabright Solar | PSE&G | Accepted | 2019-10-07 | 2019-10-08 | 2020-10-08 | Sunpower | SPR-E20-327 | Inverters | 0.32 |  | 31 |  |  | 0.99 |  | Outside | Roof
Solar Registration Program | NJSRRE1542547075 | North Haledon | 7508 | 6 | 10.14 | Residential | No | Behind the Meter | SunPower Corporation, Systems | PSE&G | Accepted | 2019-10-16 | 2019-10-18 | 2020-10-18 | SUNPOWER | SPR-E20-327-E-AC | Solar Panels |  | 0.327 | 7 | 150 | 22 |  | Fixed | Roof
Solar Registration Program | NJSRRE1542547075 | North Haledon | 7508 | 6 | 10.14 | Residential | No | Behind the Meter | SunPower Corporation, Systems | PSE&G | Accepted | 2019-10-16 | 2019-10-18 | 2020-10-18 | SUNPOWER | SPR-E20-327-E-AC | Solar Panels |  | 0.327 | 20 | 150 | 22 |  | Fixed | Roof
Solar Registration Program | NJSRRE1542547075 | North Haledon | 7508 | 6 | 10.14 | Residential | No | Behind the Meter | SunPower Corporation, Systems | PSE&G | Accepted | 2019-10-16 | 2019-10-18 | 2020-10-18 | SUNPOWER | SPR-E20-327-E-AC | Solar Panels |  | 0.327 | 4 | 150 | 22 |  | Fixed | Roof
Solar Registration Program | NJSRRE1542547075 | North Haledon | 7508 | 6 | 10.14 | Residential | No | Behind the Meter | SunPower Corporation, Systems | PSE&G | Accepted | 2019-10-16 | 2019-10-18 | 2020-10-18 | SUNPOWER | SPR-E20-327-E-AC | Inverters | 320 |  | 31 |  |  | 0.96 |  | Other | under each panel
Solar Registration Program | NJSRRE1542557012 | Mount Laurel | 8054 | 13 | 10.14 | Residential | Yes | Behind the Meter | GenRenew, LLC | PSE&G | Accepted | 2019-10-18 | 2019-10-22 | 2020-10-22 | sunpower | SPR-E20-327-E-AC | Solar Panels |  | 0.327 | 2 | 262 | 22 |  | Fixed | Roof
Solar Registration Program | NJSRRE1542557012 | Mount Laurel | 8054 | 13 | 10.14 | Residential | Yes | Behind the Meter | GenRenew, LLC | PSE&G | Accepted | 2019-10-18 | 2019-10-22 | 2020-10-22 | sunpower | SPR-E20-327-E-AC | Solar Panels |  | 0.327 | 8 | 352 | 16 |  | Fixed | Roof
Solar Registration Program | NJSRRE1542557012 | Mount Laurel | 8054 | 13 | 10.14 | Residential | Yes | Behind the Meter | GenRenew, LLC | PSE&G | Accepted | 2019-10-18 | 2019-10-22 | 2020-10-22 | sunpower | SPR-E20-327-E-AC | Solar Panels |  | 0.327 | 9 | 172 | 16 |  | Fixed | Roof
Solar Registration Program | NJSRRE1542557012 | Mount Laurel | 8054 | 13 | 10.14 | Residential | Yes | Behind the Meter | GenRenew, LLC | PSE&G | Accepted | 2019-10-18 | 2019-10-22 | 2020-10-22 | sunpower | SPR-E20-327-E-AC | Solar Panels |  | 0.327 | 12 | 82 | 22 |  | Fixed | Roof
Solar Registration Program | NJSRRE1542557012 | Mount Laurel | 8054 | 13 | 10.14 | Residential | Yes | Behind the Meter | GenRenew, LLC | PSE&G | Accepted | 2019-10-18 | 2019-10-22 | 2020-10-22 | sunpower | MI-C-320-US208/240-10 | Inverters | 320 |  | 31 |  |  | 0.96 |  | Outdoor | microinverter located under modulw
Solar Registration Program | NJSRRE1542967066 | Cinnaminson | 8077 | 13 | 10.14 | Residential | Yes | Behind the Meter | SunPower Corporation, Systems | PSE&G | Accepted | 2019-11-05 | 2019-11-07 | 2020-11-07 | SUNPOWER | SPR-E20-327-E-AC | Solar Panels |  | 0.327 | 18 | 262 | 20 |  | Fixed | Roof
Solar Registration Program | NJSRRE1542967066 | Cinnaminson | 8077 | 13 | 10.14 | Residential | Yes | Behind the Meter | SunPower Corporation, Systems | PSE&G | Accepted | 2019-11-05 | 2019-11-07 | 2020-11-07 | SUNPOWER | SPR-E20-327-E-AC | Solar Panels |  | 0.327 | 13 | 82 | 20 |  | Fixed | Roof
Solar Registration Program | NJSRRE1542967066 | Cinnaminson | 8077 | 13 | 10.14 | Residential | Yes | Behind the Meter | SunPower Corporation, Systems | PSE&G | Accepted | 2019-11-05 | 2019-11-07 | 2020-11-07 | SUNPOWER | SPR-E20-327-E-AC | Inverters | 320 |  | 31 |  |  | 0.96 |  | Other | under each panel
Solar Registration Program | NJSRRE1543046159 | New Milford | 7646 | 7 | 10.14 | Residential | Yes | Behind the Meter | SunPower Corporation, Systems | PSE&G | Accepted | 2019-11-07 | 2019-11-11 | 2020-11-11 | SUNPOWER | SPR-E20-327-E-AC | Solar Panels |  | 0.327 | 18 | 93 | 27 |  | Fixed | Roof
Solar Registration Program | NJSRRE1543046159 | New Milford | 7646 | 7 | 10.14 | Residential | Yes | Behind the Meter | SunPower Corporation, Systems | PSE&G | Accepted | 2019-11-07 | 2019-11-11 | 2020-11-11 | SUNPOWER | SPR-E20-327-E-AC | Solar Panels |  | 0.327 | 13 | 273 | 27 |  | Fixed | Roof
Solar Registration Program | NJSRRE1543046159 | New Milford | 7646 | 7 | 10.14 | Residential | Yes | Behind the Meter | SunPower Corporation, Systems | PSE&G | Accepted | 2019-11-07 | 2019-11-11 | 2020-11-11 | SUNPOWER | SPR-E20-327-E-AC | Inverters | 320 |  | 31 |  |  | 0.96 |  | Other | under each panel
Solar Registration Program | NJSRRE1543065460 | Hillsborough Twp | 8844 | 5 | 10.14 | Residential | No | Behind the Meter | SunnyMac LLC | PSE&G | Accepted | 2019-11-11 | 2019-11-13 | 2020-11-13 | SunPower | SPR-E20-327 | Solar Panels |  | 0.327 | 8 | 196 | 43 |  | Fixed | Roof
Solar Registration Program | NJSRRE1543065460 | Hillsborough Twp | 8844 | 5 | 10.14 | Residential | No | Behind the Meter | SunnyMac LLC | PSE&G | Accepted | 2019-11-11 | 2019-11-13 | 2020-11-13 | SunPower | SPR-E20-327 | Solar Panels |  | 0.327 | 1 | 106 | 37 |  | Fixed | Roof
Solar Registration Program | NJSRRE1543065460 | Hillsborough Twp | 8844 | 5 | 10.14 | Residential | No | Behind the Meter | SunnyMac LLC | PSE&G | Accepted | 2019-11-11 | 2019-11-13 | 2020-11-13 | SunPower | SPR-E20-327 | Solar Panels |  | 0.327 | 12 | 106 | 37 |  | Fixed | Roof
Solar Registration Program | NJSRRE1543065460 | Hillsborough Twp | 8844 | 5 | 10.14 | Residential | No | Behind the Meter | SunnyMac LLC | PSE&G | Accepted | 2019-11-11 | 2019-11-13 | 2020-11-13 | SunPower | SPR-E20-327 | Solar Panels |  | 0.327 | 10 | 106 | 37 |  | Fixed | Roof
Solar Registration Program | NJSRRE1543065460 | Hillsborough Twp | 8844 | 5 | 10.14 | Residential | No | Behind the Meter | SunnyMac LLC | PSE&G | Accepted | 2019-11-11 | 2019-11-13 | 2020-11-13 | Enphase | IQ7XS-96-ACM-US | Inverters | 0.315 |  | 31 |  |  | 0.99 |  | Outdoor | roof
Solar Registration Program | NJSRRE1543182096 | Galloway | 8205 | 19 | 10.14 | Residential | No | Behind the Meter | SunPower Corporation, Systems | AC Electric | Accepted | 2019-11-13 | 2019-11-18 | 2020-11-18 | SUNPOWER | SPR-E20-327-E-AC | Solar Panels |  | 0.327 | 31 | 212 | 30 |  | Fixed | Roof
Solar Registration Program | NJSRRE1543182096 | Galloway | 8205 | 19 | 10.14 | Residential | No | Behind the Meter | SunPower Corporation, Systems | AC Electric | Accepted | 2019-11-13 | 2019-11-18 | 2020-11-18 | SUNPOWER | SPR-E20-327-E-AC | Inverters | 320 |  | 31 |  |  | 0.96 |  | Other | under each panel
Solar Registration Program | NJSRRE1543422048 | Newton | 7860 | 1 | 10.14 | Residential | No | Behind the Meter | SunPower Capital LLC | JCP&L | Accepted | 2019-11-19 | 2019-11-25 | 2020-11-25 | sunpower | e20-327-e-ac | Solar Panels |  | 0.327 | 31 | 192 | 18 |  | Fixed | Roof
Solar Registration Program | NJSRRE1543422048 | Newton | 7860 | 1 | 10.14 | Residential | No | Behind the Meter | SunPower Capital LLC | JCP&L | Accepted | 2019-11-19 | 2019-11-25 | 2020-11-25 | sunpower | e20-327-e-ac | Inverters | 0.32 |  | 31 |  |  | 0.96 |  | Other | behind panels
Solar Registration Program | NJSRRE1543441829 | Beach Haven West | 8050 | 18 | 10.14 | Residential | No | Behind the Meter | Seabright Solar | AC Electric | Accepted | 2019-12-03 | 2019-12-03 | 2020-12-03 | Sunpower | SPR-E20-327 | Solar Panels |  | 0.327 | 25 | 134 | 18 |  | Fixed | Roof
Solar Registration Program | NJSRRE1543441829 | Beach Haven West | 8050 | 18 | 10.14 | Residential | No | Behind the Meter | Seabright Solar | AC Electric | Accepted | 2019-12-03 | 2019-12-03 | 2020-12-03 | Sunpower | SPR-E20-327 | Solar Panels |  | 0.327 | 6 | 314 | 15 |  | Fixed | Roof
Solar Registration Program | NJSRRE1543441829 | Beach Haven West | 8050 | 18 | 10.14 | Residential | No | Behind the Meter | Seabright Solar | AC Electric | Accepted | 2019-12-03 | 2019-12-03 | 2020-12-03 | Sunpower | SPR-E20-327 | Inverters | 0.32 |  | 31 |  |  | 0.99 |  | Outside | Roof
Solar Registration Program | NJSRRE1543533392 | Mount Royal | 8061 | 15 | 10.14 | Residential | Yes | Behind the Meter | Ad Energy | AC Electric | Accepted | 2019-12-12 | 2019-12-17 | 2020-12-17 | SunPower | SPR-E20-327-E-AC | Solar Panels |  | 0.327 | 4 | 225 | 9 |  | Fixed | Roof
Solar Registration Program | NJSRRE1543533392 | Mount Royal | 8061 | 15 | 10.14 | Residential | Yes | Behind the Meter | Ad Energy | AC Electric | Accepted | 2019-12-12 | 2019-12-17 | 2020-12-17 | SunPower | SPR-E20-327-E-AC | Solar Panels |  | 0.327 | 8 | 135 | 9 |  | Fixed | Roof
Solar Registration Program | NJSRRE1543533392 | Mount Royal | 8061 | 15 | 10.14 | Residential | Yes | Behind the Meter | Ad Energy | AC Electric | Accepted | 2019-12-12 | 2019-12-17 | 2020-12-17 | SunPower | SPR-E20-327-E-AC | Solar Panels |  | 0.327 | 19 | 315 | 40 |  | Fixed | Roof
Solar Registration Program | NJSRRE1543533392 | Mount Royal | 8061 | 15 | 10.14 | Residential | Yes | Behind the Meter | Ad Energy | AC Electric | Accepted | 2019-12-12 | 2019-12-17 | 2020-12-17 | Enphase Energy | IQ7XS-96-ACM-US | Inverters | 315 |  | 31 |  |  | 0.975 |  | Outdoor | At each panel
Solar Registration Program | NJSRRE1543552439 | Somerville | 8876 | 5 | 10.14 | Residential | No | Behind the Meter | GenRenew, LLC | PSE&G | Accepted | 2019-12-16 | 2019-12-19 | 2020-12-19 | Sunpower | SPR-E20-327-E-AC | Solar Panels |  | 0.327 | 31 | 188 | 34 |  | Fixed | Roof
Solar Registration Program | NJSRRE1543552439 | Somerville | 8876 | 5 | 10.14 | Residential | No | Behind the Meter | GenRenew, LLC | PSE&G | Accepted | 2019-12-16 | 2019-12-19 | 2020-12-19 | Sunpower | MI-E-320-US208/240 | Inverters | 320 |  | 31 |  |  | 0.96 |  | Outdoor | microinverters under modules
Solar Registration Program | NJSRRE1540224352 | Berlin | 8009 | 14 | 10.15 | Residential | Yes | Behind the Meter | SunnyMac LLC | AC Electric | Accepted | 2019-02-07 | 2019-02-07 | 2020-02-07 | Sunpower | SPR-X21-350 | Solar Panels |  | 0.35 | 6 | 42 | 24 |  | Fixed | Roof
Solar Registration Program | NJSRRE1540224352 | Berlin | 8009 | 14 | 10.15 | Residential | Yes | Behind the Meter | SunnyMac LLC | AC Electric | Accepted | 2019-02-07 | 2019-02-07 | 2020-02-07 | Sunpower | SPR-X21-350 | Solar Panels |  | 0.35 | 6 | 42 | 24 |  | Fixed | Roof
Solar Registration Program | NJSRRE1540224352 | Berlin | 8009 | 14 | 10.15 | Residential | Yes | Behind the Meter | SunnyMac LLC | AC Electric | Accepted | 2019-02-07 | 2019-02-07 | 2020-02-07 | Sunpower | SPR-X21-350 | Solar Panels |  | 0.35 | 6 | 222 | 24 |  | Fixed | Roof
Solar Registration Program | NJSRRE1540224352 | Berlin | 8009 | 14 | 10.15 | Residential | Yes | Behind the Meter | SunnyMac LLC | AC Electric | Accepted | 2019-02-07 | 2019-02-07 | 2020-02-07 | Sunpower | SPR-X21-350 | Solar Panels |  | 0.35 | 11 | 222 | 24 |  | Fixed | Roof
Solar Registration Program | NJSRRE1540224352 | Berlin | 8009 | 14 | 10.15 | Residential | Yes | Behind the Meter | SunnyMac LLC | AC Electric | Accepted | 2019-02-07 | 2019-02-07 | 2020-02-07 | Sunpower | SPR-X21-350 | Inverters | 0.32 |  | 29 |  |  | 0.99 |  | Outside | Roof
Solar Registration Program | NJSRRE1540381585 | Montgomery | 8502 | 5 | 10.15 | Residential | Yes | Behind the Meter | Sunrun Installation Services, Inc. | PSE&G | Accepted | 2019-02-20 | 2019-02-22 | 2020-02-22 | REC SOLAR | REC290TP2 BLK | Solar Panels |  | 0.29 | 15 | 258 | 23 |  | Fixed | Roof
Solar Registration Program | NJSRRE1540381585 | Montgomery | 8502 | 5 | 10.15 | Residential | Yes | Behind the Meter | Sunrun Installation Services, Inc. | PSE&G | Accepted | 2019-02-20 | 2019-02-22 | 2020-02-22 | REC SOLAR | REC290TP2 BLK | Solar Panels |  | 0.29 | 20 | 78 | 23 |  | Fixed | Roof
Solar Registration Program | NJSRRE1540381585 | Montgomery | 8502 | 5 | 10.15 | Residential | Yes | Behind the Meter | Sunrun Installation Services, Inc. | PSE&G | Accepted | 2019-02-20 | 2019-02-22 | 2020-02-22 | SMA America | SB 3.8ΓÇô1SPΓÇôUSΓÇô40 | Inverters | 3800 |  | 1 |  |  | 0.96 |  | Outdoor | meter
Solar Registration Program | NJSRRE1540381585 | Montgomery | 8502 | 5 | 10.15 | Residential | Yes | Behind the Meter | Sunrun Installation Services, Inc. | PSE&G | Accepted | 2019-02-20 | 2019-02-22 | 2020-02-22 | SMA America | SB 5.0-1SP-US-40 | Inverters | 5000 |  | 1 |  |  | 0.96 |  | Outdoor | meter
Solar Registration Program | NJSRRE1540476753 | Edison Twp | 8820 | 11 | 10.15 | Residential | Yes | Behind the Meter | Sunrun Installation Services, Inc. | PSE&G | Accepted | 2019-03-12 | 2019-03-13 | 2020-03-13 | REC Solar | REC290TP2 BLK | Solar Panels |  | 0.29 | 35 | 177 | 23 |  | Fixed | Roof
Solar Registration Program | NJSRRE1540476753 | Edison Twp | 8820 | 11 | 10.15 | Residential | Yes | Behind the Meter | Sunrun Installation Services, Inc. | PSE&G | Accepted | 2019-03-12 | 2019-03-13 | 2020-03-13 | SMA America | SB3.8-1SP-US-40 | Inverters | 3800 |  | 1 |  |  | 0.96 |  | Outdoor | Next To Meter
Solar Registration Program | NJSRRE1540476753 | Edison Twp | 8820 | 11 | 10.15 | Residential | Yes | Behind the Meter | Sunrun Installation Services, Inc. | PSE&G | Accepted | 2019-03-12 | 2019-03-13 | 2020-03-13 | SMA America | SB5.0-1SP-US-40 | Inverters | 5000 |  | 1 |  |  | 0.96 |  | Outdoor | Next To Meter
Solar Registration Program | NJSRRE1540496817 | Jamesburg | 8831 | 11 | 10.15 | Residential | No | Behind the Meter | Sunrun Installation Services, Inc. | JCP&L | Accepted | 2019-03-18 | 2019-03-19 | 2020-03-19 | REC Solar | REC290TP2 BLK | Solar Panels |  | 0.29 | 9 | 29 | 18 |  | Fixed | Roof
Solar Registration Program | NJSRRE1540496817 | Jamesburg | 8831 | 11 | 10.15 | Residential | No | Behind the Meter | Sunrun Installation Services, Inc. | JCP&L | Accepted | 2019-03-18 | 2019-03-19 | 2020-03-19 | REC Solar | REC290TP2 BLK | Solar Panels |  | 0.29 | 26 | 209 | 18 |  | Fixed | Roof
Solar Registration Program | NJSRRE1540496817 | Jamesburg | 8831 | 11 | 10.15 | Residential | No | Behind the Meter | Sunrun Installation Services, Inc. | JCP&L | Accepted | 2019-03-18 | 2019-03-19 | 2020-03-19 | SMA America | SB3.8-1SP-US-40 | Inverters | 3800 |  | 1 |  |  | 0.96 |  | Outdoor | Next To Meter
Solar Registration Program | NJSRRE1540496817 | Jamesburg | 8831 | 11 | 10.15 | Residential | No | Behind the Meter | Sunrun Installation Services, Inc. | JCP&L | Accepted | 2019-03-18 | 2019-03-19 | 2020-03-19 | SMA America | SB5.0-1SP-US-40 | Inverters | 5000 |  | 1 |  |  | 0.96 |  | Outdoor | Next To Meter
Solar Registration Program | NJSRRE1540513290 | West New York Town | 7093 | 8 | 10.15 | Residential | Yes | Behind the Meter | Sunrun Installation Services, Inc. | PSE&G | Accepted | 2019-03-22 | 2019-03-25 | 2020-03-25 | REC Solar | REC290TP2 BLK | Solar Panels |  | 0.29 | 35 | 211 | 10 |  | Fixed | Roof
Solar Registration Program | NJSRRE1540513290 | West New York Town | 7093 | 8 | 10.15 | Residential | Yes | Behind the Meter | Sunrun Installation Services, Inc. | PSE&G | Accepted | 2019-03-22 | 2019-03-25 | 2020-03-25 | SMA America | SB3.8-1SP-US-40 | Inverters | 3800 |  | 1 |  |  | 0.96 |  | Outdoor | Next To Meter
Solar Registration Program | NJSRRE1540513290 | West New York Town | 7093 | 8 | 10.15 | Residential | Yes | Behind the Meter | Sunrun Installation Services, Inc. | PSE&G | Accepted | 2019-03-22 | 2019-03-25 | 2020-03-25 | SMA America | SB5.0-1SP-US-40 | Inverters | 5000 |  | 1 |  |  | 0.96 |  | Outdoor | Next To Meter
Solar Registration Program | NJSRRE1540729987 | Edison Twp | 8820 | 11 | 10.15 | Residential | Yes | Behind the Meter | Sunrun Installation Services, Inc. | PSE&G | Accepted | 2019-03-26 | 2019-03-27 | 2020-03-27 | REC Solar | REC290TP2 BLK | Solar Panels |  | 0.29 | 8 | 198 | 18 |  | Fixed | Roof
Solar Registration Program | NJSRRE1540729987 | Edison Twp | 8820 | 11 | 10.15 | Residential | Yes | Behind the Meter | Sunrun Installation Services, Inc. | PSE&G | Accepted | 2019-03-26 | 2019-03-27 | 2020-03-27 | REC Solar | REC290TP2 BLK | Solar Panels |  | 0.29 | 27 | 198 | 23 |  | Fixed | Roof
Solar Registration Program | NJSRRE1540729987 | Edison Twp | 8820 | 11 | 10.15 | Residential | Yes | Behind the Meter | Sunrun Installation Services, Inc. | PSE&G | Accepted | 2019-03-26 | 2019-03-27 | 2020-03-27 | SMA America | SB3.8-1SP-US-40 | Inverters | 3800 |  | 1 |  |  | 0.96 |  | Outdoor | Next To Meter
Solar Registration Program | NJSRRE1540729987 | Edison Twp | 8820 | 11 | 10.15 | Residential | Yes | Behind the Meter | Sunrun Installation Services, Inc. | PSE&G | Accepted | 2019-03-26 | 2019-03-27 | 2020-03-27 | SMA America | SB5.0-1SP-US-40 | Inverters | 5000 |  | 1 |  |  | 0.96 |  | Outdoor | Next To Meter
Solar Registration Program | NJSRRE1540866550 | Warren | 7059 | 5 | 10.15 | Residential | No | Behind the Meter | Sunrun Installation Services, Inc. | JCP&L | Accepted | 2019-04-19 | 2019-04-22 | 2020-04-22 | REC Solar | REC290TP2 BLK | Solar Panels |  | 0.29 | 9 | 175 | 18 |  | Fixed | Roof
Solar Registration Program | NJSRRE1540866550 | Warren | 7059 | 5 | 10.15 | Residential | No | Behind the Meter | Sunrun Installation Services, Inc. | JCP&L | Accepted | 2019-04-19 | 2019-04-22 | 2020-04-22 | REC Solar | REC290TP2 BLK | Solar Panels |  | 0.29 | 8 | 355 | 18 |  | Fixed | Roof
Solar Registration Program | NJSRRE1540866550 | Warren | 7059 | 5 | 10.15 | Residential | No | Behind the Meter | Sunrun Installation Services, Inc. | JCP&L | Accepted | 2019-04-19 | 2019-04-22 | 2020-04-22 | REC Solar | REC290TP2 BLK | Solar Panels |  | 0.29 | 18 | 264 | 18 |  | Fixed | Roof
Solar Registration Program | NJSRRE1540866550 | Warren | 7059 | 5 | 10.15 | Residential | No | Behind the Meter | Sunrun Installation Services, Inc. | JCP&L | Accepted | 2019-04-19 | 2019-04-22 | 2020-04-22 | SMA America | SB3.8-1SP-US-40 | Inverters | 3800 |  | 1 |  |  | 0.96 |  | Outdoor | Next To Meter
Solar Registration Program | NJSRRE1540866550 | Warren | 7059 | 5 | 10.15 | Residential | No | Behind the Meter | Sunrun Installation Services, Inc. | JCP&L | Accepted | 2019-04-19 | 2019-04-22 | 2020-04-22 | SMA America | SB5.0-1SP-US-40 | Inverters | 5000 |  | 1 |  |  | 0.96 |  | Outdoor | Next To Meter
Solar Registration Program | NJSRRE1540875089 | Livingston Twp | 7039 | 9 | 10.15 | Residential | Yes | Behind the Meter | Sunrun Installation Services, Inc. | PSE&G | Accepted | 2019-04-23 | 2019-04-24 | 2020-04-24 | REC Solar | REC290TP2 BLK | Solar Panels |  | 0.29 | 8 | 112 | 23 |  | Fixed | Roof
Solar Registration Program | NJSRRE1540875089 | Livingston Twp | 7039 | 9 | 10.15 | Residential | Yes | Behind the Meter | Sunrun Installation Services, Inc. | PSE&G | Accepted | 2019-04-23 | 2019-04-24 | 2020-04-24 | REC Solar | REC290TP2 BLK | Solar Panels |  | 0.29 | 27 | 202 | 23 |  | Fixed | Roof
Solar Registration Program | NJSRRE1540875089 | Livingston Twp | 7039 | 9 | 10.15 | Residential | Yes | Behind the Meter | Sunrun Installation Services, Inc. | PSE&G | Accepted | 2019-04-23 | 2019-04-24 | 2020-04-24 | SMA America | SB3.8-1SP-US-40 | Inverters | 3800 |  | 1 |  |  | 0.96 |  | Outdoor | Next To Meter
Solar Registration Program | NJSRRE1540875089 | Livingston Twp | 7039 | 9 | 10.15 | Residential | Yes | Behind the Meter | Sunrun Installation Services, Inc. | PSE&G | Accepted | 2019-04-23 | 2019-04-24 | 2020-04-24 | SMA America | SB5.0-1SP-US-40 | Inverters | 5000 |  | 1 |  |  | 0.96 |  | Outdoor | Next To Meter
Solar Registration Program | NJSRRE1541342373 | Elmer | 8318 | 16 | 10.15 | Residential | No | Behind the Meter | Green Power Energy | AC Electric | Accepted | 2019-06-14 | 2019-06-19 | 2020-06-19 | Silfab | SLG350M | Solar Panels |  | 0.35 | 15 | 192 | 23 |  | Fixed | Roof
Solar Registration Program | NJSRRE1541342373 | Elmer | 8318 | 16 | 10.15 | Residential | No | Behind the Meter | Green Power Energy | AC Electric | Accepted | 2019-06-14 | 2019-06-19 | 2020-06-19 | Silfab | SLG350M | Solar Panels |  | 0.35 | 14 | 193 | 23 |  | Fixed | Roof
Solar Registration Program | NJSRRE1541342373 | Elmer | 8318 | 16 | 10.15 | Residential | No | Behind the Meter | Green Power Energy | AC Electric | Accepted | 2019-06-14 | 2019-06-19 | 2020-06-19 | Solar Edge | SE10000H-US | Inverters | 10000 |  | 1 |  |  | 0.97 |  | Outside | next to meter
Solar Registration Program | NJSRRE1541481842 | Cherry Hill | 8034 | 14 | 10.15 | Residential | Yes | Behind the Meter | Sunrun Installation Services, Inc. | PSE&G | Accepted | 2019-06-25 | 2019-06-28 | 2020-06-28 | REC Solar | REC290TP2 BLK | Solar Panels |  | 0.29 | 12 | 98 | 24 |  | Fixed | Roof
Solar Registration Program | NJSRRE1541481842 | Cherry Hill | 8034 | 14 | 10.15 | Residential | Yes | Behind the Meter | Sunrun Installation Services, Inc. | PSE&G | Accepted | 2019-06-25 | 2019-06-28 | 2020-06-28 | REC Solar | REC290TP2 BLK | Solar Panels |  | 0.29 | 23 | 189 | 23 |  | Fixed | Roof
Solar Registration Program | NJSRRE1541481842 | Cherry Hill | 8034 | 14 | 10.15 | Residential | Yes | Behind the Meter | Sunrun Installation Services, Inc. | PSE&G | Accepted | 2019-06-25 | 2019-06-28 | 2020-06-28 | Ningbo Ginlong Technologies | Solis-1P9K-4G-US | Inverters | 9000 |  | 1 |  |  | 0.96 |  | Outdoor | Next To Meter
Solar Registration Program | NJSRRE1541497079 | Irvington Town | 7111 | 9 | 10.15 | Residential | Yes | Behind the Meter | Sunrun Installation Services, Inc. | PSE&G | Accepted | 2019-06-26 | 2019-07-01 | 2020-07-01 | REC Solar | REC290TP2 BLK | Solar Panels |  | 0.29 | 35 | 43 | 27 |  | Fixed | Roof
Solar Registration Program | NJSRRE1541497079 | Irvington Town | 7111 | 9 | 10.15 | Residential | Yes | Behind the Meter | Sunrun Installation Services, Inc. | PSE&G | Accepted | 2019-06-26 | 2019-07-01 | 2020-07-01 | Ningbo Ginlong Technologies | Solis-1P9K-4G-US | Inverters | 9000 |  | 1 |  |  | 0.96 |  | Outdoor | Next To Meter
Solar Registration Program | NJSRRE1541635341 | Montgomery Twp | 8502 | 5 | 10.15 | Residential | Yes | Behind the Meter | Sunrun Installation Services, Inc. | PSE&G | Accepted | 2019-07-11 | 2019-08-06 | 2020-08-06 | REC Solar | REC290TP2 BLK | Solar Panels |  | 0.29 | 5 | 301 | 23 |  | Fixed | Roof
Solar Registration Program | NJSRRE1541635341 | Montgomery Twp | 8502 | 5 | 10.15 | Residential | Yes | Behind the Meter | Sunrun Installation Services, Inc. | PSE&G | Accepted | 2019-07-11 | 2019-08-06 | 2020-08-06 | REC Solar | REC290TP2 BLK | Solar Panels |  | 0.29 | 24 | 121 | 23 |  | Fixed | Roof
Solar Registration Program | NJSRRE1541635341 | Montgomery Twp | 8502 | 5 | 10.15 | Residential | Yes | Behind the Meter | Sunrun Installation Services, Inc. | PSE&G | Accepted | 2019-07-11 | 2019-08-06 | 2020-08-06 | REC Solar | REC290TP2 BLK | Solar Panels |  | 0.29 | 6 | 120 | 14 |  | Fixed | Roof
Solar Registration Program | NJSRRE1541635341 | Montgomery Twp | 8502 | 5 | 10.15 | Residential | Yes | Behind the Meter | Sunrun Installation Services, Inc. | PSE&G | Accepted | 2019-07-11 | 2019-08-06 | 2020-08-06 | Ningbo Ginlong Technologies | Solis-1P9K-4G-US | Inverters | 9000 |  | 1 |  |  | 0.96 |  | Outdoor | Next To Meter
Solar Registration Program | NJSRRE1541722758 | Englewood | 7631 | 7 | 10.15 | Residential | Yes | Behind the Meter | Sunrun Installation Services, Inc. | PSE&G | Accepted | 2019-07-31 | 2019-08-05 | 2020-08-05 | REC Solar | REC290TP2 BLK | Solar Panels |  | 0.29 | 19 | 26 | 18 |  | Fixed | Roof
Solar Registration Program | NJSRRE1541722758 | Englewood | 7631 | 7 | 10.15 | Residential | Yes | Behind the Meter | Sunrun Installation Services, Inc. | PSE&G | Accepted | 2019-07-31 | 2019-08-05 | 2020-08-05 | REC Solar | REC290TP2 BLK | Solar Panels |  | 0.29 | 16 | 206 | 18 |  | Fixed | Roof
Solar Registration Program | NJSRRE1541722758 | Englewood | 7631 | 7 | 10.15 | Residential | Yes | Behind the Meter | Sunrun Installation Services, Inc. | PSE&G | Accepted | 2019-07-31 | 2019-08-05 | 2020-08-05 | Ningbo Ginlong Technologies | Solis-1P9K-4G-US | Inverters | 9000 |  | 1 |  |  | 0.96 |  | Outdoor | Next To Meter
Solar Registration Program | NJSRRE1541722889 | Woodbridge Township | 7067 | 10 | 10.15 | Residential | No | Behind the Meter | Sunrun Installation Services, Inc. | PSE&G | Accepted | 2019-07-31 | 2019-08-05 | 2020-08-05 | REC Solar | REC290TP2 BLK | Solar Panels |  | 0.29 | 9 | 28 | 23 |  | Fixed | Roof
Solar Registration Program | NJSRRE1541722889 | Woodbridge Township | 7067 | 10 | 10.15 | Residential | No | Behind the Meter | Sunrun Installation Services, Inc. | PSE&G | Accepted | 2019-07-31 | 2019-08-05 | 2020-08-05 | REC Solar | REC290TP2 BLK | Solar Panels |  | 0.29 | 26 | 208 | 23 |  | Fixed | Roof
Solar Registration Program | NJSRRE1541722889 | Woodbridge Township | 7067 | 10 | 10.15 | Residential | No | Behind the Meter | Sunrun Installation Services, Inc. | PSE&G | Accepted | 2019-07-31 | 2019-08-05 | 2020-08-05 | Ningbo Ginlong Technologies | Solis-1P9K-4G-US | Inverters | 9000 |  | 1 |  |  | 0.96 |  | Outdoor | Next To Meter
Solar Registration Program | NJSRRE1541724280 | Williamstown | 8094 | 15 | 10.15 | Residential | No | Behind the Meter | Sunrun Installation Services, Inc. | AC Electric | Accepted | 2019-07-31 | 2019-08-05 | 2020-08-05 | REC Solar | REC290TP2 BLK | Solar Panels |  | 0.29 | 35 | 167 | 23 |  | Fixed | Roof
Solar Registration Program | NJSRRE1541724280 | Williamstown | 8094 | 15 | 10.15 | Residential | No | Behind the Meter | Sunrun Installation Services, Inc. | AC Electric | Accepted | 2019-07-31 | 2019-08-05 | 2020-08-05 | Ningbo Ginlong Technologies | Solis-1P9K-4G-US | Inverters | 9000 |  | 1 |  |  | 0.96 |  | Outdoor | Next To Meter
Solar Registration Program | NJSRRE1541732427 | West Paterson Boro | 7424 | 6 | 10.15 | Residential | Yes | Behind the Meter | Sunrun Installation Services, Inc. | PSE&G | Accepted | 2019-08-02 | 2019-08-07 | 2020-08-07 | REC Solar | REC290TP2 BLK | Solar Panels |  | 0.29 | 28 | 234 | 27 |  | Fixed | Roof
Solar Registration Program | NJSRRE1541732427 | West Paterson Boro | 7424 | 6 | 10.15 | Residential | Yes | Behind the Meter | Sunrun Installation Services, Inc. | PSE&G | Accepted | 2019-08-02 | 2019-08-07 | 2020-08-07 | REC Solar | REC290TP2 BLK | Solar Panels |  | 0.29 | 7 | 54 | 27 |  | Fixed | Roof
Solar Registration Program | NJSRRE1541732427 | West Paterson Boro | 7424 | 6 | 10.15 | Residential | Yes | Behind the Meter | Sunrun Installation Services, Inc. | PSE&G | Accepted | 2019-08-02 | 2019-08-07 | 2020-08-07 | Ningbo Ginlong Technologies | Solis-1P9K-4G-US | Inverters | 9000 |  | 1 |  |  | 0.96 |  | Outdoor | Next To Meter
Solar Registration Program | NJSRRE1541897589 | Lanoka Harbor | 8734 | 18 | 10.15 | Residential | No | Behind the Meter | SunnyMac LLC | JCP&L | Final As-Built Received | 2019-08-29 | 2019-09-03 | 2020-09-03 | SunPower | SPR-x21-350 | Solar Panels |  | 0.35 | 18 | 184 | 23 |  | Fixed | Roof
Solar Registration Program | NJSRRE1541897589 | Lanoka Harbor | 8734 | 18 | 10.15 | Residential | No | Behind the Meter | SunnyMac LLC | JCP&L | Final As-Built Received | 2019-08-29 | 2019-09-03 | 2020-09-03 | SunPower | SPR-x21-350 | Solar Panels |  | 0.35 | 11 | 184 | 23 |  | Fixed | Roof
Solar Registration Program | NJSRRE1541897589 | Lanoka Harbor | 8734 | 18 | 10.15 | Residential | No | Behind the Meter | SunnyMac LLC | JCP&L | Final As-Built Received | 2019-08-29 | 2019-09-03 | 2020-09-03 | Enphase | IQ7XS-96-ACM-US | Inverters | 0.315 |  | 29 |  |  | 0.99 |  | Outdoor | roof
Solar Registration Program | NJSRRE1541897589 | Lanoka Harbor | 8734 | 18 | 10.15 | Residential | No | Behind the Meter | SunnyMac LLC | JCP&L | Final As-Built Received | 2019-08-29 | 2019-09-03 | 2020-09-03 | Sunpower | pvs6 | Meters |  |  | 1 |  |  |  | Yes | Outdoor
Solar Registration Program | NJSRRE1542445750 | Perth Amboy City | 8861 | 11 | 10.15 | Residential | Yes | Behind the Meter | Sunrun Installation Services, Inc. | PSE&G | Accepted | 2019-09-26 | 2019-09-30 | 2020-09-30 | REC Solar | REC290TP2 BLK | Solar Panels |  | 0.29 | 6 | 276 | 37 |  | Fixed | Roof
Solar Registration Program | NJSRRE1542445750 | Perth Amboy City | 8861 | 11 | 10.15 | Residential | Yes | Behind the Meter | Sunrun Installation Services, Inc. | PSE&G | Accepted | 2019-09-26 | 2019-09-30 | 2020-09-30 | REC Solar | REC290TP2 BLK | Solar Panels |  | 0.29 | 29 | 96 | 37 |  | Fixed | Roof
Solar Registration Program | NJSRRE1542445750 | Perth Amboy City | 8861 | 11 | 10.15 | Residential | Yes | Behind the Meter | Sunrun Installation Services, Inc. | PSE&G | Accepted | 2019-09-26 | 2019-09-30 | 2020-09-30 | Ningbo Ginlong Technologies | Solis-1P9K-4G-US | Inverters | 9000 |  | 1 |  |  | 0.96 |  | Outdoor | Next To Meter
Solar Registration Program | NJSRRE1542478647 | New Gretna | 8224 | 13 | 10.15 | Residential | Yes | Behind the Meter | Sunrun Installation Services, Inc. | AC Electric | Accepted | 2019-10-01 | 2019-10-03 | 2020-10-03 | REC Solar | REC290TP2 BLK | Solar Panels |  | 0.29 | 18 | 256 | 18 |  | Fixed | Roof
Solar Registration Program | NJSRRE1542478647 | New Gretna | 8224 | 13 | 10.15 | Residential | Yes | Behind the Meter | Sunrun Installation Services, Inc. | AC Electric | Accepted | 2019-10-01 | 2019-10-03 | 2020-10-03 | REC Solar | REC290TP2 BLK | Solar Panels |  | 0.29 | 15 | 76 | 19 |  | Fixed | Roof
Solar Registration Program | NJSRRE1542478647 | New Gretna | 8224 | 13 | 10.15 | Residential | Yes | Behind the Meter | Sunrun Installation Services, Inc. | AC Electric | Accepted | 2019-10-01 | 2019-10-03 | 2020-10-03 | REC Solar | REC290TP2 BLK | Solar Panels |  | 0.29 | 2 | 165 | 27 |  | Fixed | Roof
Solar Registration Program | NJSRRE1542478647 | New Gretna | 8224 | 13 | 10.15 | Residential | Yes | Behind the Meter | Sunrun Installation Services, Inc. | AC Electric | Accepted | 2019-10-01 | 2019-10-03 | 2020-10-03 | SolarEdge Technologies | SE10000H-USRGM | Inverters | 10000 |  | 1 |  |  | 0.96 |  | Outdoor | Next To Meter
Solar Registration Program | NJSRRE1542547297 | Fair Lawn Boro | 7410 | 7 | 10.15 | Residential | No | Behind the Meter | SunnyMac LLC | PSE&G | Accepted | 2019-10-16 | 2019-10-18 | 2020-10-18 | SunPower | SPR-X21-350 | Solar Panels |  | 0.35 | 2 | 159 | 23 |  | Fixed | Roof
Solar Registration Program | NJSRRE1542547297 | Fair Lawn Boro | 7410 | 7 | 10.15 | Residential | No | Behind the Meter | SunnyMac LLC | PSE&G | Accepted | 2019-10-16 | 2019-10-18 | 2020-10-18 | SunPower | SPR-X21-350 | Solar Panels |  | 0.35 | 27 | 249 | 37 |  | Fixed | Roof
Solar Registration Program | NJSRRE1542547297 | Fair Lawn Boro | 7410 | 7 | 10.15 | Residential | No | Behind the Meter | SunnyMac LLC | PSE&G | Accepted | 2019-10-16 | 2019-10-18 | 2020-10-18 | Enphase | IQ7XS-96-ACM-US | Inverters | 0.315 |  | 29 |  |  | 0.99 |  | Outdoor | roof
Solar Registration Program | NJSRRE1542561946 | NORTH ARLINGTON | 7031 | 7 | 10.15 | Residential | No | Behind the Meter | Infinity Solar Systems | PSE&G | Accepted | 2019-10-21 | 2019-10-23 | 2020-10-23 | LG | LG350N1C-V5 | Solar Panels |  | 0.35 | 13 | 117 | 15 |  | Fixed | Roof
Solar Registration Program | NJSRRE1542561946 | NORTH ARLINGTON | 7031 | 7 | 10.15 | Residential | No | Behind the Meter | Infinity Solar Systems | PSE&G | Accepted | 2019-10-21 | 2019-10-23 | 2020-10-23 | LG | LG350N1C-V5 | Solar Panels |  | 0.35 | 6 | 117 | 40 |  | Fixed | Roof
Solar Registration Program | NJSRRE1542561946 | NORTH ARLINGTON | 7031 | 7 | 10.15 | Residential | No | Behind the Meter | Infinity Solar Systems | PSE&G | Accepted | 2019-10-21 | 2019-10-23 | 2020-10-23 | LG | LG350N1C-V5 | Solar Panels |  | 0.35 | 8 | 117 | 30 |  | Fixed | Roof
Solar Registration Program | NJSRRE1542561946 | NORTH ARLINGTON | 7031 | 7 | 10.15 | Residential | No | Behind the Meter | Infinity Solar Systems | PSE&G | Accepted | 2019-10-21 | 2019-10-23 | 2020-10-23 | LG | LG350N1C-V5 | Solar Panels |  | 0.35 | 2 | 207 | 25 |  | Fixed | Roof
Solar Registration Program | NJSRRE1542561946 | NORTH ARLINGTON | 7031 | 7 | 10.15 | Residential | No | Behind the Meter | Infinity Solar Systems | PSE&G | Accepted | 2019-10-21 | 2019-10-23 | 2020-10-23 | ENPHASE | IQ7PLUS-72-X-US | Inverters | 290 |  | 29 |  |  | 0.97 |  | Other | MICROINVERTERS
Solar Registration Program | NJSRRE1542684740 | Hazlet | 7730 | 17 | 10.15 | Residential | No | Behind the Meter | Seabright Solar | JCP&L | Accepted | 2019-11-01 | 2019-11-04 | 2020-11-04 | Sunpower | SPR-X21-350 | Solar Panels |  | 0.35 | 22 | 283 | 9 |  | Fixed | Roof
Solar Registration Program | NJSRRE1542684740 | Hazlet | 7730 | 17 | 10.15 | Residential | No | Behind the Meter | Seabright Solar | JCP&L | Accepted | 2019-11-01 | 2019-11-04 | 2020-11-04 | Sunpower | SPR-X21-350 | Solar Panels |  | 0.35 | 7 | 103 | 9 |  | Fixed | Roof
Solar Registration Program | NJSRRE1542684740 | Hazlet | 7730 | 17 | 10.15 | Residential | No | Behind the Meter | Seabright Solar | JCP&L | Accepted | 2019-11-01 | 2019-11-04 | 2020-11-04 | Sunpower | SPR-X21-350 | Inverters | 0.32 |  | 29 |  |  | 0.99 |  | Outside | Roof
Solar Registration Program | NJSRRE1542840066 | Keyport | 7735 | 17 | 10.15 | Residential | No | Behind the Meter | Sunrun Installation Services, Inc. | JCP&L | Accepted | 2019-10-31 | 2019-11-04 | 2020-11-04 | REC Solar | REC290TP2 BLK | Solar Panels |  | 0.29 | 7 | 236 | 23 |  | Fixed | Roof
Solar Registration Program | NJSRRE1542840066 | Keyport | 7735 | 17 | 10.15 | Residential | No | Behind the Meter | Sunrun Installation Services, Inc. | JCP&L | Accepted | 2019-10-31 | 2019-11-04 | 2020-11-04 | REC Solar | REC290TP2 BLK | Solar Panels |  | 0.29 | 11 | 147 | 23 |  | Fixed | Roof
Solar Registration Program | NJSRRE1542840066 | Keyport | 7735 | 17 | 10.15 | Residential | No | Behind the Meter | Sunrun Installation Services, Inc. | JCP&L | Accepted | 2019-10-31 | 2019-11-04 | 2020-11-04 | REC Solar | REC290TP2 BLK | Solar Panels |  | 0.29 | 10 | 147 | 23 |  | Fixed | Roof
Solar Registration Program | NJSRRE1542840066 | Keyport | 7735 | 17 | 10.15 | Residential | No | Behind the Meter | Sunrun Installation Services, Inc. | JCP&L | Accepted | 2019-10-31 | 2019-11-04 | 2020-11-04 | REC Solar | REC290TP2 BLK | Solar Panels |  | 0.29 | 7 | 236 | 23 |  | Fixed | Roof
Solar Registration Program | NJSRRE1542840066 | Keyport | 7735 | 17 | 10.15 | Residential | No | Behind the Meter | Sunrun Installation Services, Inc. | JCP&L | Accepted | 2019-10-31 | 2019-11-04 | 2020-11-04 | Delta Electronics | M5-TL-US | Inverters | 4800 |  | 1 |  |  | 0.96 |  | Outdoor | Next To Meter
Solar Registration Program | NJSRRE1542850486 | Somerville | 8876 | 5 | 10.15 | Residential | Yes | Behind the Meter | Sunrun Installation Services, Inc. | PSE&G | Accepted | 2019-10-31 | 2019-11-04 | 2020-11-04 | REC Solar | REC290TP2 BLK | Solar Panels |  | 0.29 | 29 | 16 | 18 |  | Fixed | Roof
Solar Registration Program | NJSRRE1542850486 | Somerville | 8876 | 5 | 10.15 | Residential | Yes | Behind the Meter | Sunrun Installation Services, Inc. | PSE&G | Accepted | 2019-10-31 | 2019-11-04 | 2020-11-04 | REC Solar | REC290TP2 BLK | Solar Panels |  | 0.29 | 6 | 195 | 18 |  | Fixed | Roof
Solar Registration Program | NJSRRE1542850486 | Somerville | 8876 | 5 | 10.15 | Residential | Yes | Behind the Meter | Sunrun Installation Services, Inc. | PSE&G | Accepted | 2019-10-31 | 2019-11-04 | 2020-11-04 | SolarEdge Technologies | SE10000H-USRGM | Inverters | 10000 |  | 1 |  |  | 0.96 |  | Outdoor | Next To Meter
Solar Registration Program | NJSRRE1542851485 | Dumont | 7628 | 7 | 10.15 | Residential | No | Behind the Meter | Sunrun Installation Services, Inc. | PSE&G | Accepted | 2019-10-31 | 2019-11-05 | 2020-11-05 | REC Solar | REC290TP2 BLK | Solar Panels |  | 0.29 | 17 | 182 | 34 |  | Fixed | Roof
Solar Registration Program | NJSRRE1542851485 | Dumont | 7628 | 7 | 10.15 | Residential | No | Behind the Meter | Sunrun Installation Services, Inc. | PSE&G | Accepted | 2019-10-31 | 2019-11-05 | 2020-11-05 | REC Solar | REC290TP2 BLK | Solar Panels |  | 0.29 | 18 | 2 | 34 |  | Fixed | Roof
Solar Registration Program | NJSRRE1542851485 | Dumont | 7628 | 7 | 10.15 | Residential | No | Behind the Meter | Sunrun Installation Services, Inc. | PSE&G | Accepted | 2019-10-31 | 2019-11-05 | 2020-11-05 | Delta Electronics | M4-TL-US | Inverters | 3840 |  | 1 |  |  | 0.96 |  | Outdoor | Next To Meter
Solar Registration Program | NJSRRE1542851485 | Dumont | 7628 | 7 | 10.15 | Residential | No | Behind the Meter | Sunrun Installation Services, Inc. | PSE&G | Accepted | 2019-10-31 | 2019-11-05 | 2020-11-05 | Delta Electronics | M5-TL-US | Inverters | 4800 |  | 1 |  |  | 0.96 |  | Outdoor | Next To Meter
Solar Registration Program | NJSRRE1542885420 | Sussex | 7461 | 1 | 10.15 | Residential | Yes | Behind the Meter | Sunrun Installation Services, Inc. | JCP&L | Accepted | 2019-11-01 | 2019-11-05 | 2020-11-05 | REC Solar | REC290TP2 BLK | Solar Panels |  | 0.29 | 10 | 213 | 23 |  | Fixed | Roof
Solar Registration Program | NJSRRE1542885420 | Sussex | 7461 | 1 | 10.15 | Residential | Yes | Behind the Meter | Sunrun Installation Services, Inc. | JCP&L | Accepted | 2019-11-01 | 2019-11-05 | 2020-11-05 | REC Solar | REC290TP2 BLK | Solar Panels |  | 0.29 | 12 | 123 | 23 |  | Fixed | Roof
Solar Registration Program | NJSRRE1542885420 | Sussex | 7461 | 1 | 10.15 | Residential | Yes | Behind the Meter | Sunrun Installation Services, Inc. | JCP&L | Accepted | 2019-11-01 | 2019-11-05 | 2020-11-05 | REC Solar | REC290TP2 BLK | Solar Panels |  | 0.29 | 13 | 303 | 23 |  | Fixed | Roof
Solar Registration Program | NJSRRE1542885420 | Sussex | 7461 | 1 | 10.15 | Residential | Yes | Behind the Meter | Sunrun Installation Services, Inc. | JCP&L | Accepted | 2019-11-01 | 2019-11-05 | 2020-11-05 | Delta Electronics | M8-TL-US | Inverters | 7680 |  | 1 |  |  | 0.96 |  | Outdoor | Next To Meter
Solar Registration Program | NJSRRE1542952615 | Basking Ridge | 7920 | 5 | 10.15 | Residential | No | Behind the Meter | SunnyMac LLC | JCP&L | Accepted | 2019-11-05 | 2019-11-06 | 2020-11-06 | SunPower | SPR-X21-350 | Solar Panels |  | 0.35 | 20 | 244 | 40 |  | Fixed | Roof
Solar Registration Program | NJSRRE1542952615 | Basking Ridge | 7920 | 5 | 10.15 | Residential | No | Behind the Meter | SunnyMac LLC | JCP&L | Accepted | 2019-11-05 | 2019-11-06 | 2020-11-06 | SunPower | SPR-X21-350 | Solar Panels |  | 0.35 | 9 | 154 | 40 |  | Fixed | Roof
Solar Registration Program | NJSRRE1542952615 | Basking Ridge | 7920 | 5 | 10.15 | Residential | No | Behind the Meter | SunnyMac LLC | JCP&L | Accepted | 2019-11-05 | 2019-11-06 | 2020-11-06 | Enphase | IQ7XS-96-ACM-US | Inverters | 0.315 |  | 29 |  |  | 0.99 |  | Outdoor | roof
Solar Registration Program | NJSRRE1543426689 | Willingboro | 8046 | 13 | 10.15 | Residential | Yes | Behind the Meter | Complete Solar | PSE&G | Accepted | 2019-12-09 | 2019-12-09 | 2020-12-09 | LONGI | LR6-60HPB-305M | Solar Panels |  | 0.29 | 35 | 242.5 | 30 |  | Fixed | Roof
Solar Registration Program | NJSRRE1543426689 | Willingboro | 8046 | 13 | 10.15 | Residential | Yes | Behind the Meter | Complete Solar | PSE&G | Accepted | 2019-12-09 | 2019-12-09 | 2020-12-09 | ENPHASE | M215 | Inverters | 215 |  | 1 |  |  | 0.6 |  | Other | BY MSP
Solar Registration Program | NJSRRE1543481510 | Englishtown | 7726 | 17 | 10.15 | Residential | Yes | Behind the Meter | Sunrun Installation Services, Inc. | JCP&L | Accepted | 2019-12-05 | 2019-12-09 | 2020-12-09 | REC Solar | REC290TP2 BLK | Solar Panels |  | 0.29 | 25 | 91 | 27 |  | Fixed | Roof
Solar Registration Program | NJSRRE1543481510 | Englishtown | 7726 | 17 | 10.15 | Residential | Yes | Behind the Meter | Sunrun Installation Services, Inc. | JCP&L | Accepted | 2019-12-05 | 2019-12-09 | 2020-12-09 | REC Solar | REC290TP2 BLK | Solar Panels |  | 0.29 | 10 | 271 | 27 |  | Fixed | Roof
Solar Registration Program | NJSRRE1543481510 | Englishtown | 7726 | 17 | 10.15 | Residential | Yes | Behind the Meter | Sunrun Installation Services, Inc. | JCP&L | Accepted | 2019-12-05 | 2019-12-09 | 2020-12-09 | Delta Electronics | M8-TL-US | Inverters | 7680 |  | 1 |  |  | 0.96 |  | Outdoor | Next To Meter
Solar Registration Program | NJSRRE1543505890 | Hazlet | 7730 | 17 | 10.15 | Residential | Yes | Behind the Meter | Sunrun Installation Services, Inc. | JCP&L | Accepted | 2019-12-10 | 2019-12-12 | 2020-12-12 | REC Solar | REC290TP2 BLK | Solar Panels |  | 0.29 | 12 | 183 | 23 |  | Fixed | Roof
Solar Registration Program | NJSRRE1543505890 | Hazlet | 7730 | 17 | 10.15 | Residential | Yes | Behind the Meter | Sunrun Installation Services, Inc. | JCP&L | Accepted | 2019-12-10 | 2019-12-12 | 2020-12-12 | REC Solar | REC290TP2 BLK | Solar Panels |  | 0.29 | 23 | 3 | 23 |  | Fixed | Roof
Solar Registration Program | NJSRRE1543505890 | Hazlet | 7730 | 17 | 10.15 | Residential | Yes | Behind the Meter | Sunrun Installation Services, Inc. | JCP&L | Accepted | 2019-12-10 | 2019-12-12 | 2020-12-12 | Delta Electronics | M8-TL-US | Inverters | 7680 |  | 1 |  |  | 0.96 |  | Outdoor | Next To Meter
Solar Registration Program | NJSRRE1543571082 | Wharton | 7885 | 3 | 10.15 | Residential | Yes | Behind the Meter | Sunrun Installation Services, Inc. | JCP&L | Accepted | 2019-12-19 | 2019-12-26 | 2020-12-26 | REC Solar | REC290TP2 BLK | Solar Panels |  | 0.29 | 35 | 230 | 14 |  | Fixed | Roof
Solar Registration Program | NJSRRE1543571082 | Wharton | 7885 | 3 | 10.15 | Residential | Yes | Behind the Meter | Sunrun Installation Services, Inc. | JCP&L | Accepted | 2019-12-19 | 2019-12-26 | 2020-12-26 | Delta Electronics | M8-TL-US | Inverters | 7680 |  | 1 |  |  | 0.96 |  | Outdoor | Next To Meter
Solar Registration Program | NJSRRE1540338859 | Salem | 8079 | 16 | 10.2 | Residential | Yes | Behind the Meter | RCL Enterprises Inc. | AC Electric | Accepted | 2019-02-06 | 2019-02-08 | 2020-02-08 | Jinko | JKM-300M | Solar Panels |  | 0.3 | 34 | 190 | 18 |  | Fixed | Roof
Solar Registration Program | NJSRRE1540338859 | Salem | 8079 | 16 | 10.2 | Residential | Yes | Behind the Meter | RCL Enterprises Inc. | AC Electric | Accepted | 2019-02-06 | 2019-02-08 | 2020-02-08 | Enphase | IQ7 | Inverters | 8160 |  | 34 |  |  | 0.96 |  | Outdoor | under panels
Solar Registration Program | NJSRRE1540378272 | Plainfield | 7063 | 10 | 10.2 | Residential | Yes | Behind the Meter | Pro Custom Solar dba Momentum Solar | PSE&G | Accepted | 2019-02-19 | 2019-02-21 | 2020-02-21 | TRINA SOLAR | TSM300-DD05A.05(II) | Solar Panels |  | 0.3 | 10 | 309 | 33 |  | Fixed | Roof
Solar Registration Program | NJSRRE1540378272 | Plainfield | 7063 | 10 | 10.2 | Residential | Yes | Behind the Meter | Pro Custom Solar dba Momentum Solar | PSE&G | Accepted | 2019-02-19 | 2019-02-21 | 2020-02-21 | TRINA SOLAR | TSM300-DD05A.05(II) | Solar Panels |  | 0.3 | 24 | 129 | 33 |  | Fixed | Roof
Solar Registration Program | NJSRRE1540378272 | Plainfield | 7063 | 10 | 10.2 | Residential | Yes | Behind the Meter | Pro Custom Solar dba Momentum Solar | PSE&G | Accepted | 2019-02-19 | 2019-02-21 | 2020-02-21 | ENPHASE | IQ6-60-2-US | Inverters | 240 |  | 34 |  |  | 0.97 |  | Outdoor | ROOF
Solar Registration Program | NJSRRE1540407582 | Ridgefield | 7657 | 7 | 10.2 | Residential | Yes | Behind the Meter | Palmetto Solar | PSE&G | Accepted | 2019-02-28 | 2019-03-01 | 2020-03-01 | Silfab | SLA-M 300w | Solar Panels |  | 0.3 | 21 | 134 | 22.5 |  | Fixed | Roof
Solar Registration Program | NJSRRE1540407582 | Ridgefield | 7657 | 7 | 10.2 | Residential | Yes | Behind the Meter | Palmetto Solar | PSE&G | Accepted | 2019-02-28 | 2019-03-01 | 2020-03-01 | Silfab | SLA-M 300W | Solar Panels |  | 0.3 | 13 | 224 | 22.5 |  | Fixed | Roof
Solar Registration Program | NJSRRE1540407582 | Ridgefield | 7657 | 7 | 10.2 | Residential | Yes | Behind the Meter | Palmetto Solar | PSE&G | Accepted | 2019-02-28 | 2019-03-01 | 2020-03-01 | SolarEdge | SE10000H-US | Inverters | 10000 |  | 1 |  |  | 0.99 |  | Outside | Exterior wall
Solar Registration Program | NJSRRE1541032404 | Teaneck | 7666 | 7 | 10.2 | Residential | No | Behind the Meter | Green Power Energy | PSE&G | Accepted | 2019-05-22 | 2019-05-28 | 2020-05-28 | Panasonic | VBHN340SA17 | Solar Panels |  | 0.34 | 6 | 117 | 30 |  | Fixed | Roof
Solar Registration Program | NJSRRE1541032404 | Teaneck | 7666 | 7 | 10.2 | Residential | No | Behind the Meter | Green Power Energy | PSE&G | Accepted | 2019-05-22 | 2019-05-28 | 2020-05-28 | Panasonic | VBHN340SA17 | Solar Panels |  | 0.34 | 3 | 112 | 30 |  | Fixed | Roof
Solar Registration Program | NJSRRE1541032404 | Teaneck | 7666 | 7 | 10.2 | Residential | No | Behind the Meter | Green Power Energy | PSE&G | Accepted | 2019-05-22 | 2019-05-28 | 2020-05-28 | Panasonic | VBHN340SA17 | Solar Panels |  | 0.34 | 18 | 203 | 30 |  | Fixed | Roof
Solar Registration Program | NJSRRE1541032404 | Teaneck | 7666 | 7 | 10.2 | Residential | No | Behind the Meter | Green Power Energy | PSE&G | Accepted | 2019-05-22 | 2019-05-28 | 2020-05-28 | Panasonic | VBHN340SA17 | Solar Panels |  | 0.34 | 3 | 116 | 30 |  | Fixed | Roof
Solar Registration Program | NJSRRE1541032404 | Teaneck | 7666 | 7 | 10.2 | Residential | No | Behind the Meter | Green Power Energy | PSE&G | Accepted | 2019-05-22 | 2019-05-28 | 2020-05-28 | Solar Edge | SE10000H-US | Inverters | 10000 |  | 1 |  |  | 0.97 |  | Outside | next to meter
Solar Registration Program | NJSRRE1541442855 | Passaic | 7055 | 6 | 10.2 | Residential | No | Behind the Meter | Powerlutions | PSE&G | Accepted | 2019-06-21 | 2019-06-25 | 2020-06-25 | Trina | TSM-300 DD05A | Solar Panels |  | 0.3 | 28 | 126 | 40 |  | Fixed | Roof
Solar Registration Program | NJSRRE1541442855 | Passaic | 7055 | 6 | 10.2 | Residential | No | Behind the Meter | Powerlutions | PSE&G | Accepted | 2019-06-21 | 2019-06-25 | 2020-06-25 | Trina | TSM-300 DD05A | Solar Panels |  | 0.3 | 6 | 126 | 15 |  | Fixed | Roof
Solar Registration Program | NJSRRE1541442855 | Passaic | 7055 | 6 | 10.2 | Residential | No | Behind the Meter | Powerlutions | PSE&G | Accepted | 2019-06-21 | 2019-06-25 | 2020-06-25 | SolarEdge | SE7600H-US | Inverters | 7.6 |  | 1 |  |  | 0.99 |  | Outdoor | Near Meter
Solar Registration Program | NJSRRE1541513087 | Whippany | 7981 | 3 | 10.2 | Commercial | No | Behind the Meter | Antonio L. Dimichino LLC | JCP&L | Accepted | 2019-06-29 | 2019-07-03 | 2020-07-03 | Hanwah Solar One | 345 | Solar Panels |  | 0.34 | 30 | 180 | 10 |  | Fixed | Roof
Solar Registration Program | NJSRRE1541513087 | Whippany | 7981 | 3 | 10.2 | Commercial | No | Behind the Meter | Antonio L. Dimichino LLC | JCP&L | Accepted | 2019-06-29 | 2019-07-03 | 2020-07-03 | Solar Edge | 10000 | Inverters | 10000 |  | 1 |  |  | 0.97 |  | Outdoor | Next to Meter
Solar Registration Program | NJSRRE1541634766 | Fairlwawn | 7410 | 7 | 10.2 | Residential | No | Behind the Meter | Solar Energy World | PSE&G | Accepted | 2019-07-11 | 2019-07-16 | 2020-07-16 | Silfab | SLA-M | Solar Panels |  | 0.3 | 34 | 250 | 27 |  | Fixed | Roof
Solar Registration Program | NJSRRE1541634766 | Fairlwawn | 7410 | 7 | 10.2 | Residential | No | Behind the Meter | Solar Energy World | PSE&G | Accepted | 2019-07-11 | 2019-07-16 | 2020-07-16 | Solar Edge | SE10000H-USRGM | Inverters | 10000 |  | 1 |  |  | 0.98 |  | Outside | near meter
Solar Registration Program | NJSRRE1541862795 | Del Haven | 8251 | 21 | 10.2 | Residential | Yes | Behind the Meter | Bright Planet Solar | AC Electric | Accepted | 2019-08-20 | 2019-08-26 | 2020-08-26 | TRINA SOLAR | TSM-DD05A.18(II) 300W | Solar Panels |  | 0.3 | 27 | 102 | 23 |  | Fixed | Roof
Solar Registration Program | NJSRRE1541862795 | Del Haven | 8251 | 21 | 10.2 | Residential | Yes | Behind the Meter | Bright Planet Solar | AC Electric | Accepted | 2019-08-20 | 2019-08-26 | 2020-08-26 | TRINA SOLAR | TSM-DD05A.18(II) 300W | Solar Panels |  | 0.3 | 7 | 283 | 23 |  | Fixed | Roof
Solar Registration Program | NJSRRE1541862795 | Del Haven | 8251 | 21 | 10.2 | Residential | Yes | Behind the Meter | Bright Planet Solar | AC Electric | Accepted | 2019-08-20 | 2019-08-26 | 2020-08-26 | SOLAR EDGE | SE1000H-USRGM | Inverters | 10 |  | 1 |  |  | 0.98 |  | Outdoor | NEXT TO METER
Solar Registration Program | NJSRRE1542424728 | Bayville | 8721 | 18 | 10.2 | Residential | Yes | Behind the Meter | Bright Planet Solar | JCP&L | Final As-Built Received | 2019-09-20 | 2019-09-24 | 2020-09-24 | TRINA SOLAR | TSM-DD05A.18(II) 300W | Solar Panels |  | 0.3 | 7 | 182 | 17 |  | Fixed | Roof
Solar Registration Program | NJSRRE1542424728 | Bayville | 8721 | 18 | 10.2 | Residential | Yes | Behind the Meter | Bright Planet Solar | JCP&L | Final As-Built Received | 2019-09-20 | 2019-09-24 | 2020-09-24 | TRINA SOLAR | TSM-DD05A.18(II) 300W | Solar Panels |  | 0.3 | 20 | 182 | 17 |  | Fixed | Roof
Solar Registration Program | NJSRRE1542424728 | Bayville | 8721 | 18 | 10.2 | Residential | Yes | Behind the Meter | Bright Planet Solar | JCP&L | Final As-Built Received | 2019-09-20 | 2019-09-24 | 2020-09-24 | TRINA SOLAR | TSM-DD05A.18(II) 300W | Solar Panels |  | 0.3 | 7 | 182 | 17 |  | Fixed | Roof
Solar Registration Program | NJSRRE1542424728 | Bayville | 8721 | 18 | 10.2 | Residential | Yes | Behind the Meter | Bright Planet Solar | JCP&L | Final As-Built Received | 2019-09-20 | 2019-09-24 | 2020-09-24 | SOLAR EDGE | SE10000H-USRGM | Inverters | 10000 |  | 1 |  |  | 0.98 |  | Outdoor | OUTSIDE
Solar Registration Program | NJSRRE1542561144 | Clementon | 8021 | 14 | 10.2 | Residential | Yes | Behind the Meter | Bright Planet Solar | AC Electric | Accepted | 2019-10-19 | 2019-10-22 | 2020-10-22 | Hanwha Q-Cells | Q.PEAK-G4.1 300W | Solar Panels |  | 0.3 | 16 | 214 | 18 |  | Fixed | Roof
Solar Registration Program | NJSRRE1542561144 | Clementon | 8021 | 14 | 10.2 | Residential | Yes | Behind the Meter | Bright Planet Solar | AC Electric | Accepted | 2019-10-19 | 2019-10-22 | 2020-10-22 | Hanwha Q-Cells | Q.PEAK-G4.1 300W | Solar Panels |  | 0.3 | 18 | 214 | 18 |  | Fixed | Roof
Solar Registration Program | NJSRRE1542561144 | Clementon | 8021 | 14 | 10.2 | Residential | Yes | Behind the Meter | Bright Planet Solar | AC Electric | Accepted | 2019-10-19 | 2019-10-22 | 2020-10-22 | Solar Edge | SE10000H-USRGM | Inverters | 10000 |  | 1 |  |  | 0.98 |  | Outdoor | Next to meter
Solar Registration Program | NJSRRE1542579275 | Keansburg | 7734 | 17 | 10.2 | Residential | No | Behind the Meter | Bright Planet Solar | JCP&L | Accepted | 2019-10-23 | 2019-12-17 | 2020-12-17 | Hanwha Q-Cells | Q.PEAK-G4.1 300W | Solar Panels |  | 0.3 | 12 | 76 | 27 |  | Fixed | Roof
Solar Registration Program | NJSRRE1542579275 | Keansburg | 7734 | 17 | 10.2 | Residential | No | Behind the Meter | Bright Planet Solar | JCP&L | Accepted | 2019-10-23 | 2019-12-17 | 2020-12-17 | Hanwha Q-Cells | Q.PEAK-G4.1 300W | Solar Panels |  | 0.3 | 7 | 168 | 27 |  | Fixed | Roof
Solar Registration Program | NJSRRE1542579275 | Keansburg | 7734 | 17 | 10.2 | Residential | No | Behind the Meter | Bright Planet Solar | JCP&L | Accepted | 2019-10-23 | 2019-12-17 | 2020-12-17 | Hanwha Q-Cells | Q.PEAK-G4.1 300W | Solar Panels |  | 0.3 | 15 | 258 | 27 |  | Fixed | Roof
Solar Registration Program | NJSRRE1542579275 | Keansburg | 7734 | 17 | 10.2 | Residential | No | Behind the Meter | Bright Planet Solar | JCP&L | Accepted | 2019-10-23 | 2019-12-17 | 2020-12-17 | Solar Edge | SE7600H-USRGM | Inverters | 7600 |  | 1 |  |  | 0.98 |  | Outdoor | Next to meter
Solar Registration Program | NJSRRE1542376596 | Glen Rock | 7452 | 7 | 10.22 | Residential | No | Behind the Meter | Geoscape Solar | PSE&G | Accepted | 2019-09-10 | 2019-09-12 | 2020-09-12 | LG Electronics | LG365Q1C-A5 | Solar Panels |  | 0.365 | 28 | 159 | 27 |  | Fixed | Roof
Solar Registration Program | NJSRRE1542376596 | Glen Rock | 7452 | 7 | 10.22 | Residential | No | Behind the Meter | Geoscape Solar | PSE&G | Accepted | 2019-09-10 | 2019-09-12 | 2020-09-12 | Solar Edge | SE7600H-US | Inverters | 7600 |  | 1 |  |  | 0.97 |  | Outside | adj to utility meter
Solar Registration Program | NJSRRE1540480780 | Upper Saddle River | 7458 | 7 | 10.23 | Residential | No | Behind the Meter | Sunrun Installation Services, Inc. | Orange Rockland Electric | Accepted | 2019-03-13 | 2019-03-14 | 2020-03-14 | LG Electronics | LG330N1C-A5 | Solar Panels |  | 0.33 | 31 | 167 | 27 |  | Fixed | Roof
Solar Registration Program | NJSRRE1540480780 | Upper Saddle River | 7458 | 7 | 10.23 | Residential | No | Behind the Meter | Sunrun Installation Services, Inc. | Orange Rockland Electric | Accepted | 2019-03-13 | 2019-03-14 | 2020-03-14 | SolarEdge Technologies | SE10000H-USRGM | Inverters | 10000 |  | 1 |  |  | 0.96 |  | Outdoor | Next To Meter
Solar Registration Program | NJSRRE1540485614 | Rockaway | 7866 | 3 | 10.23 | Residential | No | Behind the Meter | Green Power Energy | JCP&L | Accepted | 2019-03-14 | 2019-03-15 | 2020-03-15 | Silfab | SLA-M 310 | Solar Panels |  | 0.31 | 4 | 113 | 27 |  | Fixed | Roof
Solar Registration Program | NJSRRE1540485614 | Rockaway | 7866 | 3 | 10.23 | Residential | No | Behind the Meter | Green Power Energy | JCP&L | Accepted | 2019-03-14 | 2019-03-15 | 2020-03-15 | Silfab | SLA-M 310 | Solar Panels |  | 0.31 | 16 | 22 | 27 |  | Fixed | Roof
Solar Registration Program | NJSRRE1540485614 | Rockaway | 7866 | 3 | 10.23 | Residential | No | Behind the Meter | Green Power Energy | JCP&L | Accepted | 2019-03-14 | 2019-03-15 | 2020-03-15 | Silfab | SLA-M 310 | Solar Panels |  | 0.31 | 4 | 202 | 27 |  | Fixed | Roof
Solar Registration Program | NJSRRE1540485614 | Rockaway | 7866 | 3 | 10.23 | Residential | No | Behind the Meter | Green Power Energy | JCP&L | Accepted | 2019-03-14 | 2019-03-15 | 2020-03-15 | Silfab | SLA-M 310 | Solar Panels |  | 0.31 | 9 | 107 | 27 |  | Fixed | Roof
Solar Registration Program | NJSRRE1540485614 | Rockaway | 7866 | 3 | 10.23 | Residential | No | Behind the Meter | Green Power Energy | JCP&L | Accepted | 2019-03-14 | 2019-03-15 | 2020-03-15 | Solar Edge | SE10000H-US | Inverters | 10000 |  | 1 |  |  | 0.97 |  | Outside | next to meter
Solar Registration Program | NJSRRE1540512769 | Neptune | 7753 | 17 | 10.23 | Residential | No | Behind the Meter | Green Power Energy | JCP&L | Accepted | 2019-03-22 | 2019-03-25 | 2020-03-25 | Silfab | SLA-M 310 | Solar Panels |  | 0.31 | 33 | 257 | 23 |  | Fixed | Roof
Solar Registration Program | NJSRRE1540512769 | Neptune | 7753 | 17 | 10.23 | Residential | No | Behind the Meter | Green Power Energy | JCP&L | Accepted | 2019-03-22 | 2019-03-25 | 2020-03-25 | Solar Edge | SE10000H-US | Inverters | 10000 |  | 1 |  |  | 0.97 |  | Outside | next to meter
Solar Registration Program | NJSRRE1540957559 | Pleasantville | 8232 | 19 | 10.23 | Residential | Yes | Behind the Meter | Suntuity Solar LLC | AC Electric | Accepted | 2019-05-03 | 2019-05-08 | 2020-05-08 | Yingli Green Energy | YL310D-30b | Solar Panels |  | 0.31 | 33 | 117 | 30 |  | Fixed | Roof
Solar Registration Program | NJSRRE1540957559 | Pleasantville | 8232 | 19 | 10.23 | Residential | Yes | Behind the Meter | Suntuity Solar LLC | AC Electric | Accepted | 2019-05-03 | 2019-05-08 | 2020-05-08 | Enphase Energy | IQ7-60-2-US | Inverters | 240 |  | 33 |  |  | 0.97 |  | Outdoor | Behind the PV Modules
Solar Registration Program | NJSRRE1541016310 | Barnegat | 8005 | 18 | 10.23 | Residential | Yes | Behind the Meter | Suntuity Solar LLC | AC Electric | Accepted | 2019-05-17 | 2019-06-21 | 2020-06-21 | Yingli Green Energy | YL310D-30b | Solar Panels |  | 0.31 | 4 | 160 | 31 |  | Fixed | Roof
Solar Registration Program | NJSRRE1541016310 | Barnegat | 8005 | 18 | 10.23 | Residential | Yes | Behind the Meter | Suntuity Solar LLC | AC Electric | Accepted | 2019-05-17 | 2019-06-21 | 2020-06-21 | Yingli Green Energy | YL310D-30b | Solar Panels |  | 0.31 | 14 | 160 | 31 |  | Fixed | Roof
Solar Registration Program | NJSRRE1541016310 | Barnegat | 8005 | 18 | 10.23 | Residential | Yes | Behind the Meter | Suntuity Solar LLC | AC Electric | Accepted | 2019-05-17 | 2019-06-21 | 2020-06-21 | Yingli Green Energy | YL310D-30b | Solar Panels |  | 0.31 | 6 | 160 | 31 |  | Fixed | Roof
Solar Registration Program | NJSRRE1541016310 | Barnegat | 8005 | 18 | 10.23 | Residential | Yes | Behind the Meter | Suntuity Solar LLC | AC Electric | Accepted | 2019-05-17 | 2019-06-21 | 2020-06-21 | Yingli Green Energy | YL310D-30b | Solar Panels |  | 0.31 | 9 | 340 | 31 |  | Fixed | Roof
Solar Registration Program | NJSRRE1541016310 | Barnegat | 8005 | 18 | 10.23 | Residential | Yes | Behind the Meter | Suntuity Solar LLC | AC Electric | Accepted | 2019-05-17 | 2019-06-21 | 2020-06-21 | Enphase Energy | IQ7-60-2-US | Inverters | 240 |  | 33 |  |  | 0.97 |  | Outdoor | Behind the PV Modules
Solar Registration Program | NJSRRE1541037757 | Nutley | 7110 | 9 | 10.23 | Residential | Yes | Behind the Meter | Suntuity Solar LLC | PSE&G | Accepted | 2019-05-23 | 2019-05-28 | 2020-05-28 | Yingli Green Energy | YL310D-30b | Solar Panels |  | 0.31 | 8 | 15 | 31 |  | Fixed | Roof
Solar Registration Program | NJSRRE1541037757 | Nutley | 7110 | 9 | 10.23 | Residential | Yes | Behind the Meter | Suntuity Solar LLC | PSE&G | Accepted | 2019-05-23 | 2019-05-28 | 2020-05-28 | Yingli Green Energy | YL310D-30b | Solar Panels |  | 0.31 | 15 | 15 | 10 |  | Fixed | Roof
Solar Registration Program | NJSRRE1541037757 | Nutley | 7110 | 9 | 10.23 | Residential | Yes | Behind the Meter | Suntuity Solar LLC | PSE&G | Accepted | 2019-05-23 | 2019-05-28 | 2020-05-28 | Yingli Green Energy | YL310D-30b | Solar Panels |  | 0.31 | 6 | 195 | 31 |  | Fixed | Roof
Solar Registration Program | NJSRRE1541037757 | Nutley | 7110 | 9 | 10.23 | Residential | Yes | Behind the Meter | Suntuity Solar LLC | PSE&G | Accepted | 2019-05-23 | 2019-05-28 | 2020-05-28 | Yingli Green Energy | YL310D-30b | Solar Panels |  | 0.31 | 4 | 195 | 35 |  | Fixed | Roof
Solar Registration Program | NJSRRE1541037757 | Nutley | 7110 | 9 | 10.23 | Residential | Yes | Behind the Meter | Suntuity Solar LLC | PSE&G | Accepted | 2019-05-23 | 2019-05-28 | 2020-05-28 | Enphase Energy | IQ7-60-2-US | Inverters | 240 |  | 33 |  |  | 0.97 |  | Other | Behind the PV Modules
Solar Registration Program | NJSRRE1541128283 | Paulsboro | 8066 | 15 | 10.23 | Residential | No | Behind the Meter | Suntuity Solar LLC | AC Electric | Accepted | 2019-06-10 | 2019-06-13 | 2020-06-13 | Yingli Green Energy | YL310D-30b | Solar Panels |  | 0.31 | 10 | 211 | 22 |  | Fixed | Roof
Solar Registration Program | NJSRRE1541128283 | Paulsboro | 8066 | 15 | 10.23 | Residential | No | Behind the Meter | Suntuity Solar LLC | AC Electric | Accepted | 2019-06-10 | 2019-06-13 | 2020-06-13 | Yingli Green Energy | YL310D-30b | Solar Panels |  | 0.31 | 23 | 211 | 22 |  | Fixed | Roof
Solar Registration Program | NJSRRE1541128283 | Paulsboro | 8066 | 15 | 10.23 | Residential | No | Behind the Meter | Suntuity Solar LLC | AC Electric | Accepted | 2019-06-10 | 2019-06-13 | 2020-06-13 | Enphase Energy | IQ7-60-2-US | Inverters | 240 |  | 33 |  |  | 0.97 |  | Outdoor | Behind the PV Modules
Solar Registration Program | NJSRRE1541208570 | Sicklerville | 8081 | 14 | 10.23 | Residential | No | Behind the Meter | Suntuity Solar LLC | AC Electric | Accepted | 2019-06-13 | 2019-06-17 | 2020-06-17 | Yingli Green Energy | YL310D-30b | Solar Panels |  | 0.31 | 33 | 131 | 26 |  | Fixed | Roof
Solar Registration Program | NJSRRE1541208570 | Sicklerville | 8081 | 14 | 10.23 | Residential | No | Behind the Meter | Suntuity Solar LLC | AC Electric | Accepted | 2019-06-13 | 2019-06-17 | 2020-06-17 | Enphase Energy | IQ7-60-2-US | Inverters | 240 |  | 33 |  |  | 0.97 |  | Outdoor | Behind the PV Modules
Solar Registration Program | NJSRRE1541326974 | Keyport | 7735 | 17 | 10.23 | Residential | No | Behind the Meter | Sunrun Installation Services, Inc. | JCP&L | Accepted | 2019-06-13 | 2019-06-18 | 2020-06-18 | LG Electronics | LG330N1C-A5 | Solar Panels |  | 0.33 | 12 | 257 | 27 |  | Fixed | Roof
Solar Registration Program | NJSRRE1541326974 | Keyport | 7735 | 17 | 10.23 | Residential | No | Behind the Meter | Sunrun Installation Services, Inc. | JCP&L | Accepted | 2019-06-13 | 2019-06-18 | 2020-06-18 | LG Electronics | LG330N1C-A5 | Solar Panels |  | 0.33 | 9 | 76 | 30 |  | Fixed | Roof
Solar Registration Program | NJSRRE1541326974 | Keyport | 7735 | 17 | 10.23 | Residential | No | Behind the Meter | Sunrun Installation Services, Inc. | JCP&L | Accepted | 2019-06-13 | 2019-06-18 | 2020-06-18 | LG Electronics | LG330N1C-A5 | Solar Panels |  | 0.33 | 5 | 170 | 18 |  | Fixed | Roof
Solar Registration Program | NJSRRE1541326974 | Keyport | 7735 | 17 | 10.23 | Residential | No | Behind the Meter | Sunrun Installation Services, Inc. | JCP&L | Accepted | 2019-06-13 | 2019-06-18 | 2020-06-18 | LG Electronics | LG330N1C-A5 | Solar Panels |  | 0.33 | 5 | 349 | 40 |  | Fixed | Roof
Solar Registration Program | NJSRRE1541326974 | Keyport | 7735 | 17 | 10.23 | Residential | No | Behind the Meter | Sunrun Installation Services, Inc. | JCP&L | Accepted | 2019-06-13 | 2019-06-18 | 2020-06-18 | Ningbo Ginlong Technologies | Solis-1P9K-4G-US | Inverters | 9000 |  | 1 |  |  | 0.96 |  | Outdoor | Next To Meter
Solar Registration Program | NJSRRE1541650044 | Jackson | 8527 | 18 | 10.23 | Residential | No | Behind the Meter | Powerlutions | JCP&L | Final As-Built Received | 2019-07-15 | 2019-07-17 | 2020-07-17 | Axitec | AC-310P/156-72S | Solar Panels |  | 0.31 | 16 | 231 | 20 |  | Fixed | Roof
Solar Registration Program | NJSRRE1541650044 | Jackson | 8527 | 18 | 10.23 | Residential | No | Behind the Meter | Powerlutions | JCP&L | Final As-Built Received | 2019-07-15 | 2019-07-17 | 2020-07-17 | Axitec | AC-310P/156-72S | Solar Panels |  | 0.31 | 17 | 231 | 20 |  | Fixed | Roof
Solar Registration Program | NJSRRE1541650044 | Jackson | 8527 | 18 | 10.23 | Residential | No | Behind the Meter | Powerlutions | JCP&L | Final As-Built Received | 2019-07-15 | 2019-07-17 | 2020-07-17 | SolarEdge | SE7600H-US | Inverters | 7.6 |  | 1 |  |  | 0.99 |  | Outdoor | Near meter
Solar Registration Program | NJSRRE1541696117 | New Brunswick | 8901 | 11 | 10.23 | Residential | Yes | Behind the Meter | All Season Solar | PSE&G | Final As-Built Received | 2019-07-23 | 2019-07-25 | 2020-07-25 | Trina | TSM DD05A.05II 310W AUG2019 | Solar Panels |  | 0.31 | 5 | 4 | 27 |  | Fixed | Roof
Solar Registration Program | NJSRRE1541696117 | New Brunswick | 8901 | 11 | 10.23 | Residential | Yes | Behind the Meter | All Season Solar | PSE&G | Final As-Built Received | 2019-07-23 | 2019-07-25 | 2020-07-25 | Trina | TSM DD05A.05II 310W AUG2019 | Solar Panels |  | 0.31 | 13 | 184 | 27 |  | Fixed | Roof
Solar Registration Program | NJSRRE1541696117 | New Brunswick | 8901 | 11 | 10.23 | Residential | Yes | Behind the Meter | All Season Solar | PSE&G | Final As-Built Received | 2019-07-23 | 2019-07-25 | 2020-07-25 | Trina | TSM DD05A.05II 310W AUG2019 | Solar Panels |  | 0.31 | 15 | 184 | 28 |  | Fixed | Roof
Solar Registration Program | NJSRRE1541696117 | New Brunswick | 8901 | 11 | 10.23 | Residential | Yes | Behind the Meter | All Season Solar | PSE&G | Final As-Built Received | 2019-07-23 | 2019-07-25 | 2020-07-25 | Itron | Centron | Meters |  |  | 1 |  |  |  | Yes | Outdoor
Solar Registration Program | NJSRRE1541696117 | New Brunswick | 8901 | 11 | 10.23 | Residential | Yes | Behind the Meter | All Season Solar | PSE&G | Final As-Built Received | 2019-07-23 | 2019-07-25 | 2020-07-25 | Enphase | IQ7 | Inverters | 240 |  | 33 |  |  | 0.97 |  | Outdoor | Under Module
Solar Registration Program | NJSRRE1541705325 | Millville | 8332 | 20 | 10.23 | Residential | Yes | Behind the Meter | Suntuity Solar LLC | AC Electric | Accepted | 2019-07-26 | 2019-07-30 | 2020-07-30 | Yingli Green Energy | YL310D-30b | Solar Panels |  | 0.31 | 18 | 117 | 21 |  | Fixed | Roof
Solar Registration Program | NJSRRE1541705325 | Millville | 8332 | 20 | 10.23 | Residential | Yes | Behind the Meter | Suntuity Solar LLC | AC Electric | Accepted | 2019-07-26 | 2019-07-30 | 2020-07-30 | Yingli Green Energy | YL310D-30b | Solar Panels |  | 0.31 | 15 | 207 | 24 |  | Fixed | Roof
Solar Registration Program | NJSRRE1541705325 | Millville | 8332 | 20 | 10.23 | Residential | Yes | Behind the Meter | Suntuity Solar LLC | AC Electric | Accepted | 2019-07-26 | 2019-07-30 | 2020-07-30 | Enphase Energy | IQ7-60-2-US | Inverters | 240 |  | 33 |  |  | 0.97 |  | Outdoor | Behind the PV Modules
Solar Registration Program | NJSRRE1541802213 | Princeton Junction | 8550 | 12 | 10.23 | Residential | No | Behind the Meter | Ampericon | PSE&G | Accepted | 2019-08-07 | 2019-08-23 | 2020-08-23 | Silfab | sla-M-310 | Solar Panels |  | 0.31 | 33 | 94 | 25 |  | Fixed | Roof
Solar Registration Program | NJSRRE1541802213 | Princeton Junction | 8550 | 12 | 10.23 | Residential | No | Behind the Meter | Ampericon | PSE&G | Accepted | 2019-08-07 | 2019-08-23 | 2020-08-23 | EnPhase | IQ7 | Inverters | 250 |  | 33 |  |  | 0.965 |  | Outside | Roof
Solar Registration Program | NJSRRE1541814944 | Franklinville | 8322 | 15 | 10.23 | Residential | No | Behind the Meter | Suntuity Solar LLC | AC Electric | Accepted | 2019-08-12 | 2019-08-23 | 2020-08-23 | Yingli Green Energy | YL310D-30b | Solar Panels |  | 0.31 | 24 | 128 | 30 |  | Fixed | Roof
Solar Registration Program | NJSRRE1541814944 | Franklinville | 8322 | 15 | 10.23 | Residential | No | Behind the Meter | Suntuity Solar LLC | AC Electric | Accepted | 2019-08-12 | 2019-08-23 | 2020-08-23 | Yingli Green Energy | YL310D-30b | Solar Panels |  | 0.31 | 9 | 128 | 30 |  | Fixed | Roof
Solar Registration Program | NJSRRE1541814944 | Franklinville | 8322 | 15 | 10.23 | Residential | No | Behind the Meter | Suntuity Solar LLC | AC Electric | Accepted | 2019-08-12 | 2019-08-23 | 2020-08-23 | Enphase Energy | IQ7-60-2-US | Inverters | 240 |  | 33 |  |  | 0.97 |  | Outdoor | Behind the PV Modules
Solar Registration Program | NJSRRE1541814995 | Fair Lawn | 7410 | 7 | 10.23 | Residential | No | Behind the Meter | Suntuity Solar LLC | PSE&G | Accepted | 2019-08-12 | 2019-08-23 | 2020-08-23 | Yingli Green Energy | YL310D-30b | Solar Panels |  | 0.31 | 7 | 250 | 33 |  | Fixed | Roof
Solar Registration Program | NJSRRE1541814995 | Fair Lawn | 7410 | 7 | 10.23 | Residential | No | Behind the Meter | Suntuity Solar LLC | PSE&G | Accepted | 2019-08-12 | 2019-08-23 | 2020-08-23 | Yingli Green Energy | YL310D-30b | Solar Panels |  | 0.31 | 12 | 250 | 33 |  | Fixed | Roof
Solar Registration Program | NJSRRE1541814995 | Fair Lawn | 7410 | 7 | 10.23 | Residential | No | Behind the Meter | Suntuity Solar LLC | PSE&G | Accepted | 2019-08-12 | 2019-08-23 | 2020-08-23 | Yingli Green Energy | YL310D-30b | Solar Panels |  | 0.31 | 10 | 70 | 33 |  | Fixed | Roof
Solar Registration Program | NJSRRE1541814995 | Fair Lawn | 7410 | 7 | 10.23 | Residential | No | Behind the Meter | Suntuity Solar LLC | PSE&G | Accepted | 2019-08-12 | 2019-08-23 | 2020-08-23 | Yingli Green Energy | YL310D-30b | Solar Panels |  | 0.31 | 4 | 70 | 33 |  | Fixed | Roof
Solar Registration Program | NJSRRE1541814995 | Fair Lawn | 7410 | 7 | 10.23 | Residential | No | Behind the Meter | Suntuity Solar LLC | PSE&G | Accepted | 2019-08-12 | 2019-08-23 | 2020-08-23 | Enphase Energy | IQ7-60-2-US | Inverters | 240 |  | 33 |  |  | 0.97 |  | Outdoor | Behind the PV Modules
Solar Registration Program | NJSRRE1541844549 | Mt. Ephraim | 8059 | 14 | 10.23 | Residential | No | Behind the Meter | Solar Energy World | PSE&G | Accepted | 2019-08-15 | 2019-08-23 | 2020-08-23 | LONGi Green Energy Technology | LR6-60PE-310M | Solar Panels |  | 0.31 | 33 | 184 | 33 |  | Fixed | Roof
Solar Registration Program | NJSRRE1541844549 | Mt. Ephraim | 8059 | 14 | 10.23 | Residential | No | Behind the Meter | Solar Energy World | PSE&G | Accepted | 2019-08-15 | 2019-08-23 | 2020-08-23 | Solar Edge | SE10000H-USRGM | Inverters | 10000 |  | 1 |  |  | 0.98 |  | Outside | near meter
Solar Registration Program | NJSRRE1541861743 | West Creek | 8092 | 18 | 10.23 | Residential | Yes | Behind the Meter | Suntuity Solar LLC | AC Electric | Accepted | 2019-08-20 | 2019-08-23 | 2020-08-23 | Yingli Green Energy | YL310D-30b | Solar Panels |  | 0.31 | 21 | 197 | 27 |  | Fixed | Roof
Solar Registration Program | NJSRRE1541861743 | West Creek | 8092 | 18 | 10.23 | Residential | Yes | Behind the Meter | Suntuity Solar LLC | AC Electric | Accepted | 2019-08-20 | 2019-08-23 | 2020-08-23 | Yingli Green Energy | YL310D-30b | Solar Panels |  | 0.31 | 12 | 17 | 28 |  | Fixed | Roof
Solar Registration Program | NJSRRE1541861743 | West Creek | 8092 | 18 | 10.23 | Residential | Yes | Behind the Meter | Suntuity Solar LLC | AC Electric | Accepted | 2019-08-20 | 2019-08-23 | 2020-08-23 | Enphase Energy | IQ7-60-2-US | Inverters | 240 |  | 33 |  |  | 0.97 |  | Outdoor | Behind the PV Modules
Solar Registration Program | NJSRRE1541880171 | Leonardo | 7737 | 17 | 10.23 | Residential | No | Behind the Meter | Suntuity Solar LLC | JCP&L | Accepted | 2019-08-23 | 2019-08-27 | 2020-08-27 | Yingli Green Energy | YL310D-30b | Solar Panels |  | 0.31 | 10 | 97 | 27 |  | Fixed | Roof
Solar Registration Program | NJSRRE1541880171 | Leonardo | 7737 | 17 | 10.23 | Residential | No | Behind the Meter | Suntuity Solar LLC | JCP&L | Accepted | 2019-08-23 | 2019-08-27 | 2020-08-27 | Yingli Green Energy | YL310D-30b | Solar Panels |  | 0.31 | 23 | 227 | 27 |  | Fixed | Roof
Solar Registration Program | NJSRRE1541880171 | Leonardo | 7737 | 17 | 10.23 | Residential | No | Behind the Meter | Suntuity Solar LLC | JCP&L | Accepted | 2019-08-23 | 2019-08-27 | 2020-08-27 | Enphase Energy | IQ7-60-2-US | Inverters | 240 |  | 33 |  |  | 0.97 |  | Outdoor | Behind the PV Modules
Solar Registration Program | NJSRRE1541883631 | Galloway | 8205 | 19 | 10.23 | Residential | Yes | Behind the Meter | Suntuity Solar LLC | AC Electric | Accepted | 2019-08-26 | 2019-08-28 | 2020-08-28 | Yingli Green Energy | YL310D-30b | Solar Panels |  | 0.31 | 10 | 101 | 18 |  | Fixed | Roof
Solar Registration Program | NJSRRE1541883631 | Galloway | 8205 | 19 | 10.23 | Residential | Yes | Behind the Meter | Suntuity Solar LLC | AC Electric | Accepted | 2019-08-26 | 2019-08-28 | 2020-08-28 | Yingli Green Energy | YL310D-30b | Solar Panels |  | 0.31 | 11 | 11 | 18 |  | Fixed | Roof
Solar Registration Program | NJSRRE1541883631 | Galloway | 8205 | 19 | 10.23 | Residential | Yes | Behind the Meter | Suntuity Solar LLC | AC Electric | Accepted | 2019-08-26 | 2019-08-28 | 2020-08-28 | Yingli Green Energy | YL310D-30b | Solar Panels |  | 0.31 | 12 | 191 | 18 |  | Fixed | Roof
Solar Registration Program | NJSRRE1541883631 | Galloway | 8205 | 19 | 10.23 | Residential | Yes | Behind the Meter | Suntuity Solar LLC | AC Electric | Accepted | 2019-08-26 | 2019-08-28 | 2020-08-28 | Enphase Energy | IQ7-60-2-US | Inverters | 240 |  | 33 |  |  | 0.97 |  | Outdoor | Behind the PV Modules
Solar Registration Program | NJSRRE1542389962 | Newton | 7860 | 1 | 10.23 | Residential | No | Behind the Meter | 1st Light Energy Inc | JCP&L | Accepted | 2019-09-11 | 2019-09-13 | 2020-09-13 | Longi | R-60HPB-310M | Solar Panels |  | 0.31 | 33 | 135 | 23 |  | Fixed | Roof
Solar Registration Program | NJSRRE1542389962 | Newton | 7860 | 1 | 10.23 | Residential | No | Behind the Meter | 1st Light Energy Inc | JCP&L | Accepted | 2019-09-11 | 2019-09-13 | 2020-09-13 | SMA | SB 6.0-US | Inverters | 6000 |  | 1 |  |  | 0.98 |  | Outside | within 10 feet of meter
Solar Registration Program | NJSRRE1542389962 | Newton | 7860 | 1 | 10.23 | Residential | No | Behind the Meter | 1st Light Energy Inc | JCP&L | Accepted | 2019-09-11 | 2019-09-13 | 2020-09-13 | SMA | SB 3.0-US | Inverters | 3000 |  | 1 |  |  | 0.98 |  | Outside | within 10 feet of meter
Solar Registration Program | NJSRRE1542389986 | Lakewood | 8701 | 18 | 10.23 | Residential | No | Behind the Meter | Powerlutions | JCP&L | Accepted | 2019-09-11 | 2019-09-13 | 2020-09-13 | Axitec | AC-310P/156-72S | Solar Panels |  | 0.31 | 13 | 207 | 21 |  | Fixed | Roof
Solar Registration Program | NJSRRE1542389986 | Lakewood | 8701 | 18 | 10.23 | Residential | No | Behind the Meter | Powerlutions | JCP&L | Accepted | 2019-09-11 | 2019-09-13 | 2020-09-13 | Axitec | AC-310P/156-72S | Solar Panels |  | 0.31 | 20 | 207 | 37 |  | Fixed | Roof
Solar Registration Program | NJSRRE1542389986 | Lakewood | 8701 | 18 | 10.23 | Residential | No | Behind the Meter | Powerlutions | JCP&L | Accepted | 2019-09-11 | 2019-09-13 | 2020-09-13 | SolarEdge | SE7600H-US | Inverters | 7.6 |  | 1 |  |  | 0.99 |  | Outdoor | Near Meter
Solar Registration Program | NJSRRE1542408917 | Vineland | 8360 | 20 | 10.23 | Residential | Yes | Behind the Meter | All Season Solar | Vineland Muni Electric | Accepted | 2019-09-16 | 2019-09-18 | 2020-09-18 | Trina | TSM DD05H.05II 310W AUG 2019 | Solar Panels |  | 0.31 | 7 | 183 | 21 |  | Fixed | Roof
Solar Registration Program | NJSRRE1542408917 | Vineland | 8360 | 20 | 10.23 | Residential | Yes | Behind the Meter | All Season Solar | Vineland Muni Electric | Accepted | 2019-09-16 | 2019-09-18 | 2020-09-18 | Trina | TSM DD05H.05II 310W AUG 2019 | Solar Panels |  | 0.31 | 26 | 93 | 21 |  | Fixed | Roof
Solar Registration Program | NJSRRE1542408917 | Vineland | 8360 | 20 | 10.23 | Residential | Yes | Behind the Meter | All Season Solar | Vineland Muni Electric | Accepted | 2019-09-16 | 2019-09-18 | 2020-09-18 | Enphase | IQ7 | Inverters | 240 |  | 33 |  |  | 0.97 |  | Outdoor | Under Module
Solar Registration Program | NJSRRE1542409009 | Toms River | 8755 | 18 | 10.23 | Residential | No | Behind the Meter | Powerlutions | JCP&L | Accepted | 2019-09-16 | 2019-09-18 | 2020-09-18 | Axitec | AC-310P/156-72S | Solar Panels |  | 0.31 | 33 | 201 | 20 |  | Fixed | Roof
Solar Registration Program | NJSRRE1542409009 | Toms River | 8755 | 18 | 10.23 | Residential | No | Behind the Meter | Powerlutions | JCP&L | Accepted | 2019-09-16 | 2019-09-18 | 2020-09-18 | SolarEdge | SE7600H-US | Inverters | 7.6 |  | 1 |  |  | 0.99 |  | Outdoor | Near Meter
Solar Registration Program | NJSRRE1542428399 | Delran | 8075 | 13 | 10.23 | Residential | Yes | Behind the Meter | Orbit Energy & Power, LLC | PSE&G | Accepted | 2019-09-23 | 2019-09-25 | 2020-09-25 | trina | tsm310 | Solar Panels |  | 0.31 | 9 | 243 | 12 |  | Fixed | Roof
Solar Registration Program | NJSRRE1542428399 | Delran | 8075 | 13 | 10.23 | Residential | Yes | Behind the Meter | Orbit Energy & Power, LLC | PSE&G | Accepted | 2019-09-23 | 2019-09-25 | 2020-09-25 | trina | tsm310 | Solar Panels |  | 0.31 | 24 | 243 | 20 |  | Fixed | Roof
Solar Registration Program | NJSRRE1542428399 | Delran | 8075 | 13 | 10.23 | Residential | Yes | Behind the Meter | Orbit Energy & Power, LLC | PSE&G | Accepted | 2019-09-23 | 2019-09-25 | 2020-09-25 | enphase | iq7 | Inverters | 240 |  | 33 |  |  | 0.986 |  | Outside | panel
Solar Registration Program | NJSRRE1542491786 | Palermo | 8230 | 21 | 10.23 | Residential | Yes | Behind the Meter | Acos Energy, LLC | AC Electric | Accepted | 2019-10-02 | 2019-10-04 | 2020-10-04 | Trina | TSM DD05H 05 II 310W | Solar Panels |  | 0.31 | 19 | 138 | 35 |  | Fixed | Roof
Solar Registration Program | NJSRRE1542491786 | Palermo | 8230 | 21 | 10.23 | Residential | Yes | Behind the Meter | Acos Energy, LLC | AC Electric | Accepted | 2019-10-02 | 2019-10-04 | 2020-10-04 | Trina | TSM DD05H 05 II 310W | Solar Panels |  | 0.31 | 14 | 228 | 35 |  | Fixed | Roof
Solar Registration Program | NJSRRE1542491786 | Palermo | 8230 | 21 | 10.23 | Residential | Yes | Behind the Meter | Acos Energy, LLC | AC Electric | Accepted | 2019-10-02 | 2019-10-04 | 2020-10-04 | Enphase | IQ7 | Inverters | 0.24 |  | 33 |  |  | 0.97 |  | Other | roof
Solar Registration Program | NJSRRE1542503398 | Pennington | 8534 | 12 | 10.23 | Residential | No | Behind the Meter | Solar Energy World | PSE&G | Accepted | 2019-10-03 | 2019-10-08 | 2020-10-08 | LONGi Green Energy Technology | LR6-60PE-310M | Solar Panels |  | 0.31 | 33 | 222 | 33 |  | Fixed | Ground
Solar Registration Program | NJSRRE1542503398 | Pennington | 8534 | 12 | 10.23 | Residential | No | Behind the Meter | Solar Energy World | PSE&G | Accepted | 2019-10-03 | 2019-10-08 | 2020-10-08 | Fronius Primo | Primo 10.0-1 | Inverters | 10000 |  | 1 |  |  | 0.965 |  | Outside | near ground mount
Solar Registration Program | NJSRRE1542524971 | Franklinville | 8322 | 15 | 10.23 | Residential | Yes | Behind the Meter | Orbit Energy & Power, LLC | AC Electric | Accepted | 2019-10-10 | 2019-10-14 | 2020-10-14 | trina | tsm 310 | Solar Panels |  | 0.31 | 26 | 158 | 32 |  | Fixed | Roof
Solar Registration Program | NJSRRE1542524971 | Franklinville | 8322 | 15 | 10.23 | Residential | Yes | Behind the Meter | Orbit Energy & Power, LLC | AC Electric | Accepted | 2019-10-10 | 2019-10-14 | 2020-10-14 | trina | tsm 310 | Solar Panels |  | 0.31 | 7 | 338 | 32 |  | Fixed | Roof
Solar Registration Program | NJSRRE1542524971 | Franklinville | 8322 | 15 | 10.23 | Residential | Yes | Behind the Meter | Orbit Energy & Power, LLC | AC Electric | Accepted | 2019-10-10 | 2019-10-14 | 2020-10-14 | enphase | iq7 | Inverters | 240 |  | 33 |  |  | 0.986 |  | Outside | panel
Solar Registration Program | NJSRRE1542528012 | Haddonfield | 8033 | 14 | 10.23 | Residential | No | Behind the Meter | Orbit Energy & Power, LLC | PSE&G | Accepted | 2019-10-11 | 2019-10-15 | 2020-10-15 | axitec | axitec 310 | Solar Panels |  | 0.31 | 3 | 232 | 15 |  | Fixed | Roof
Solar Registration Program | NJSRRE1542528012 | Haddonfield | 8033 | 14 | 10.23 | Residential | No | Behind the Meter | Orbit Energy & Power, LLC | PSE&G | Accepted | 2019-10-11 | 2019-10-15 | 2020-10-15 | axitec | axitec 310 | Solar Panels |  | 0.31 | 18 | 142 | 25 |  | Fixed | Roof
Solar Registration Program | NJSRRE1542528012 | Haddonfield | 8033 | 14 | 10.23 | Residential | No | Behind the Meter | Orbit Energy & Power, LLC | PSE&G | Accepted | 2019-10-11 | 2019-10-15 | 2020-10-15 | axitec | axitec 310 | Solar Panels |  | 0.31 | 12 | 322 | 25 |  | Fixed | Roof
Solar Registration Program | NJSRRE1542528012 | Haddonfield | 8033 | 14 | 10.23 | Residential | No | Behind the Meter | Orbit Energy & Power, LLC | PSE&G | Accepted | 2019-10-11 | 2019-10-15 | 2020-10-15 | enphase | iq7 | Inverters | 240 |  | 33 |  |  | 0.986 |  | Outside | panel
Solar Registration Program | NJSRRE1542540202 | Williamstown | 8094 | 15 | 10.23 | Residential | Yes | Behind the Meter | Orbit Energy & Power, LLC | AC Electric | Accepted | 2019-10-14 | 2019-10-16 | 2020-10-16 | trina | tsm 310 | Solar Panels |  | 0.31 | 17 | 127 | 34 |  | Fixed | Roof
Solar Registration Program | NJSRRE1542540202 | Williamstown | 8094 | 15 | 10.23 | Residential | Yes | Behind the Meter | Orbit Energy & Power, LLC | AC Electric | Accepted | 2019-10-14 | 2019-10-16 | 2020-10-16 | trina | tsm 310 | Solar Panels |  | 0.31 | 16 | 307 | 34 |  | Fixed | Roof
Solar Registration Program | NJSRRE1542540202 | Williamstown | 8094 | 15 | 10.23 | Residential | Yes | Behind the Meter | Orbit Energy & Power, LLC | AC Electric | Accepted | 2019-10-14 | 2019-10-16 | 2020-10-16 | enphase | iq7 | Inverters | 240 |  | 33 |  |  | 0.986 |  | Outside | panel
Solar Registration Program | NJSRRE1542547029 | Cape May | 8204 | 21 | 10.23 | Residential | Yes | Behind the Meter | Orbit Energy & Power, LLC | AC Electric | Accepted | 2019-10-16 | 2019-10-18 | 2020-10-18 | trina | tsm 310 | Solar Panels |  | 0.31 | 30 | 114 | 20 |  | Fixed | Roof
Solar Registration Program | NJSRRE1542547029 | Cape May | 8204 | 21 | 10.23 | Residential | Yes | Behind the Meter | Orbit Energy & Power, LLC | AC Electric | Accepted | 2019-10-16 | 2019-10-18 | 2020-10-18 | trina | tsm 310 | Solar Panels |  | 0.31 | 3 | 294 | 20 |  | Fixed | Roof
Solar Registration Program | NJSRRE1542547029 | Cape May | 8204 | 21 | 10.23 | Residential | Yes | Behind the Meter | Orbit Energy & Power, LLC | AC Electric | Accepted | 2019-10-16 | 2019-10-18 | 2020-10-18 | enphase | iq7 | Inverters | 240 |  | 33 |  |  | 0.986 |  | Outside | panel
Solar Registration Program | NJSRRE1542553645 | Mount Olive Township | 7828 | 3 | 10.23 | Residential | No | Behind the Meter | Whitman Construction, LLC | JCP&L | Accepted | 2019-10-17 | 2019-10-21 | 2020-10-21 | Panasonic | VBHN330SA16 | Solar Panels |  | 0.33 | 17 | 162 | 30 |  | Fixed | Roof
Solar Registration Program | NJSRRE1542553645 | Mount Olive Township | 7828 | 3 | 10.23 | Residential | No | Behind the Meter | Whitman Construction, LLC | JCP&L | Accepted | 2019-10-17 | 2019-10-21 | 2020-10-21 | Panasonic | VBHN330SA16 | Solar Panels |  | 0.33 | 14 | 162 | 30 |  | Fixed | Roof
Solar Registration Program | NJSRRE1542553645 | Mount Olive Township | 7828 | 3 | 10.23 | Residential | No | Behind the Meter | Whitman Construction, LLC | JCP&L | Accepted | 2019-10-17 | 2019-10-21 | 2020-10-21 | Panasonic (built in Enphase) | N330E (IQ7X-96-2-US) | Inverters | 0.24 |  | 31 |  |  | 0.975 |  | Outside | roof
Solar Registration Program | NJSRRE1542568711 | Cape May Court House | 8201 | 19 | 10.23 | Residential | No | Behind the Meter | All Season Solar | AC Electric | Accepted | 2019-10-21 | 2019-10-23 | 2020-10-23 | Certain Teed | CT310HC11-04 | Solar Panels |  | 0.31 | 26 | 256 | 23 |  | Fixed | Roof
Solar Registration Program | NJSRRE1542568711 | Cape May Court House | 8201 | 19 | 10.23 | Residential | No | Behind the Meter | All Season Solar | AC Electric | Accepted | 2019-10-21 | 2019-10-23 | 2020-10-23 | Certain Teed | CT310HC11-04 | Solar Panels |  | 0.31 | 2 | 166 | 34 |  | Fixed | Roof
Solar Registration Program | NJSRRE1542568711 | Cape May Court House | 8201 | 19 | 10.23 | Residential | No | Behind the Meter | All Season Solar | AC Electric | Accepted | 2019-10-21 | 2019-10-23 | 2020-10-23 | Certain Teed | CT310HC11-04 | Solar Panels |  | 0.31 | 3 | 256 | 34 |  | Fixed | Roof
Solar Registration Program | NJSRRE1542568711 | Cape May Court House | 8201 | 19 | 10.23 | Residential | No | Behind the Meter | All Season Solar | AC Electric | Accepted | 2019-10-21 | 2019-10-23 | 2020-10-23 | Certain Teed | CT310HC11-04 | Solar Panels |  | 0.31 | 2 | 166 | 34 |  | Fixed | Roof
Solar Registration Program | NJSRRE1542568711 | Cape May Court House | 8201 | 19 | 10.23 | Residential | No | Behind the Meter | All Season Solar | AC Electric | Accepted | 2019-10-21 | 2019-10-23 | 2020-10-23 | Enphase | IQ7 | Inverters | 240 |  | 33 |  |  | 0.97 |  | Outdoor | Under Module
Solar Registration Program | NJSRRE1542574988 | Mannington | 8079 | 16 | 10.23 | Residential | No | Behind the Meter | RCL Enterprises Inc. | AC Electric | Accepted | 2019-10-22 | 2019-10-24 | 2020-10-24 | Trina Solar | TSM-310DD05H | Solar Panels |  | 0.31 | 33 | 227 | 22 |  | Fixed | Roof
Solar Registration Program | NJSRRE1542574988 | Mannington | 8079 | 16 | 10.23 | Residential | No | Behind the Meter | RCL Enterprises Inc. | AC Electric | Accepted | 2019-10-22 | 2019-10-24 | 2020-10-24 | Enphase | IQ7 | Inverters | 7920 |  | 33 |  |  | 0.96 |  | Outdoor | under panels
Solar Registration Program | NJSRRE1542575784 | Lincroft | 7738 | 17 | 10.23 | Residential | No | Behind the Meter | Sunrun Installation Services, Inc. | JCP&L | Accepted | 2019-10-22 | 2019-10-24 | 2020-10-24 | LG Electronics | LG330N1C-A5 | Solar Panels |  | 0.33 | 31 | 148 | 40 |  | Fixed | Roof
Solar Registration Program | NJSRRE1542575784 | Lincroft | 7738 | 17 | 10.23 | Residential | No | Behind the Meter | Sunrun Installation Services, Inc. | JCP&L | Accepted | 2019-10-22 | 2019-10-24 | 2020-10-24 | Delta Electronics | M10-TL-US | Inverters | 9600 |  | 1 |  |  | 0.96 |  | Outdoor | Next To Meter
Solar Registration Program | NJSRRE1542684878 | Toms River | 8753 | 18 | 10.23 | Residential | No | Behind the Meter | Kopp Electric Company | JCP&L | Accepted | 2019-10-28 | 2019-10-30 | 2020-10-30 | CertainTeed | CT310M11-03 | Solar Panels |  | 0.31 | 27 | 171 | 38 |  | Fixed | Roof
Solar Registration Program | NJSRRE1542684878 | Toms River | 8753 | 18 | 10.23 | Residential | No | Behind the Meter | Kopp Electric Company | JCP&L | Accepted | 2019-10-28 | 2019-10-30 | 2020-10-30 | CertainTeed | CT310M11-03 | Solar Panels |  | 0.31 | 6 | 261 | 38 |  | Fixed | Roof
Solar Registration Program | NJSRRE1542684878 | Toms River | 8753 | 18 | 10.23 | Residential | No | Behind the Meter | Kopp Electric Company | JCP&L | Accepted | 2019-10-28 | 2019-10-30 | 2020-10-30 | Solar Edge | SE10000H-US | Inverters | 10000 |  | 1 |  |  | 0.975 |  | Outdoor | NExt to meter
Solar Registration Program | NJSRRE1542687597 | Toms River | 8753 | 18 | 10.23 | Residential | No | Behind the Meter | Powerlutions | JCP&L | Accepted | 2019-10-29 | 2019-10-31 | 2020-10-31 | Trina | TSM-310 DD05A | Solar Panels |  | 0.31 | 33 | 157 | 31 |  | Fixed | Roof
Solar Registration Program | NJSRRE1542687597 | Toms River | 8753 | 18 | 10.23 | Residential | No | Behind the Meter | Powerlutions | JCP&L | Accepted | 2019-10-29 | 2019-10-31 | 2020-10-31 | Solar Edge | SE7600H-US | Inverters | 7.6 |  | 1 |  |  | 0.99 |  | Outdoor | Near Meter
Solar Registration Program | NJSRRE1542883230 | Princeton | 8540 | 12 | 10.23 | Residential | No | Behind the Meter | Greentech Solar USA LLC | PSE&G | Accepted | 2019-11-01 | 2019-11-05 | 2020-11-05 | Trina Solar | TSM-DD5A 310M | Solar Panels |  | 0.31 | 33 | 155 | 32 |  | Fixed | Roof
Solar Registration Program | NJSRRE1542883230 | Princeton | 8540 | 12 | 10.23 | Residential | No | Behind the Meter | Greentech Solar USA LLC | PSE&G | Accepted | 2019-11-01 | 2019-11-05 | 2020-11-05 | Growatt | 10000MTLP-US | Inverters | 10000 |  | 1 |  |  | 0.97 |  | Indoor | Basement Wall
Solar Registration Program | NJSRRE1542884130 | West Windsor | 8550 | 12 | 10.23 | Residential | No | Behind the Meter | Greentech Solar USA LLC | PSE&G | Accepted | 2019-11-01 | 2019-11-05 | 2020-11-05 | Trina Solar | TSM-DD5A 300M | Solar Panels |  | 0.31 | 33 | 187 | 34 |  | Fixed | Roof
Solar Registration Program | NJSRRE1542884130 | West Windsor | 8550 | 12 | 10.23 | Residential | No | Behind the Meter | Greentech Solar USA LLC | PSE&G | Accepted | 2019-11-01 | 2019-11-05 | 2020-11-05 | Growatt | 9000MTLP-US | Inverters | 9000 |  | 1 |  |  | 0.97 |  | Indoor | Basement Wall
Solar Registration Program | NJSRRE1542909097 | Manahawkin | 8050 | 18 | 10.23 | Residential | No | Behind the Meter | Spectrum Energy, Inc. | AC Electric | Accepted | 2019-11-04 | 2019-11-06 | 2020-11-06 | Axitec | AC-310MH/120SB | Solar Panels |  | 0.31 | 22 | 115 | 27 |  | Fixed | Roof
Solar Registration Program | NJSRRE1542909097 | Manahawkin | 8050 | 18 | 10.23 | Residential | No | Behind the Meter | Spectrum Energy, Inc. | AC Electric | Accepted | 2019-11-04 | 2019-11-06 | 2020-11-06 | Axitec | AC-310MH/120SB | Solar Panels |  | 0.31 | 3 | 205 | 36 |  | Fixed | Roof
Solar Registration Program | NJSRRE1542909097 | Manahawkin | 8050 | 18 | 10.23 | Residential | No | Behind the Meter | Spectrum Energy, Inc. | AC Electric | Accepted | 2019-11-04 | 2019-11-06 | 2020-11-06 | Axitec | AC-310MH/120SB | Solar Panels |  | 0.31 | 8 | 115 | 37 |  | Fixed | Roof
Solar Registration Program | NJSRRE1542909097 | Manahawkin | 8050 | 18 | 10.23 | Residential | No | Behind the Meter | Spectrum Energy, Inc. | AC Electric | Accepted | 2019-11-04 | 2019-11-06 | 2020-11-06 | Enphase | IQ7-60-ACM-US | Inverters | 240 |  | 33 |  |  | 0.97 |  | Outside | Under each panel
Solar Registration Program | NJSRRE1543042319 | deptford twp | 8096 | 15 | 10.23 | Residential | Yes | Behind the Meter | Orbit Energy & Power, LLC | PSE&G | Accepted | 2019-11-06 | 2019-11-11 | 2020-11-11 | trina | tsm 310 | Solar Panels |  | 0.31 | 21 | 84 | 29 |  | Fixed | Roof
Solar Registration Program | NJSRRE1543042319 | deptford twp | 8096 | 15 | 10.23 | Residential | Yes | Behind the Meter | Orbit Energy & Power, LLC | PSE&G | Accepted | 2019-11-06 | 2019-11-11 | 2020-11-11 | trina | tsm 310 | Solar Panels |  | 0.31 | 12 | 174 | 18 |  | Fixed | Roof
Solar Registration Program | NJSRRE1543042319 | deptford twp | 8096 | 15 | 10.23 | Residential | Yes | Behind the Meter | Orbit Energy & Power, LLC | PSE&G | Accepted | 2019-11-06 | 2019-11-11 | 2020-11-11 | enphase | iq7 | Inverters | 240 |  | 33 |  |  | 0.986 |  | Outside | panel
Solar Registration Program | NJSRRE1543046606 | Northfield | 8225 | 19 | 10.23 | Residential | No | Behind the Meter | Orbit Energy & Power, LLC | AC Electric | Final As-Built Received | 2019-11-07 | 2019-11-12 | 2020-11-12 | axitec | axitec 310 | Solar Panels |  | 0.31 | 33 | 127 | 20 |  | Fixed | Roof
Solar Registration Program | NJSRRE1543046606 | Northfield | 8225 | 19 | 10.23 | Residential | No | Behind the Meter | Orbit Energy & Power, LLC | AC Electric | Final As-Built Received | 2019-11-07 | 2019-11-12 | 2020-11-12 | enphase | envoy | Meters |  |  | 1 |  |  |  | Yes | Outdoor
Solar Registration Program | NJSRRE1543046606 | Northfield | 8225 | 19 | 10.23 | Residential | No | Behind the Meter | Orbit Energy & Power, LLC | AC Electric | Final As-Built Received | 2019-11-07 | 2019-11-12 | 2020-11-12 | enphase | iq7 | Inverters | 240 |  | 33 |  |  | 0.986 |  | Outside | panel
Solar Registration Program | NJSRRE1543287851 | Barnegat | 8005 | 18 | 10.23 | Residential | Yes | Behind the Meter | All Season Solar | JCP&L | Accepted | 2019-11-14 | 2019-11-19 | 2020-11-19 | Trina | TSM DD05H.05II 310W AUG 2019 | Solar Panels |  | 0.31 | 15 | 149 | 28 |  | Fixed | Roof
Solar Registration Program | NJSRRE1543287851 | Barnegat | 8005 | 18 | 10.23 | Residential | Yes | Behind the Meter | All Season Solar | JCP&L | Accepted | 2019-11-14 | 2019-11-19 | 2020-11-19 | Trina | TSM DD05H.05II 310W AUG 2019 | Solar Panels |  | 0.31 | 18 | 149 | 28 |  | Fixed | Roof
Solar Registration Program | NJSRRE1543287851 | Barnegat | 8005 | 18 | 10.23 | Residential | Yes | Behind the Meter | All Season Solar | JCP&L | Accepted | 2019-11-14 | 2019-11-19 | 2020-11-19 | Enphase | IQ7 | Inverters | 240 |  | 33 |  |  | 0.97 |  | Outdoor | Under Module
Solar Registration Program | NJSRRE1543315745 | Cherry Hill | 8002 | 14 | 10.23 | Residential | Yes | Behind the Meter | Solar Energy World | PSE&G | Accepted | 2019-11-14 | 2019-11-19 | 2020-11-19 | LONGi Green Energy Technology | LR6-60PE-310M | Solar Panels |  | 0.31 | 33 | 129 | 22 |  | Fixed | Roof
Solar Registration Program | NJSRRE1543315745 | Cherry Hill | 8002 | 14 | 10.23 | Residential | Yes | Behind the Meter | Solar Energy World | PSE&G | Accepted | 2019-11-14 | 2019-11-19 | 2020-11-19 | Solar Edge | SE6000H-USRGM | Inverters | 6000 |  | 1 |  |  | 0.983 |  | Outdoor | near meter
Solar Registration Program | NJSRRE1543315745 | Cherry Hill | 8002 | 14 | 10.23 | Residential | Yes | Behind the Meter | Solar Energy World | PSE&G | Accepted | 2019-11-14 | 2019-11-19 | 2020-11-19 | Solar Edge | SE7600H-USRGM | Inverters | 7600 |  | 1 |  |  | 0.98 |  | Outdoor | near meter
Solar Registration Program | NJSRRE1543421500 | Piscataway TWP | 8854 | 11 | 10.23 | Residential | No | Behind the Meter | Palmetto Solar LLC | PSE&G | Accepted | 2019-11-19 | 2019-11-21 | 2020-11-21 | Hanwha | All Black Module 310 | Solar Panels |  | 0.31 | 33 | 180 | 25 |  | Fixed | Roof
Solar Registration Program | NJSRRE1543421500 | Piscataway TWP | 8854 | 11 | 10.23 | Residential | No | Behind the Meter | Palmetto Solar LLC | PSE&G | Accepted | 2019-11-19 | 2019-11-21 | 2020-11-21 | SolarEdge | SE10000H-US | Inverters | 10000 |  | 1 |  |  | 0.9 |  | Outside | side of the house
Solar Registration Program | NJSRRE1543433718 | Willingboro | 8046 | 13 | 10.23 | Residential | Yes | Behind the Meter | Reliable Power and Solar | PSE&G | Accepted | 2019-11-21 | 2019-11-25 | 2020-11-25 | trina | tsmdd05 | Solar Panels |  | 0.31 | 33 | 157 | 17 |  | Fixed | Roof | roof
Solar Registration Program | NJSRRE1543433718 | Willingboro | 8046 | 13 | 10.23 | Residential | Yes | Behind the Meter | Reliable Power and Solar | PSE&G | Accepted | 2019-11-21 | 2019-11-25 | 2020-11-25 | Enphase | IQ7 | Inverters | 240 |  | 33 |  |  | 0.97 |  | Outside | roof
Solar Registration Program | NJSRRE1543434139 | Lakewood | 8701 | 18 | 10.23 | Residential | No | Behind the Meter | Powerlutions | JCP&L | Accepted | 2019-11-21 | 2019-11-25 | 2020-11-25 | Trina | TSM-310 DD05A | Solar Panels |  | 0.31 | 22 | 115 | 35 |  | Fixed | Roof
Solar Registration Program | NJSRRE1543434139 | Lakewood | 8701 | 18 | 10.23 | Residential | No | Behind the Meter | Powerlutions | JCP&L | Accepted | 2019-11-21 | 2019-11-25 | 2020-11-25 | Trina | TSM-310 DD05A | Solar Panels |  | 0.31 | 11 | 205 | 37 |  | Fixed | Roof
Solar Registration Program | NJSRRE1543434139 | Lakewood | 8701 | 18 | 10.23 | Residential | No | Behind the Meter | Powerlutions | JCP&L | Accepted | 2019-11-21 | 2019-11-25 | 2020-11-25 | SolarEdge | SE7600H-US | Inverters | 7.6 |  | 1 |  |  | 0.99 |  | Outdoor | Near Meter
Solar Registration Program | NJSRRE1543436513 | Jackson | 8527 | 18 | 10.23 | Residential | No | Behind the Meter | Powerlutions | JCP&L | Accepted | 2019-11-22 | 2019-11-26 | 2020-11-26 | Trina | TSM-310 DD05A | Solar Panels |  | 0.31 | 33 | 195 | 22 |  | Fixed | Roof
Solar Registration Program | NJSRRE1543436513 | Jackson | 8527 | 18 | 10.23 | Residential | No | Behind the Meter | Powerlutions | JCP&L | Accepted | 2019-11-22 | 2019-11-26 | 2020-11-26 | Solar Edge | SE7600H-US | Inverters | 7.6 |  | 1 |  |  | 0.99 |  | Outdoor | near meter
Solar Registration Program | NJSRRE1543450922 | Edison | 8820 | 11 | 10.23 | Residential | No | Behind the Meter | Reliable Power and Solar | PSE&G | Accepted | 2019-11-27 | 2019-12-03 | 2020-12-03 | trina | tsmdd05 | Solar Panels |  | 0.31 | 33 | 130 | 26 |  | Fixed | Roof | roof
Solar Registration Program | NJSRRE1543450922 | Edison | 8820 | 11 | 10.23 | Residential | No | Behind the Meter | Reliable Power and Solar | PSE&G | Accepted | 2019-11-27 | 2019-12-03 | 2020-12-03 | Enphase | IQ7 | Inverters | 240 |  | 33 |  |  | 0.97 |  | Outdoor | roof
Solar Registration Program | NJSRRE1543498084 | Hamilton | 8620 | 12 | 10.23 | Residential | No | Behind the Meter | NJ Solar Power, LLC | PSE&G | Accepted | 2019-12-06 | 2019-12-10 | 2020-12-10 | Panasonic | VBHN330SA17 | Solar Panels |  | 0.33 | 3 | 133 | 25 |  | Fixed | Roof
Solar Registration Program | NJSRRE1543498084 | Hamilton | 8620 | 12 | 10.23 | Residential | No | Behind the Meter | NJ Solar Power, LLC | PSE&G | Accepted | 2019-12-06 | 2019-12-10 | 2020-12-10 | Panasonic | VBHN330SA17 | Solar Panels |  | 0.33 | 8 | 133 | 27 |  | Fixed | Roof
Solar Registration Program | NJSRRE1543498084 | Hamilton | 8620 | 12 | 10.23 | Residential | No | Behind the Meter | NJ Solar Power, LLC | PSE&G | Accepted | 2019-12-06 | 2019-12-10 | 2020-12-10 | Panasonic | VBHN330SA17 | Solar Panels |  | 0.33 | 20 | 133 | 45 |  | Fixed | Roof
Solar Registration Program | NJSRRE1543498084 | Hamilton | 8620 | 12 | 10.23 | Residential | No | Behind the Meter | NJ Solar Power, LLC | PSE&G | Accepted | 2019-12-06 | 2019-12-10 | 2020-12-10 | Solaredge | SE10000H-US | Inverters | 10000 |  | 1 |  |  | 0.99 |  | Indoor | garage
Solar Registration Program | NJSRRE1543505822 | Pilesgrove | 8098 | 16 | 10.23 | Residential | Yes | Behind the Meter | RCL Enterprises Inc. | AC Electric | Accepted | 2019-12-10 | 2019-12-12 | 2020-12-12 | trina | TSM-310DD05H.05 | Solar Panels |  | 0.31 | 33 | 187 | 22 |  | Fixed | Roof
Solar Registration Program | NJSRRE1543505822 | Pilesgrove | 8098 | 16 | 10.23 | Residential | Yes | Behind the Meter | RCL Enterprises Inc. | AC Electric | Accepted | 2019-12-10 | 2019-12-12 | 2020-12-12 | enphase | iq7 | Inverters | 7920 |  | 33 |  |  | 0.96 |  | Outside | under panel
Solar Registration Program | NJSRRE1543586348 | Woodstown | 8098 | 16 | 10.23 | Residential | Yes | Behind the Meter | RCL Enterprises Inc. | AC Electric | Accepted | 2019-12-20 | 2019-12-26 | 2020-12-26 | trina | TSM-310DD05H.05 | Solar Panels |  | 0.31 | 33 | 138 | 36 |  | Fixed | Roof
Solar Registration Program | NJSRRE1543586348 | Woodstown | 8098 | 16 | 10.23 | Residential | Yes | Behind the Meter | RCL Enterprises Inc. | AC Electric | Accepted | 2019-12-20 | 2019-12-26 | 2020-12-26 | enphase | iq7 | Inverters | 10230 |  | 33 |  |  | 0.96 |  | Outside | under panels
Solar Registration Program | NJSRRE1542712804 | Pitman | 8071 | 15 | 10.24 | Residential | No | Behind the Meter |  | AC Electric | Accepted | 2019-10-29 | 2019-10-31 | 2020-10-31 | Panasonic | VBHN320KA03 | Solar Panels |  | 0.32 | 8 | 251 | 27 |  | Fixed | Roof
Solar Registration Program | NJSRRE1542712804 | Pitman | 8071 | 15 | 10.24 | Residential | No | Behind the Meter |  | AC Electric | Accepted | 2019-10-29 | 2019-10-31 | 2020-10-31 | Panasonic | VBHN320KA03 | Solar Panels |  | 0.32 | 24 | 71 | 27 |  | Fixed | Roof
Solar Registration Program | NJSRRE1542712804 | Pitman | 8071 | 15 | 10.24 | Residential | No | Behind the Meter |  | AC Electric | Accepted | 2019-10-29 | 2019-10-31 | 2020-10-31 | SolarEdge | SE7600H-US | Inverters | 7600 |  | 1 |  |  | 0.97 |  | Outside | Next to meter
Solar Registration Program | NJSRRE1542884197 | Sewell | 8080 | 15 | 10.24 | Residential | No | Behind the Meter | Sun Up Zero Down | AC Electric | Accepted | 2019-11-01 | 2019-11-05 | 2020-11-05 | lg | LG320N1K-A5 | Solar Panels |  | 0.32 | 23 | 111 | 34 |  | Fixed | Roof
Solar Registration Program | NJSRRE1542884197 | Sewell | 8080 | 15 | 10.24 | Residential | No | Behind the Meter | Sun Up Zero Down | AC Electric | Accepted | 2019-11-01 | 2019-11-05 | 2020-11-05 | lg | LG320N1K-A5 | Solar Panels |  | 0.32 | 9 | 201 | 34 |  | Fixed | Roof
Solar Registration Program | NJSRRE1542884197 | Sewell | 8080 | 15 | 10.24 | Residential | No | Behind the Meter | Sun Up Zero Down | AC Electric | Accepted | 2019-11-01 | 2019-11-05 | 2020-11-05 | solaredge | SE7600H-US | Inverters | 7600 |  | 1 |  |  | 0.973 |  | Other | outside wall
Solar Registration Program | NJSRRE1543495790 | Lakewood | 8701 | 18 | 10.24 | Residential | No | Behind the Meter | Powerlutions | JCP&L | Accepted | 2019-12-06 | 2019-12-10 | 2020-12-10 | Axitec | AC-320MH/120S | Solar Panels |  | 0.32 | 32 | 187 | 27 |  | Fixed | Roof
Solar Registration Program | NJSRRE1543495790 | Lakewood | 8701 | 18 | 10.24 | Residential | No | Behind the Meter | Powerlutions | JCP&L | Accepted | 2019-12-06 | 2019-12-10 | 2020-12-10 | SolarEdge | SE7600H-US | Inverters | 7.6 |  | 1 |  |  | 0.99 |  | Outdoor | near meter
Solar Registration Program | NJSRRE1543506698 | Villas | 8251 | 21 | 10.24 | Residential | Yes | Behind the Meter | All Season Solar | AC Electric | Accepted | 2019-12-10 | 2019-12-13 | 2020-12-13 | Trina | TSM-DD06M05II 320W NOV19 | Solar Panels |  | 0.32 | 24 | 206 | 30 |  | Fixed | Roof
Solar Registration Program | NJSRRE1543506698 | Villas | 8251 | 21 | 10.24 | Residential | Yes | Behind the Meter | All Season Solar | AC Electric | Accepted | 2019-12-10 | 2019-12-13 | 2020-12-13 | Trina | TSM-DD06M05II 320W NOV19 | Solar Panels |  | 0.32 | 8 | 206 | 23 |  | Fixed | Roof
Solar Registration Program | NJSRRE1543506698 | Villas | 8251 | 21 | 10.24 | Residential | Yes | Behind the Meter | All Season Solar | AC Electric | Accepted | 2019-12-10 | 2019-12-13 | 2020-12-13 | Enphase | IQ7 | Inverters | 240 |  | 32 |  |  | 0.97 |  | Outdoor | Under Module
Solar Registration Program | NJSRRE1543552668 | Newark City | 7112 | 9 | 10.24 | Residential | Yes | Behind the Meter | All Season Solar | PSE&G | Accepted | 2019-12-16 | 2019-12-19 | 2020-12-19 | Trina | TSM DD06M05II 320W NOV 2019 | Solar Panels |  | 0.32 | 3 | 128 | 21 |  | Fixed | Roof
Solar Registration Program | NJSRRE1543552668 | Newark City | 7112 | 9 | 10.24 | Residential | Yes | Behind the Meter | All Season Solar | PSE&G | Accepted | 2019-12-16 | 2019-12-19 | 2020-12-19 | Trina | TSM DD06M05II 320W NOV 2019 | Solar Panels |  | 0.32 | 29 | 128 | 21 |  | Fixed | Roof
Solar Registration Program | NJSRRE1543552668 | Newark City | 7112 | 9 | 10.24 | Residential | Yes | Behind the Meter | All Season Solar | PSE&G | Accepted | 2019-12-16 | 2019-12-19 | 2020-12-19 | Enphase | IQ7 | Inverters | 240 |  | 32 |  |  | 0.97 |  | Outdoor | Under Module
Solar Registration Program | NJSRRE1543821023 | Willingboro | 8046 | 13 | 10.24 | Residential | Yes | Behind the Meter | All Season Solar | PSE&G | Accepted | 2019-12-26 | 2019-12-31 | 2020-12-31 | Trina | TSM-DD06M05II 320W NOV19 | Solar Panels |  | 0.32 | 20 | 99 | 25 |  | Fixed | Roof
Solar Registration Program | NJSRRE1543821023 | Willingboro | 8046 | 13 | 10.24 | Residential | Yes | Behind the Meter | All Season Solar | PSE&G | Accepted | 2019-12-26 | 2019-12-31 | 2020-12-31 | Trina | TSM-DD06M05II 320W NOV19 | Solar Panels |  | 0.32 | 12 | 99 | 18 |  | Fixed | Roof
Solar Registration Program | NJSRRE1543821023 | Willingboro | 8046 | 13 | 10.24 | Residential | Yes | Behind the Meter | All Season Solar | PSE&G | Accepted | 2019-12-26 | 2019-12-31 | 2020-12-31 | Enphase | IQ7 | Inverters | 240 |  | 32 |  |  | 0.97 |  | Outdoor | Under Module
Solar Registration Program | NJSRRE1542705006 | Piscataway Twp | 8854 | 11 | 10.25 | Residential | No | Behind the Meter | SunnyMac LLC | PSE&G | Accepted | 2019-10-29 | 2019-10-31 | 2020-10-31 | SunPower | A-Series410 | Solar Panels |  | 0.41 | 6 | 99 | 34 |  | Fixed | Roof
Solar Registration Program | NJSRRE1542705006 | Piscataway Twp | 8854 | 11 | 10.25 | Residential | No | Behind the Meter | SunnyMac LLC | PSE&G | Accepted | 2019-10-29 | 2019-10-31 | 2020-10-31 | SunPower | A-Series410 | Solar Panels |  | 0.41 | 19 | 99 | 34 |  | Fixed | Roof
Solar Registration Program | NJSRRE1542705006 | Piscataway Twp | 8854 | 11 | 10.25 | Residential | No | Behind the Meter | SunnyMac LLC | PSE&G | Accepted | 2019-10-29 | 2019-10-31 | 2020-10-31 | Enphase | IQ7XS-96-ACM-US | Inverters | 0.315 |  | 25 |  |  | 0.99 |  | Outdoor | roof
Solar Registration Program | NJSRRE1543473756 | Germania | 8215 | 19 | 10.25 | Residential | No | Behind the Meter | SunnyMac LLC | AC Electric | Accepted | 2019-12-03 | 2019-12-05 | 2020-12-05 | Sunpower | SPR-A-410-G-AC | Solar Panels |  | 0.41 | 25 | 180 | 23 |  | Fixed | Roof
Solar Registration Program | NJSRRE1543473756 | Germania | 8215 | 19 | 10.25 | Residential | No | Behind the Meter | SunnyMac LLC | AC Electric | Accepted | 2019-12-03 | 2019-12-05 | 2020-12-05 | Sunpower | SPWR-A4 | Inverters | 0.349 |  | 25 |  |  | 0.99 |  | Outdoor | roof
Solar Registration Program | NJSRRE1540857991 | Whiting | 8759 | 18 | 10.33 | Residential | Yes | Behind the Meter | Trinity Solar | JCP&L | Accepted | 2019-04-17 | 2019-04-18 | 2020-04-18 | Hanwha | Q.PEAK-BLK G4.1 295 | Solar Panels |  | 0.295 | 35 | 146 | 36 |  | Fixed | Roof
Solar Registration Program | NJSRRE1540857991 | Whiting | 8759 | 18 | 10.33 | Residential | Yes | Behind the Meter | Trinity Solar | JCP&L | Accepted | 2019-04-17 | 2019-04-18 | 2020-04-18 | Solar Edge | SE10000 | Inverters | 10000 |  | 1 |  |  | 0.97 |  | Outside | side of home
Solar Registration Program | NJSRRE1541064086 | Vineland | 8360 | 20 | 10.33 | Residential | No | Behind the Meter | Go Solar Electric, LLC | Vineland Muni Electric | Accepted | 2019-05-31 | 2019-06-05 | 2020-06-05 | SolarWorld | SW295-Mono | Solar Panels |  | 0.295 | 35 | 220 | 0 |  | Fixed | Ground
Solar Registration Program | NJSRRE1541064086 | Vineland | 8360 | 20 | 10.33 | Residential | No | Behind the Meter | Go Solar Electric, LLC | Vineland Muni Electric | Accepted | 2019-05-31 | 2019-06-05 | 2020-06-05 | Enphase Energy, Inc | IQ7 | Inverters | 240 |  | 35 |  |  | 0.97 |  | Outdoor | Under Module
Solar Registration Program | NJSRRE1542441136 | HILLSBOROUGH | 8844 | 5 | 10.35 | Residential | No | Behind the Meter | Pro Custom Solar dba Momentum Solar | PSE&G | Accepted | 2019-09-25 | 2019-09-27 | 2020-09-27 | LG ELECTRONICS | LG 345N1C-V5 | Solar Panels |  | 0.345 | 3 | 157 | 33 |  | Fixed | Roof
Solar Registration Program | NJSRRE1542441136 | HILLSBOROUGH | 8844 | 5 | 10.35 | Residential | No | Behind the Meter | Pro Custom Solar dba Momentum Solar | PSE&G | Accepted | 2019-09-25 | 2019-09-27 | 2020-09-27 | LG ELECTRONICS | LG 345N1C-V5 | Solar Panels |  | 0.345 | 3 | 247 | 32 |  | Fixed | Roof
Solar Registration Program | NJSRRE1542441136 | HILLSBOROUGH | 8844 | 5 | 10.35 | Residential | No | Behind the Meter | Pro Custom Solar dba Momentum Solar | PSE&G | Accepted | 2019-09-25 | 2019-09-27 | 2020-09-27 | LG ELECTRONICS | LG 345N1C-V5 | Solar Panels |  | 0.345 | 9 | 248 | 33 |  | Fixed | Roof
Solar Registration Program | NJSRRE1542441136 | HILLSBOROUGH | 8844 | 5 | 10.35 | Residential | No | Behind the Meter | Pro Custom Solar dba Momentum Solar | PSE&G | Accepted | 2019-09-25 | 2019-09-27 | 2020-09-27 | LG ELECTRONICS | LG 345N1C-V5 | Solar Panels |  | 0.345 | 12 | 67 | 33 |  | Fixed | Roof
Solar Registration Program | NJSRRE1542441136 | HILLSBOROUGH | 8844 | 5 | 10.35 | Residential | No | Behind the Meter | Pro Custom Solar dba Momentum Solar | PSE&G | Accepted | 2019-09-25 | 2019-09-27 | 2020-09-27 | LG ELECTRONICS | LG 345N1C-V5 | Solar Panels |  | 0.345 | 3 | 67 | 32 |  | Fixed | Roof
Solar Registration Program | NJSRRE1542441136 | HILLSBOROUGH | 8844 | 5 | 10.35 | Residential | No | Behind the Meter | Pro Custom Solar dba Momentum Solar | PSE&G | Accepted | 2019-09-25 | 2019-09-27 | 2020-09-27 | Enphase Energy | IQ7-60-2-US | Inverters | 250 |  | 30 |  |  | 0.97 |  | Outdoor | Roof
Solar Registration Program | NJSRRE1542527968 | Linden | 7036 | 10 | 10.35 | Residential | Yes | Behind the Meter | Pro Custom Solar dba Momentum Solar | PSE&G | Accepted | 2019-10-11 | 2019-10-15 | 2020-10-15 | LG Electronics | LG 345N1C-V5 | Solar Panels |  | 0.345 | 16 | 224 | 40 |  | Fixed | Roof
Solar Registration Program | NJSRRE1542527968 | Linden | 7036 | 10 | 10.35 | Residential | Yes | Behind the Meter | Pro Custom Solar dba Momentum Solar | PSE&G | Accepted | 2019-10-11 | 2019-10-15 | 2020-10-15 | LG Electronics | LG 345N1C-V5 | Solar Panels |  | 0.345 | 14 | 44 | 40 |  | Fixed | Roof
Solar Registration Program | NJSRRE1542527968 | Linden | 7036 | 10 | 10.35 | Residential | Yes | Behind the Meter | Pro Custom Solar dba Momentum Solar | PSE&G | Accepted | 2019-10-11 | 2019-10-15 | 2020-10-15 | Enphase Energy | IQ7-60-2-US | Inverters | 250 |  | 30 |  |  | 0.97 |  | Outdoor | Roof
Solar Registration Program | NJSRRE1542528179 | Somerset | 8873 | 5 | 10.35 | Residential | No | Behind the Meter | Pro Custom Solar dba Momentum Solar | PSE&G | Accepted | 2019-10-11 | 2019-10-15 | 2020-10-15 | LG ELECTRONICS | LG 345N1C-V5 | Solar Panels |  | 0.345 | 3 | 128 | 43 |  | Fixed | Roof
Solar Registration Program | NJSRRE1542528179 | Somerset | 8873 | 5 | 10.35 | Residential | No | Behind the Meter | Pro Custom Solar dba Momentum Solar | PSE&G | Accepted | 2019-10-11 | 2019-10-15 | 2020-10-15 | LG ELECTRONICS | LG 345N1C-V5 | Solar Panels |  | 0.345 | 3 | 128 | 43 |  | Fixed | Roof
Solar Registration Program | NJSRRE1542528179 | Somerset | 8873 | 5 | 10.35 | Residential | No | Behind the Meter | Pro Custom Solar dba Momentum Solar | PSE&G | Accepted | 2019-10-11 | 2019-10-15 | 2020-10-15 | LG ELECTRONICS | LG 345N1C-V5 | Solar Panels |  | 0.345 | 10 | 128 | 43 |  | Fixed | Roof
Solar Registration Program | NJSRRE1542528179 | Somerset | 8873 | 5 | 10.35 | Residential | No | Behind the Meter | Pro Custom Solar dba Momentum Solar | PSE&G | Accepted | 2019-10-11 | 2019-10-15 | 2020-10-15 | LG ELECTRONICS | LG 345N1C-V5 | Solar Panels |  | 0.345 | 14 | 218 | 34 |  | Fixed | Roof
Solar Registration Program | NJSRRE1542528179 | Somerset | 8873 | 5 | 10.35 | Residential | No | Behind the Meter | Pro Custom Solar dba Momentum Solar | PSE&G | Accepted | 2019-10-11 | 2019-10-15 | 2020-10-15 | Enphase Energy | IQ7-60-2-US | Inverters | 250 |  | 30 |  |  | 0.97 |  | Outdoor | Roof
Solar Registration Program | NJSRRE1543497404 | Washington | 7882 | 2 | 10.35 | Residential | Yes | Behind the Meter | Pro Custom Solar dba Momentum Solar | JCP&L | Accepted | 2019-12-06 | 2019-12-10 | 2020-12-10 | LG ELECTRONICS | LG 345N1C-V5 | Solar Panels |  | 0.345 | 30 | 132 | 43 |  | Fixed | Roof
Solar Registration Program | NJSRRE1543497404 | Washington | 7882 | 2 | 10.35 | Residential | Yes | Behind the Meter | Pro Custom Solar dba Momentum Solar | JCP&L | Accepted | 2019-12-06 | 2019-12-10 | 2020-12-10 | Enphase Energy | IQ7Plus-72-2-US | Inverters | 295 |  | 30 |  |  | 0.97 |  | Outdoor | Roof
Solar Registration Program | NJSRRE1543501869 | Marlboro Township | 7746 | 17 | 10.35 | Residential | No | Behind the Meter | Sunrun Installation Services, Inc. | JCP&L | Accepted | 2019-12-09 | 2019-12-11 | 2020-12-11 | LG Electronics | LG345N1C-V5 | Solar Panels |  | 0.345 | 19 | 264 | 23 |  | Fixed | Roof
Solar Registration Program | NJSRRE1543501869 | Marlboro Township | 7746 | 17 | 10.35 | Residential | No | Behind the Meter | Sunrun Installation Services, Inc. | JCP&L | Accepted | 2019-12-09 | 2019-12-11 | 2020-12-11 | LG Electronics | LG345N1C-V5 | Solar Panels |  | 0.345 | 11 | 174 | 24 |  | Fixed | Roof
Solar Registration Program | NJSRRE1543501869 | Marlboro Township | 7746 | 17 | 10.35 | Residential | No | Behind the Meter | Sunrun Installation Services, Inc. | JCP&L | Accepted | 2019-12-09 | 2019-12-11 | 2020-12-11 | Enphase Energy | IQ7PLUS-72-x-US (240V) | Inverters | 290 |  | 30 |  |  | 0.96 |  | Outdoor | Rooftop
Solar Registration Program | NJSRRE1543502077 | Union | 7083 | 10 | 10.35 | Residential | Yes | Behind the Meter | Pro Custom Solar dba Momentum Solar | PSE&G | Accepted | 2019-12-09 | 2019-12-11 | 2020-12-11 | LG ELECTRONICS | LG 345N1C-V5 | Solar Panels |  | 0.345 | 16 | 28 | 40 |  | Fixed | Roof
Solar Registration Program | NJSRRE1543502077 | Union | 7083 | 10 | 10.35 | Residential | Yes | Behind the Meter | Pro Custom Solar dba Momentum Solar | PSE&G | Accepted | 2019-12-09 | 2019-12-11 | 2020-12-11 | LG ELECTRONICS | LG 345N1C-V5 | Solar Panels |  | 0.345 | 3 | 208 | 30 |  | Fixed | Roof
Solar Registration Program | NJSRRE1543502077 | Union | 7083 | 10 | 10.35 | Residential | Yes | Behind the Meter | Pro Custom Solar dba Momentum Solar | PSE&G | Accepted | 2019-12-09 | 2019-12-11 | 2020-12-11 | LG ELECTRONICS | LG 345N1C-V5 | Solar Panels |  | 0.345 | 11 | 208 | 40 |  | Fixed | Roof
Solar Registration Program | NJSRRE1543502077 | Union | 7083 | 10 | 10.35 | Residential | Yes | Behind the Meter | Pro Custom Solar dba Momentum Solar | PSE&G | Accepted | 2019-12-09 | 2019-12-11 | 2020-12-11 | Enphase Energy | IQ7Plus-72-2-US | Inverters | 295 |  | 30 |  |  | 0.97 |  | Outdoor | Roof
Solar Registration Program | NJSRRE1543513134 | Morris Plains | 7950 | 3 | 10.35 | Residential | Yes | Behind the Meter | Pro Custom Solar dba Momentum Solar | JCP&L | Accepted | 2019-12-11 | 2019-12-16 | 2020-12-16 | LG | LG 345N1C-V5 | Solar Panels |  | 0.345 | 9 | 135 | 31 |  | Fixed | Roof
Solar Registration Program | NJSRRE1543513134 | Morris Plains | 7950 | 3 | 10.35 | Residential | Yes | Behind the Meter | Pro Custom Solar dba Momentum Solar | JCP&L | Accepted | 2019-12-11 | 2019-12-16 | 2020-12-16 | LG | LG 345N1C-V5 | Solar Panels |  | 0.345 | 21 | 135 | 29 |  | Fixed | Roof
Solar Registration Program | NJSRRE1543513134 | Morris Plains | 7950 | 3 | 10.35 | Residential | Yes | Behind the Meter | Pro Custom Solar dba Momentum Solar | JCP&L | Accepted | 2019-12-11 | 2019-12-16 | 2020-12-16 | ENPHASE | IQ7PLUS-72-2-US | Inverters | 290 |  | 30 |  |  | 0.97 |  | Outdoor | ROOF
Solar Registration Program | NJSRRE1543555794 | Kearny | 7032 | 8 | 10.35 | Residential | Yes | Behind the Meter | Pro Custom Solar dba Momentum Solar | PSE&G | Accepted | 2019-12-17 | 2019-12-20 | 2020-12-20 | LG ELECTRONICS | LG 345N1C-V5 | Solar Panels |  | 0.345 | 10 | 214 | 44 |  | Fixed | Roof
Solar Registration Program | NJSRRE1543555794 | Kearny | 7032 | 8 | 10.35 | Residential | Yes | Behind the Meter | Pro Custom Solar dba Momentum Solar | PSE&G | Accepted | 2019-12-17 | 2019-12-20 | 2020-12-20 | LG ELECTRONICS | LG 345N1C-V5 | Solar Panels |  | 0.345 | 5 | 305 | 20 |  | Fixed | Roof
Solar Registration Program | NJSRRE1543555794 | Kearny | 7032 | 8 | 10.35 | Residential | Yes | Behind the Meter | Pro Custom Solar dba Momentum Solar | PSE&G | Accepted | 2019-12-17 | 2019-12-20 | 2020-12-20 | LG ELECTRONICS | LG 345N1C-V5 | Solar Panels |  | 0.345 | 15 | 34 | 44 |  | Fixed | Roof
Solar Registration Program | NJSRRE1543555794 | Kearny | 7032 | 8 | 10.35 | Residential | Yes | Behind the Meter | Pro Custom Solar dba Momentum Solar | PSE&G | Accepted | 2019-12-17 | 2019-12-20 | 2020-12-20 | Enphase Energy | IQ7Plus-72-2-US | Inverters | 290 |  | 30 |  |  | 0.97 |  | Outdoor | Roof
Solar Registration Program | NJSRRE1540490177 | Sicklerville | 8081 | 14 | 10.36 | Residential | No | Behind the Meter | Pro Custom Solar dba Momentum Solar | AC Electric | Accepted | 2019-03-15 | 2019-03-18 | 2020-03-18 | TRINA SOLAR | TSM280-DD05A.05(II) | Solar Panels |  | 0.28 | 15 | 233 | 29 |  | Fixed | Roof
Solar Registration Program | NJSRRE1540490177 | Sicklerville | 8081 | 14 | 10.36 | Residential | No | Behind the Meter | Pro Custom Solar dba Momentum Solar | AC Electric | Accepted | 2019-03-15 | 2019-03-18 | 2020-03-18 | TRINA SOLAR | TSM280-DD05A.05(II) | Solar Panels |  | 0.28 | 22 | 233 | 30 |  | Fixed | Roof
Solar Registration Program | NJSRRE1540490177 | Sicklerville | 8081 | 14 | 10.36 | Residential | No | Behind the Meter | Pro Custom Solar dba Momentum Solar | AC Electric | Accepted | 2019-03-15 | 2019-03-18 | 2020-03-18 | ENPHASE | IQ6-60-2-US | Inverters | 240 |  | 37 |  |  | 0.97 |  | Outdoor | ROOF
Solar Registration Program | NJSRRE1540720933 | Pateron | 7522 | 6 | 10.36 | Residential | Yes | Behind the Meter | Sundial Solar Innovations | PSE&G | Accepted | 2019-03-26 | 2019-03-28 | 2020-03-28 | sunpower | SPR-X22-370-E-AC | Solar Panels |  | 0.37 | 28 | 225, 135, 45 | 35 |  | Fixed | Roof
Solar Registration Program | NJSRRE1540720933 | Pateron | 7522 | 6 | 10.36 | Residential | Yes | Behind the Meter | Sundial Solar Innovations | PSE&G | Accepted | 2019-03-26 | 2019-03-28 | 2020-03-28 | sunpower | SPR-X22-370-E-AC | Inverters | 320 |  | 28 |  |  | 0.97 |  | Outdoor | rooftop
Solar Registration Program | NJSRRE1542575078 | MARLTON | 8053 | 13 | 10.36 | Residential | No | Behind the Meter | SEA BRIGHT SOLAR, LLC | PSE&G | Accepted | 2019-10-22 | 2019-10-24 | 2020-10-24 | SUNPOWER | SPR-X22-370-AC | Solar Panels |  | 0.37 | 28 | 98 | 27 |  | Fixed | Roof | EAST
Solar Registration Program | NJSRRE1542575078 | MARLTON | 8053 | 13 | 10.36 | Residential | No | Behind the Meter | SEA BRIGHT SOLAR, LLC | PSE&G | Accepted | 2019-10-22 | 2019-10-24 | 2020-10-24 | SUNPOWER | PVS6 | Meters |  |  | 1 |  |  |  | Yes | Indoor
Solar Registration Program | NJSRRE1542575078 | MARLTON | 8053 | 13 | 10.36 | Residential | No | Behind the Meter | SEA BRIGHT SOLAR, LLC | PSE&G | Accepted | 2019-10-22 | 2019-10-24 | 2020-10-24 | SUNPOWER | SPR-X22-370-AC | Inverters | 320 |  | 28 |  |  | 0.96 |  | Outside | BENEATH ARRAY
Solar Registration Program | NJSRRE1541788040 | Bridgeton | 8302 | 20 | 10.37 | Residential | No | Behind the Meter | Whitman Construction, LLC | PSE&G | Accepted | 2019-08-05 | 2019-08-27 | 2020-08-27 | Trina Solar | TSM-305DD05A | Solar Panels |  | 0.305 | 5 | 101 | 15 |  | Fixed | Roof
Solar Registration Program | NJSRRE1541788040 | Bridgeton | 8302 | 20 | 10.37 | Residential | No | Behind the Meter | Whitman Construction, LLC | PSE&G | Accepted | 2019-08-05 | 2019-08-27 | 2020-08-27 | Trina Solar | TSM-305DD05A | Solar Panels |  | 0.305 | 5 | 281 | 15 |  | Fixed | Roof
Solar Registration Program | NJSRRE1541788040 | Bridgeton | 8302 | 20 | 10.37 | Residential | No | Behind the Meter | Whitman Construction, LLC | PSE&G | Accepted | 2019-08-05 | 2019-08-27 | 2020-08-27 | Trina Solar | TSM-305DD05A | Solar Panels |  | 0.305 | 12 | 191 | 20 |  | Fixed | Roof
Solar Registration Program | NJSRRE1541788040 | Bridgeton | 8302 | 20 | 10.37 | Residential | No | Behind the Meter | Whitman Construction, LLC | PSE&G | Accepted | 2019-08-05 | 2019-08-27 | 2020-08-27 | Trina Solar | TSM-305DD05A | Solar Panels |  | 0.305 | 12 | 191 | 10 |  | Fixed | Roof
Solar Registration Program | NJSRRE1541788040 | Bridgeton | 8302 | 20 | 10.37 | Residential | No | Behind the Meter | Whitman Construction, LLC | PSE&G | Accepted | 2019-08-05 | 2019-08-27 | 2020-08-27 | Enphase Energy | IQ7-60-2-US | Inverters | 0.24 |  | 34 |  |  | 0.976 |  | Outside | roof
Solar Registration Program | NJSRRE1541820300 | Monroeville | 8343 | 16 | 10.37 | Residential | Yes | Behind the Meter | RCL Enterprises Inc. | AC Electric | Accepted | 2019-08-13 | 2019-08-23 | 2020-08-23 | Trina Solar | TSM-305DD05A | Solar Panels |  | 0.305 | 13 | 150 | 11 |  | Fixed | Roof
Solar Registration Program | NJSRRE1541820300 | Monroeville | 8343 | 16 | 10.37 | Residential | Yes | Behind the Meter | RCL Enterprises Inc. | AC Electric | Accepted | 2019-08-13 | 2019-08-23 | 2020-08-23 | Trina Solar | TSM-305DD05A | Solar Panels |  | 0.305 | 21 | 150 | 20 |  | Fixed | Roof
Solar Registration Program | NJSRRE1541820300 | Monroeville | 8343 | 16 | 10.37 | Residential | Yes | Behind the Meter | RCL Enterprises Inc. | AC Electric | Accepted | 2019-08-13 | 2019-08-23 | 2020-08-23 | Enphase | IQ7 | Inverters | 8160 |  | 34 |  |  | 0.96 |  | Outdoor | under panels
Solar Registration Program | NJSRRE1541873947 | Hillside | 7205 | 10 | 10.37 | Residential | No | Behind the Meter | Whitman Construction, LLC | PSE&G | Accepted | 2019-08-22 | 2019-08-27 | 2020-08-27 | Trina Solar | TSM-305DD05A | Solar Panels |  | 0.305 | 13 | 125 | 20 |  | Fixed | Roof
Solar Registration Program | NJSRRE1541873947 | Hillside | 7205 | 10 | 10.37 | Residential | No | Behind the Meter | Whitman Construction, LLC | PSE&G | Accepted | 2019-08-22 | 2019-08-27 | 2020-08-27 | Trina Soar | TSM-305DD05A | Solar Panels |  | 0.305 | 9 | 125 | 20 |  | Fixed | Roof
Solar Registration Program | NJSRRE1541873947 | Hillside | 7205 | 10 | 10.37 | Residential | No | Behind the Meter | Whitman Construction, LLC | PSE&G | Accepted | 2019-08-22 | 2019-08-27 | 2020-08-27 | Trina Solar | TSM-305DD05A | Solar Panels |  | 0.305 | 12 | 305 | 20 |  | Fixed | Roof
Solar Registration Program | NJSRRE1541873947 | Hillside | 7205 | 10 | 10.37 | Residential | No | Behind the Meter | Whitman Construction, LLC | PSE&G | Accepted | 2019-08-22 | 2019-08-27 | 2020-08-27 | Enphase Energy | IQ7-60-2-US | Inverters | 0.24 |  | 34 |  |  | 0.976 |  | Outside | roof
Solar Registration Program | NJSRRE1542419390 | Vineland | 8344 | 15 | 10.37 | Residential | No | Behind the Meter | Bright Planet Solar | Vineland Muni Electric | Accepted | 2019-09-18 | 2019-09-20 | 2020-09-20 | LONGI | LR6-60PB-305M | Solar Panels |  | 0.305 | 22 | 202 | 10 |  | Fixed | Roof
Solar Registration Program | NJSRRE1542419390 | Vineland | 8344 | 15 | 10.37 | Residential | No | Behind the Meter | Bright Planet Solar | Vineland Muni Electric | Accepted | 2019-09-18 | 2019-09-20 | 2020-09-20 | LONGI | LR6-60PB-305M | Solar Panels |  | 0.305 | 12 | 22 | 10 |  | Fixed | Roof
Solar Registration Program | NJSRRE1542419390 | Vineland | 8344 | 15 | 10.37 | Residential | No | Behind the Meter | Bright Planet Solar | Vineland Muni Electric | Accepted | 2019-09-18 | 2019-09-20 | 2020-09-20 | SOLAR EDGE | SE10000H-USRGM | Inverters | 10000 |  | 1 |  |  | 0.98 |  | Outdoor | NEXT TO METER
Solar Registration Program | NJSRRE1543478228 | Manchester | 8759 | 18 | 10.37 | Residential | Yes | Behind the Meter | Kopp Electric Company | JCP&L | Accepted | 2019-12-04 | 2019-12-06 | 2020-12-06 | Trina | TSM305DD05A.05 | Solar Panels |  | 0.305 | 24 | 220 | 20 |  | Fixed | Roof
Solar Registration Program | NJSRRE1543478228 | Manchester | 8759 | 18 | 10.37 | Residential | Yes | Behind the Meter | Kopp Electric Company | JCP&L | Accepted | 2019-12-04 | 2019-12-06 | 2020-12-06 | Trina | TSM305DD05A.05 | Solar Panels |  | 0.305 | 10 | 220 | 20 |  | Fixed | Roof
Solar Registration Program | NJSRRE1543478228 | Manchester | 8759 | 18 | 10.37 | Residential | Yes | Behind the Meter | Kopp Electric Company | JCP&L | Accepted | 2019-12-04 | 2019-12-06 | 2020-12-06 | Solar Edge | SE10000H-US | Inverters | 10000 |  | 1 |  |  | 0.975 |  | Outdoor | Next to meter
Solar Registration Program | NJSRRE1540376774 | Ewing | 8638 | 12 | 10.39 | Residential | Yes | Behind the Meter | Fusion Solar Energy LLC | PSE&G | Accepted | 2019-02-18 | 2019-03-12 | 2020-03-12 | Sunpower | x21-335-BLK-C-Ac | Solar Panels |  | 0.335 | 31 | south, west, east, north | 26 |  | Fixed | Roof
Solar Registration Program | NJSRRE1540376774 | Ewing | 8638 | 12 | 10.39 | Residential | Yes | Behind the Meter | Fusion Solar Energy LLC | PSE&G | Accepted | 2019-02-18 | 2019-03-12 | 2020-03-12 | Sunpower | Pvs5 | Meters |  |  | 1 |  |  |  | Yes | Indoor
Solar Registration Program | NJSRRE1540376774 | Ewing | 8638 | 12 | 10.39 | Residential | Yes | Behind the Meter | Fusion Solar Energy LLC | PSE&G | Accepted | 2019-02-18 | 2019-03-12 | 2020-03-12 | Sunpower | Sunpower Type D | Inverters | 320 |  | 31 |  |  | 0.96 |  | Outdoor | Roof Top
Solar Registration Program | NJSRRE1540904274 | Ewing | 8618 | 12 | 10.39 | Residential | Yes | Behind the Meter | Pro Custom Solar dba Momentum Solar | PSE&G | Accepted | 2019-04-29 | 2019-04-30 | 2020-04-30 | LG | LG 335N1C-A5 | Solar Panels |  | 0.335 | 8 | 132 | 32 |  | Fixed | Roof
Solar Registration Program | NJSRRE1540904274 | Ewing | 8618 | 12 | 10.39 | Residential | Yes | Behind the Meter | Pro Custom Solar dba Momentum Solar | PSE&G | Accepted | 2019-04-29 | 2019-04-30 | 2020-04-30 | LG | LG 335N1C-A5 | Solar Panels |  | 0.335 | 15 | 42 | 32 |  | Fixed | Roof
Solar Registration Program | NJSRRE1540904274 | Ewing | 8618 | 12 | 10.39 | Residential | Yes | Behind the Meter | Pro Custom Solar dba Momentum Solar | PSE&G | Accepted | 2019-04-29 | 2019-04-30 | 2020-04-30 | LG | LG 335N1C-A5 | Solar Panels |  | 0.335 | 8 | 223 | 33 |  | Fixed | Roof
Solar Registration Program | NJSRRE1540904274 | Ewing | 8618 | 12 | 10.39 | Residential | Yes | Behind the Meter | Pro Custom Solar dba Momentum Solar | PSE&G | Accepted | 2019-04-29 | 2019-04-30 | 2020-04-30 | ENPHASE | IQ7-60-2-US | Inverters | 250 |  | 31 |  |  | 0.97 |  | Outdoor | ROOF
Solar Registration Program | NJSRRE1540908851 | Newark | 7107 | 9 | 10.39 | Residential | Yes | Behind the Meter | Pro Custom Solar dba Momentum Solar | PSE&G | Accepted | 2019-04-30 | 2019-05-03 | 2020-05-03 | LG | LG 335N1C-A5 | Solar Panels |  | 0.335 | 18 | 116 | 22 |  | Fixed | Roof
Solar Registration Program | NJSRRE1540908851 | Newark | 7107 | 9 | 10.39 | Residential | Yes | Behind the Meter | Pro Custom Solar dba Momentum Solar | PSE&G | Accepted | 2019-04-30 | 2019-05-03 | 2020-05-03 | LG | LG 335N1C-A5 | Solar Panels |  | 0.335 | 13 | 296 | 22 |  | Fixed | Roof
Solar Registration Program | NJSRRE1540908851 | Newark | 7107 | 9 | 10.39 | Residential | Yes | Behind the Meter | Pro Custom Solar dba Momentum Solar | PSE&G | Accepted | 2019-04-30 | 2019-05-03 | 2020-05-03 | ENPHASE | IQ7-60-2-US | Inverters | 250 |  | 31 |  |  | 0.97 |  | Outdoor | ROOF
Solar Registration Program | NJSRRE1541523734 | Newtonville | 8346 | 19 | 10.39 | Residential | Yes | Behind the Meter | Pro Custom Solar dba Momentum Solar | AC Electric | Accepted | 2019-07-02 | 2019-07-05 | 2020-07-05 | LG | LG 335N1C-A5 | Solar Panels |  | 0.335 | 31 | 134 | 22 |  | Fixed | Roof
Solar Registration Program | NJSRRE1541523734 | Newtonville | 8346 | 19 | 10.39 | Residential | Yes | Behind the Meter | Pro Custom Solar dba Momentum Solar | AC Electric | Accepted | 2019-07-02 | 2019-07-05 | 2020-07-05 | ENPHASE | IQ7-60-2-US | Inverters | 250 |  | 31 |  |  | 0.97 |  | Outdoor | ROOF
Solar Registration Program | NJSRRE1541629048 | EAST ORANGE | 7017 | 9 | 10.39 | Residential | Yes | Behind the Meter | Pro Custom Solar dba Momentum Solar | PSE&G | Accepted | 2019-07-10 | 2019-07-12 | 2020-07-12 | LG ELECTRONICS | LG 335N1C-A5 | Solar Panels |  | 0.335 | 4 | 31 | 13 |  | Fixed | Roof
Solar Registration Program | NJSRRE1541629048 | EAST ORANGE | 7017 | 9 | 10.39 | Residential | Yes | Behind the Meter | Pro Custom Solar dba Momentum Solar | PSE&G | Accepted | 2019-07-10 | 2019-07-12 | 2020-07-12 | LG ELECTRONICS | LG 335N1C-A5 | Solar Panels |  | 0.335 | 19 | 209 | 40 |  | Fixed | Roof
Solar Registration Program | NJSRRE1541629048 | EAST ORANGE | 7017 | 9 | 10.39 | Residential | Yes | Behind the Meter | Pro Custom Solar dba Momentum Solar | PSE&G | Accepted | 2019-07-10 | 2019-07-12 | 2020-07-12 | LG ELECTRONICS | LG 335N1C-A5 | Solar Panels |  | 0.335 | 8 | 210 | 18 |  | Fixed | Roof
Solar Registration Program | NJSRRE1541629048 | EAST ORANGE | 7017 | 9 | 10.39 | Residential | Yes | Behind the Meter | Pro Custom Solar dba Momentum Solar | PSE&G | Accepted | 2019-07-10 | 2019-07-12 | 2020-07-12 | ENPHASE | IQ7-60-2-US | Inverters | 250 |  | 31 |  |  | 0.97 |  | Outdoor | Roof
Solar Registration Program | NJSRRE1541695953 | Franklin Twp | 8873 | 5 | 10.39 | Residential | No | Behind the Meter | Geoscape Solar | PSE&G | Accepted | 2019-07-23 | 2019-07-25 | 2020-07-25 | LG Electronics | LG335N1C-A5 | Solar Panels |  | 0.335 | 31 | 183 | 39 |  | Fixed | Roof
Solar Registration Program | NJSRRE1541695953 | Franklin Twp | 8873 | 5 | 10.39 | Residential | No | Behind the Meter | Geoscape Solar | PSE&G | Accepted | 2019-07-23 | 2019-07-25 | 2020-07-25 | SolarEdge | SE7600H-US | Inverters | 7600 |  | 1 |  |  | 0.98 |  | Outside | Adj. to utility meter
Solar Registration Program | NJSRRE1541872118 | Trenton | 8618 | 12 | 10.39 | Residential | Yes | Behind the Meter | Pro Custom Solar dba Momentum Solar | PSE&G | Accepted | 2019-08-21 | 2019-08-26 | 2020-08-26 | LG ELECTRONICS | LG 335N1C-V5 | Solar Panels |  | 0.335 | 2 | 128 | 31 |  | Fixed | Roof
Solar Registration Program | NJSRRE1541872118 | Trenton | 8618 | 12 | 10.39 | Residential | Yes | Behind the Meter | Pro Custom Solar dba Momentum Solar | PSE&G | Accepted | 2019-08-21 | 2019-08-26 | 2020-08-26 | LG ELECTRONICS | LG 335N1C-V5 | Solar Panels |  | 0.335 | 4 | 128 | 13 |  | Fixed | Roof
Solar Registration Program | NJSRRE1541872118 | Trenton | 8618 | 12 | 10.39 | Residential | Yes | Behind the Meter | Pro Custom Solar dba Momentum Solar | PSE&G | Accepted | 2019-08-21 | 2019-08-26 | 2020-08-26 | LG ELECTRONICS | LG 335N1C-V5 | Solar Panels |  | 0.335 | 8 | 38 | 34 |  | Fixed | Roof
Solar Registration Program | NJSRRE1541872118 | Trenton | 8618 | 12 | 10.39 | Residential | Yes | Behind the Meter | Pro Custom Solar dba Momentum Solar | PSE&G | Accepted | 2019-08-21 | 2019-08-26 | 2020-08-26 | LG ELECTRONICS | LG 335N1C-V5 | Solar Panels |  | 0.335 | 9 | 308 | 33 |  | Fixed | Roof
Solar Registration Program | NJSRRE1541872118 | Trenton | 8618 | 12 | 10.39 | Residential | Yes | Behind the Meter | Pro Custom Solar dba Momentum Solar | PSE&G | Accepted | 2019-08-21 | 2019-08-26 | 2020-08-26 | LG ELECTRONICS | LG 335N1C-V5 | Solar Panels |  | 0.335 | 8 | 218 | 34 |  | Fixed | Roof
Solar Registration Program | NJSRRE1541872118 | Trenton | 8618 | 12 | 10.39 | Residential | Yes | Behind the Meter | Pro Custom Solar dba Momentum Solar | PSE&G | Accepted | 2019-08-21 | 2019-08-26 | 2020-08-26 | Enphase Energy | IQ7-60-2-US | Inverters | 250 |  | 31 |  |  | 0.97 |  | Outdoor | Roof
Solar Registration Program | NJSRRE1542345757 | Elmwood park | 7407 | 7 | 10.39 | Residential | Yes | Behind the Meter | Pro Custom Solar dba Momentum Solar | PSE&G | Accepted | 2019-09-06 | 2019-09-16 | 2020-09-16 | LG | LG 335NIC-V5 | Solar Panels |  | 0.335 | 15 | 161 | 46 |  | Fixed | Roof
Solar Registration Program | NJSRRE1542345757 | Elmwood park | 7407 | 7 | 10.39 | Residential | Yes | Behind the Meter | Pro Custom Solar dba Momentum Solar | PSE&G | Accepted | 2019-09-06 | 2019-09-16 | 2020-09-16 | LG | LG 335NIC-V5 | Solar Panels |  | 0.335 | 6 | 161 | 21 |  | Fixed | Roof
Solar Registration Program | NJSRRE1542345757 | Elmwood park | 7407 | 7 | 10.39 | Residential | Yes | Behind the Meter | Pro Custom Solar dba Momentum Solar | PSE&G | Accepted | 2019-09-06 | 2019-09-16 | 2020-09-16 | LG | LG 335NIC-V5 | Solar Panels |  | 0.335 | 10 | 341 | 46 |  | Fixed | Roof
Solar Registration Program | NJSRRE1542345757 | Elmwood park | 7407 | 7 | 10.39 | Residential | Yes | Behind the Meter | Pro Custom Solar dba Momentum Solar | PSE&G | Accepted | 2019-09-06 | 2019-09-16 | 2020-09-16 | ENPHASE | IQ7-60-2-US | Inverters | 250 |  | 31 |  |  | 0.97 |  | Outdoor | ROOF
Solar Registration Program | NJSRRE1542393365 | Roselle | 7203 | 10 | 10.39 | Residential | Yes | Behind the Meter | Pro Custom Solar dba Momentum Solar | PSE&G | Accepted | 2019-09-12 | 2019-09-16 | 2020-09-16 | LG ELECTRONICS | LG 335N1C-V5 | Solar Panels |  | 0.335 | 17 | 309 | 40 |  | Fixed | Roof
Solar Registration Program | NJSRRE1542393365 | Roselle | 7203 | 10 | 10.39 | Residential | Yes | Behind the Meter | Pro Custom Solar dba Momentum Solar | PSE&G | Accepted | 2019-09-12 | 2019-09-16 | 2020-09-16 | LG ELECTRONICS | LG 335N1C-V5 | Solar Panels |  | 0.335 | 8 | 129 | 42 |  | Fixed | Roof
Solar Registration Program | NJSRRE1542393365 | Roselle | 7203 | 10 | 10.39 | Residential | Yes | Behind the Meter | Pro Custom Solar dba Momentum Solar | PSE&G | Accepted | 2019-09-12 | 2019-09-16 | 2020-09-16 | LG ELECTRONICS | LG 335N1C-V5 | Solar Panels |  | 0.335 | 6 | 129 | 10 |  | Fixed | Roof
Solar Registration Program | NJSRRE1542393365 | Roselle | 7203 | 10 | 10.39 | Residential | Yes | Behind the Meter | Pro Custom Solar dba Momentum Solar | PSE&G | Accepted | 2019-09-12 | 2019-09-16 | 2020-09-16 | Enphase Energy | IQ7-60-2-US | Inverters | 250 |  | 31 |  |  | 0.97 |  | Outdoor | Roof
Solar Registration Program | NJSRRE1542556829 | RIVER VALE | 7675 | 7 | 10.39 | Residential | No | Behind the Meter | Infinity Solar Systems | PSE&G | Accepted | 2019-10-18 | 2019-10-22 | 2020-10-22 | LG | LG335N1K-V5 | Solar Panels |  | 0.335 | 15 | 261 | 20 |  | Fixed | Roof
Solar Registration Program | NJSRRE1542556829 | RIVER VALE | 7675 | 7 | 10.39 | Residential | No | Behind the Meter | Infinity Solar Systems | PSE&G | Accepted | 2019-10-18 | 2019-10-22 | 2020-10-22 | LG | LG335N1K-V5 | Solar Panels |  | 0.335 | 16 | 261 | 35 |  | Fixed | Roof
Solar Registration Program | NJSRRE1542556829 | RIVER VALE | 7675 | 7 | 10.39 | Residential | No | Behind the Meter | Infinity Solar Systems | PSE&G | Accepted | 2019-10-18 | 2019-10-22 | 2020-10-22 | ENPHASE | IQ7-60-X-US | Inverters | 240 |  | 31 |  |  | 0.97 |  | Other | MICROINVERTERS
Solar Registration Program | NJSRRE1540257302 | Vineland | 8361 | 20 | 10.4 | Residential | Yes | Behind the Meter | Trinity Solar | Vineland Muni Electric | Accepted | 2019-01-18 | 2019-01-22 | 2020-01-22 | HANWHA | Q.PEAK DUO BLK-G5 315 | Solar Panels |  | 0.315 | 33 | 161 | 37 |  | Fixed | Roof
Solar Registration Program | NJSRRE1540257302 | Vineland | 8361 | 20 | 10.4 | Residential | Yes | Behind the Meter | Trinity Solar | Vineland Muni Electric | Accepted | 2019-01-18 | 2019-01-22 | 2020-01-22 | Solar Edge | SE10000 | Inverters | 10000 |  | 1 |  |  | 0.97 |  | Outside | Side of home
Solar Registration Program | NJSRRE1540263645 | North Brunswick Township | 8902 | 11 | 10.4 | Residential | No | Behind the Meter | Pro Custom Solar dba Momentum Solar | PSE&G | Accepted | 2019-01-21 | 2019-01-24 | 2020-01-24 | HANWHA | Q.PEAK DUO BLK-G5 315 | Solar Panels |  | 0.315 | 23 | 219 | 21 |  | Fixed | Roof
Solar Registration Program | NJSRRE1540263645 | North Brunswick Township | 8902 | 11 | 10.4 | Residential | No | Behind the Meter | Pro Custom Solar dba Momentum Solar | PSE&G | Accepted | 2019-01-21 | 2019-01-24 | 2020-01-24 | HANWHA | Q.PEAK DUO BLK-G5 315 | Solar Panels |  | 0.315 | 10 | 39 | 22 |  | Fixed | Roof
Solar Registration Program | NJSRRE1540263645 | North Brunswick Township | 8902 | 11 | 10.4 | Residential | No | Behind the Meter | Pro Custom Solar dba Momentum Solar | PSE&G | Accepted | 2019-01-21 | 2019-01-24 | 2020-01-24 | ENPHASE | IQ7-60-2-US | Inverters | 250 |  | 33 |  |  | 0.97 |  | Outdoor | ROOF
Solar Registration Program | NJSRRE1540270543 | Vineland | 8360 | 20 | 10.4 | Residential | Yes | Behind the Meter | Suntuity Solar LLC | Vineland Muni Electric | Accepted | 2019-01-23 | 2019-01-25 | 2020-01-25 | Hanwha Solar | Q-Cells 315 Mono | Solar Panels |  | 0.315 | 33 | 183 | 20 |  | Fixed | Roof
Solar Registration Program | NJSRRE1540270543 | Vineland | 8360 | 20 | 10.4 | Residential | Yes | Behind the Meter | Suntuity Solar LLC | Vineland Muni Electric | Accepted | 2019-01-23 | 2019-01-25 | 2020-01-25 | SolarEdge | SE10000H-US | Inverters | 10000 |  | 1 |  |  | 0.99 |  | Outdoor | Besides the meter
Solar Registration Program | NJSRRE1540271502 | Vineland | 8361 | 20 | 10.4 | Residential | Yes | Behind the Meter | Trinity Solar | Vineland Muni Electric | Accepted | 2019-01-23 | 2019-01-28 | 2020-01-28 | HANWHA | Q.PEAK DUO BLK-G5 315 | Solar Panels |  | 0.315 | 18 | 184 | 34 |  | Fixed | Roof
Solar Registration Program | NJSRRE1540271502 | Vineland | 8361 | 20 | 10.4 | Residential | Yes | Behind the Meter | Trinity Solar | Vineland Muni Electric | Accepted | 2019-01-23 | 2019-01-28 | 2020-01-28 | HANWHA | Q.PEAK DUO BLK-G5 315 | Solar Panels |  | 0.315 | 15 | 184 | 34 |  | Fixed | Roof
Solar Registration Program | NJSRRE1540271502 | Vineland | 8361 | 20 | 10.4 | Residential | Yes | Behind the Meter | Trinity Solar | Vineland Muni Electric | Accepted | 2019-01-23 | 2019-01-28 | 2020-01-28 | Solar Edge | SE10000H-US000NNC2 | Inverters | 10000 |  | 1 |  |  | 0.97 |  | Outdoor | side of home
Solar Registration Program | NJSRRE1540293205 | Mullica Hill | 8062 | 15 | 10.4 | Residential | Yes | Behind the Meter | Tesla Energy Operations Inc | AC Electric | Accepted | 2019-01-28 | 2019-01-30 | 2020-01-30 | SC Std | SC315B2 | Solar Panels |  | 0.315 | 25 | 167 | 35 |  | Fixed | Roof
Solar Registration Program | NJSRRE1540293205 | Mullica Hill | 8062 | 15 | 10.4 | Residential | Yes | Behind the Meter | Tesla Energy Operations Inc | AC Electric | Accepted | 2019-01-28 | 2019-01-30 | 2020-01-30 | SC Std | SC315B2 | Solar Panels |  | 0.315 | 8 | 167 | 45 |  | Fixed | Roof
Solar Registration Program | NJSRRE1540293205 | Mullica Hill | 8062 | 15 | 10.4 | Residential | Yes | Behind the Meter | Tesla Energy Operations Inc | AC Electric | Accepted | 2019-01-28 | 2019-01-30 | 2020-01-30 | Delta | Solivia 5.2 TL | Inverters | 5200 |  | 2 |  |  | 0.975 |  | Outdoor | Outdoor
Solar Registration Program | NJSRRE1540307065 | Ocean View | 8230 | 21 | 10.4 | Residential | No | Behind the Meter | Castle Energy, LLC | AC Electric | Accepted | 2019-02-01 | 2019-02-04 | 2020-02-04 | Hanwha QCells | Q.PEAK DUO BLK-G5 315 | Solar Panels |  | 0.315 | 24 | 214 | 20 |  | Fixed | Roof
Solar Registration Program | NJSRRE1540307065 | Ocean View | 8230 | 21 | 10.4 | Residential | No | Behind the Meter | Castle Energy, LLC | AC Electric | Accepted | 2019-02-01 | 2019-02-04 | 2020-02-04 | Hanwha QCells | Q.PEAK DUO BLK-G5 315 | Solar Panels |  | 0.315 | 9 | 214 | 20 |  | Fixed | Roof
Solar Registration Program | NJSRRE1540307065 | Ocean View | 8230 | 21 | 10.4 | Residential | No | Behind the Meter | Castle Energy, LLC | AC Electric | Accepted | 2019-02-01 | 2019-02-04 | 2020-02-04 | Enphase Energy | IQ7-60-2-US | Inverters | 240 |  | 33 |  |  | 0.976 |  | Outdoor | On rooftop underneath each solar module
Solar Registration Program | NJSRRE1540344916 | Middletown | 7748 | 17 | 10.4 | Residential | Yes | Behind the Meter | Suntuity Solar LLC | JCP&L | Accepted | 2019-02-07 | 2019-02-11 | 2020-02-11 | Hanwha Solar | Q-Cells 315 Mono | Solar Panels |  | 0.315 | 20 | 200 | 20 |  | Fixed | Roof
Solar Registration Program | NJSRRE1540344916 | Middletown | 7748 | 17 | 10.4 | Residential | Yes | Behind the Meter | Suntuity Solar LLC | JCP&L | Accepted | 2019-02-07 | 2019-02-11 | 2020-02-11 | Hanwha Solar | Q-Cells 315 Mono | Solar Panels |  | 0.315 | 13 | 20 | 20 |  | Fixed | Roof
Solar Registration Program | NJSRRE1540344916 | Middletown | 7748 | 17 | 10.4 | Residential | Yes | Behind the Meter | Suntuity Solar LLC | JCP&L | Accepted | 2019-02-07 | 2019-02-11 | 2020-02-11 | SolarEdge | SE10000H-US | Inverters | 10000 |  | 1 |  |  | 0.99 |  | Outdoor | Besides the meter
Solar Registration Program | NJSRRE1540407530 | LONG BRANCH | 7740 | 17 | 10.4 | Residential | Yes | Behind the Meter | Vivint Solar Developer, LLC | JCP&L | Accepted | 2019-03-01 | 2019-03-01 | 2020-03-01 | Hanwha Solar | Q.PEAK BLK-G5 315 | Solar Panels |  | 0.315 | 33 | 158 | 28 |  | Fixed | Roof
Solar Registration Program | NJSRRE1540407530 | LONG BRANCH | 7740 | 17 | 10.4 | Residential | Yes | Behind the Meter | Vivint Solar Developer, LLC | JCP&L | Accepted | 2019-03-01 | 2019-03-01 | 2020-03-01 | Solar Edge | SE7600H-US | Inverters | 7600 |  | 1 |  |  | 0.992 |  | Outdoor | Near the Utility Meter
Solar Registration Program | NJSRRE1540486094 | Rochelle Park | 7662 | 7 | 10.4 | Residential | Yes | Behind the Meter | Vivint Solar Developer, LLC | PSE&G | Accepted | 2019-03-15 | 2019-03-15 | 2020-03-15 | Hanwha Solar | Q.Peak BLK-G5 315 | Solar Panels |  | 0.315 | 16 | 38 | 5 |  | Fixed | Roof
Solar Registration Program | NJSRRE1540486094 | Rochelle Park | 7662 | 7 | 10.4 | Residential | Yes | Behind the Meter | Vivint Solar Developer, LLC | PSE&G | Accepted | 2019-03-15 | 2019-03-15 | 2020-03-15 | Hanwha Solar | Q.Peak BLK-G5 315 | Solar Panels |  | 0.315 | 13 | 218 | 5 |  | Fixed | Roof
Solar Registration Program | NJSRRE1540486094 | Rochelle Park | 7662 | 7 | 10.4 | Residential | Yes | Behind the Meter | Vivint Solar Developer, LLC | PSE&G | Accepted | 2019-03-15 | 2019-03-15 | 2020-03-15 | Hanwha Solar | Q.Peak BLK-G5 315 | Solar Panels |  | 0.315 | 4 | 128 | 28 |  | Fixed | Roof
Solar Registration Program | NJSRRE1540486094 | Rochelle Park | 7662 | 7 | 10.4 | Residential | Yes | Behind the Meter | Vivint Solar Developer, LLC | PSE&G | Accepted | 2019-03-15 | 2019-03-15 | 2020-03-15 | Solar Edge | SE7600H-US | Inverters | 7600 |  | 1 |  |  | 0.992 |  | Outdoor | Near the Utility Meter.
Solar Registration Program | NJSRRE1540502240 | WALL TOWNSHIP | 7719 | 17 | 10.4 | Residential | Yes | Behind the Meter | Vivint Solar Developer, LLC | JCP&L | Accepted | 2019-03-20 | 2019-03-21 | 2020-03-21 | Hanwha Solar | Q.PEAK DUO BLK-G5 315 | Solar Panels |  | 0.315 | 3 | 264 | 22 |  | Fixed | Roof
Solar Registration Program | NJSRRE1540502240 | WALL TOWNSHIP | 7719 | 17 | 10.4 | Residential | Yes | Behind the Meter | Vivint Solar Developer, LLC | JCP&L | Accepted | 2019-03-20 | 2019-03-21 | 2020-03-21 | Hanwha Solar | Q.PEAK DUO BLK-G5 315 | Solar Panels |  | 0.315 | 14 | 264 | 22 |  | Fixed | Roof
Solar Registration Program | NJSRRE1540502240 | WALL TOWNSHIP | 7719 | 17 | 10.4 | Residential | Yes | Behind the Meter | Vivint Solar Developer, LLC | JCP&L | Accepted | 2019-03-20 | 2019-03-21 | 2020-03-21 | Hanwha Solar | Q.PEAK DUO BLK-G5 315 | Solar Panels |  | 0.315 | 16 | 84 | 22 |  | Fixed | Roof
Solar Registration Program | NJSRRE1540502240 | WALL TOWNSHIP | 7719 | 17 | 10.4 | Residential | Yes | Behind the Meter | Vivint Solar Developer, LLC | JCP&L | Accepted | 2019-03-20 | 2019-03-21 | 2020-03-21 | Solar Edge | SE7600H-US | Inverters | 7600 |  | 1 |  |  | 0.992 |  | Outdoor | Near the Utility Meter
Solar Registration Program | NJSRRE1540713264 | Budd Lake | 7828 | 3 | 10.4 | Residential | No | Behind the Meter | Suntuity Solar LLC | JCP&L | Accepted | 2019-03-25 | 2019-03-26 | 2020-03-26 | Hanwha Solar | Q-Cells 315 Mono | Solar Panels |  | 0.315 | 26 | 142 | 23 |  | Fixed | Roof
Solar Registration Program | NJSRRE1540713264 | Budd Lake | 7828 | 3 | 10.4 | Residential | No | Behind the Meter | Suntuity Solar LLC | JCP&L | Accepted | 2019-03-25 | 2019-03-26 | 2020-03-26 | Hanwha Solar | Q-Cells 315 Mono | Solar Panels |  | 0.315 | 7 | 142 | 19 |  | Fixed | Roof
Solar Registration Program | NJSRRE1540713264 | Budd Lake | 7828 | 3 | 10.4 | Residential | No | Behind the Meter | Suntuity Solar LLC | JCP&L | Accepted | 2019-03-25 | 2019-03-26 | 2020-03-26 | Enphase Energy | IQ7-60-2-US | Inverters | 240 |  | 33 |  |  | 0.97 |  | Outdoor | Behind the PV Modules
Solar Registration Program | NJSRRE1540743021 | South Plainfield | 7080 | 11 | 10.4 | Residential | Yes | Behind the Meter | Vivint Solar Developer, LLC | PSE&G | Accepted | 2019-04-02 | 2019-04-02 | 2020-04-02 | Hanwha Solar | Q.PEAK DUO BLK-G5 315 | Solar Panels |  | 0.315 | 4 | 105 | 37 |  | Fixed | Roof
Solar Registration Program | NJSRRE1540743021 | South Plainfield | 7080 | 11 | 10.4 | Residential | Yes | Behind the Meter | Vivint Solar Developer, LLC | PSE&G | Accepted | 2019-04-02 | 2019-04-02 | 2020-04-02 | Hanwha Solar | Q.PEAK DUO BLK-G5 315 | Solar Panels |  | 0.315 | 8 | 285 | 37 |  | Fixed | Roof
Solar Registration Program | NJSRRE1540743021 | South Plainfield | 7080 | 11 | 10.4 | Residential | Yes | Behind the Meter | Vivint Solar Developer, LLC | PSE&G | Accepted | 2019-04-02 | 2019-04-02 | 2020-04-02 | Hanwha Solar | Q.PEAK DUO BLK-G5 315 | Solar Panels |  | 0.315 | 16 | 105 | 37 |  | Fixed | Roof
Solar Registration Program | NJSRRE1540743021 | South Plainfield | 7080 | 11 | 10.4 | Residential | Yes | Behind the Meter | Vivint Solar Developer, LLC | PSE&G | Accepted | 2019-04-02 | 2019-04-02 | 2020-04-02 | Hanwha Solar | Q.PEAK DUO BLK-G5 315 | Solar Panels |  | 0.315 | 2 | 105 | 24 |  | Fixed | Roof
Solar Registration Program | NJSRRE1540743021 | South Plainfield | 7080 | 11 | 10.4 | Residential | Yes | Behind the Meter | Vivint Solar Developer, LLC | PSE&G | Accepted | 2019-04-02 | 2019-04-02 | 2020-04-02 | Hanwha Solar | Q.PEAK DUO BLK-G5 315 | Solar Panels |  | 0.315 | 3 | 195 | 27 |  | Fixed | Roof
Solar Registration Program | NJSRRE1540743021 | South Plainfield | 7080 | 11 | 10.4 | Residential | Yes | Behind the Meter | Vivint Solar Developer, LLC | PSE&G | Accepted | 2019-04-02 | 2019-04-02 | 2020-04-02 | Solar Edge | SE7600H-US | Inverters | 7600 |  | 1 |  |  | 0.992 |  | Outdoor | Near the Utility Meter
Solar Registration Program | NJSRRE1540823002 | Cape May | 8204 | 21 | 10.4 | Residential | Yes | Behind the Meter | Trinity Solar | AC Electric | Accepted | 2019-04-05 | 2019-04-09 | 2020-04-09 | HANWHA | Q.PEAK DUO BLK-G5 315 | Solar Panels |  | 0.315 | 13 | 212 | 27 |  | Fixed | Roof
Solar Registration Program | NJSRRE1540823002 | Cape May | 8204 | 21 | 10.4 | Residential | Yes | Behind the Meter | Trinity Solar | AC Electric | Accepted | 2019-04-05 | 2019-04-09 | 2020-04-09 | HANWHA | Q.PEAK DUO BLK-G5 315 | Solar Panels |  | 0.315 | 20 | 212 | 18 |  | Fixed | Roof
Solar Registration Program | NJSRRE1540823002 | Cape May | 8204 | 21 | 10.4 | Residential | Yes | Behind the Meter | Trinity Solar | AC Electric | Accepted | 2019-04-05 | 2019-04-09 | 2020-04-09 | Solar Edge | SE10000H-US | Inverters | 10000 |  | 1 |  |  | 0.97 |  | Outdoor | side of home
Solar Registration Program | NJSRRE1541046854 | Woodbine | 8270 | 21 | 10.4 | Residential | No | Behind the Meter | Castle Energy, LLC | AC Electric | Accepted | 2019-05-28 | 2019-05-31 | 2020-05-31 | Hanwha QCells | Q.PEAK DUO G5 315 | Solar Panels |  | 0.315 | 12 | 199 | 18 |  | Fixed | Roof
Solar Registration Program | NJSRRE1541046854 | Woodbine | 8270 | 21 | 10.4 | Residential | No | Behind the Meter | Castle Energy, LLC | AC Electric | Accepted | 2019-05-28 | 2019-05-31 | 2020-05-31 | Hanwha QCells | Q.PEAK DUO G5 315 | Solar Panels |  | 0.315 | 6 | 200 | 65 |  | Fixed | Roof
Solar Registration Program | NJSRRE1541046854 | Woodbine | 8270 | 21 | 10.4 | Residential | No | Behind the Meter | Castle Energy, LLC | AC Electric | Accepted | 2019-05-28 | 2019-05-31 | 2020-05-31 | Hanwha QCells | Q.PEAK DUO G5 315 | Solar Panels |  | 0.315 | 12 | 200 | 18 |  | Fixed | Roof
Solar Registration Program | NJSRRE1541046854 | Woodbine | 8270 | 21 | 10.4 | Residential | No | Behind the Meter | Castle Energy, LLC | AC Electric | Accepted | 2019-05-28 | 2019-05-31 | 2020-05-31 | Hanwha QCells | Q.PEAK DUO G5 315 | Solar Panels |  | 0.315 | 3 | 20 | 18 |  | Fixed | Roof
Solar Registration Program | NJSRRE1541046854 | Woodbine | 8270 | 21 | 10.4 | Residential | No | Behind the Meter | Castle Energy, LLC | AC Electric | Accepted | 2019-05-28 | 2019-05-31 | 2020-05-31 | Enphase Energy | IQ7-60-2-US | Inverters | 240 |  | 33 |  |  | 0.976 |  | Outdoor | On rooftop underneath each solar module
Solar Registration Program | NJSRRE1541117688 | Bordentown | 8505 | 13 | 10.4 | Residential | Yes | Behind the Meter | Pro Custom Solar dba Momentum Solar | PSE&G | Accepted | 2019-06-05 | 2019-06-10 | 2020-06-10 | HANWHA | Q.PEAK DUO BLK-G5 315 | Solar Panels |  | 0.315 | 33 | 202 | 21 |  | Fixed | Roof
Solar Registration Program | NJSRRE1541117688 | Bordentown | 8505 | 13 | 10.4 | Residential | Yes | Behind the Meter | Pro Custom Solar dba Momentum Solar | PSE&G | Accepted | 2019-06-05 | 2019-06-10 | 2020-06-10 | ENPHASE | IQ7 | Inverters | 240 |  | 33 |  |  | 0.97 |  | Outside | ROOF
Solar Registration Program | NJSRRE1541131805 | Howell | 7731 | 17 | 10.4 | Residential | No | Behind the Meter | Trinity Solar | JCP&L | Accepted | 2019-06-11 | 2019-06-14 | 2020-06-14 | Hanwha | Q.PEAK DUO BLK-G5 315 | Solar Panels |  | 0.315 | 21 | 172 | 18 |  | Fixed | Roof
Solar Registration Program | NJSRRE1541131805 | Howell | 7731 | 17 | 10.4 | Residential | No | Behind the Meter | Trinity Solar | JCP&L | Accepted | 2019-06-11 | 2019-06-14 | 2020-06-14 | Hanwha | Q.PEAK DUO BLK-G5 315 | Solar Panels |  | 0.315 | 12 | 172 | 18 |  | Fixed | Roof
Solar Registration Program | NJSRRE1541131805 | Howell | 7731 | 17 | 10.4 | Residential | No | Behind the Meter | Trinity Solar | JCP&L | Accepted | 2019-06-11 | 2019-06-14 | 2020-06-14 | Solar Edge | SE10000 | Inverters | 10000 |  | 1 |  |  | 0.97 |  | Outside | side of home
Solar Registration Program | NJSRRE1541419436 | Bayonne | 7002 | 8 | 10.4 | Residential | Yes | Behind the Meter | Pro Custom Solar dba Momentum Solar | PSE&G | Accepted | 2019-06-18 | 2019-06-20 | 2020-06-20 | Hanwha | Q.PEAK DUO BLK-G5 315 | Solar Panels |  | 0.315 | 24 | 188 | 46 |  | Fixed | Roof
Solar Registration Program | NJSRRE1541419436 | Bayonne | 7002 | 8 | 10.4 | Residential | Yes | Behind the Meter | Pro Custom Solar dba Momentum Solar | PSE&G | Accepted | 2019-06-18 | 2019-06-20 | 2020-06-20 | Hanwha | Q.PEAK DUO BLK-G5 315 | Solar Panels |  | 0.315 | 9 | 8 | 40 |  | Fixed | Roof
Solar Registration Program | NJSRRE1541419436 | Bayonne | 7002 | 8 | 10.4 | Residential | Yes | Behind the Meter | Pro Custom Solar dba Momentum Solar | PSE&G | Accepted | 2019-06-18 | 2019-06-20 | 2020-06-20 | Enphase | IQ7-60-2-US | Inverters | 250 |  | 33 |  |  | 0.97 |  | Outdoor | Roof
Solar Registration Program | NJSRRE1541500315 | Linden | 7063 | 10 | 10.4 | Residential | Yes | Behind the Meter | Vivint Solar Developer, LLC | PSE&G | Accepted | 2019-06-28 | 2019-07-01 | 2020-07-01 | Hanwha Solar | Q.PEAK BLK-G5 315 | Solar Panels |  | 0.315 | 15 | 44 | 20 |  | Fixed | Roof
Solar Registration Program | NJSRRE1541500315 | Linden | 7063 | 10 | 10.4 | Residential | Yes | Behind the Meter | Vivint Solar Developer, LLC | PSE&G | Accepted | 2019-06-28 | 2019-07-01 | 2020-07-01 | Hanwha Solar | Q.PEAK BLK-G5 315 | Solar Panels |  | 0.315 | 18 | 224 | 20 |  | Fixed | Roof
Solar Registration Program | NJSRRE1541500315 | Linden | 7063 | 10 | 10.4 | Residential | Yes | Behind the Meter | Vivint Solar Developer, LLC | PSE&G | Accepted | 2019-06-28 | 2019-07-01 | 2020-07-01 | SolarEdge | SE7600H-US | Inverters | 7600 |  | 1 |  |  | 0.992 |  | Outdoor | Near the Utility Meter
Solar Registration Program | NJSRRE1541514361 | Glen Ridge | 7028 | 9 | 10.4 | Residential | No | Behind the Meter | Green Power Energy | PSE&G | Accepted | 2019-07-01 | 2019-08-22 | 2020-08-22 | Panasonic | VBHN325KA03 | Solar Panels |  | 0.325 | 32 | 105 | 47 |  | Fixed | Roof
Solar Registration Program | NJSRRE1541514361 | Glen Ridge | 7028 | 9 | 10.4 | Residential | No | Behind the Meter | Green Power Energy | PSE&G | Accepted | 2019-07-01 | 2019-08-22 | 2020-08-22 | Solar Edge | SE7600H-US | Inverters | 7600 |  | 1 |  |  | 0.97 |  | Outside | next to meter
Solar Registration Program | NJSRRE1541516174 | Princeton | 8540 | 12 | 10.4 | Residential | Yes | Behind the Meter | Trinity Solar | PSE&G | Accepted | 2019-07-01 | 2019-07-03 | 2020-07-03 | Hanwha 315 | Q.PEAK DUO BLK-G5 315 | Solar Panels |  | 0.315 | 19 | 249 | 27 |  | Fixed | Roof
Solar Registration Program | NJSRRE1541516174 | Princeton | 8540 | 12 | 10.4 | Residential | Yes | Behind the Meter | Trinity Solar | PSE&G | Accepted | 2019-07-01 | 2019-07-03 | 2020-07-03 | Hanwha 315 | Q.PEAK DUO BLK-G5 315 | Solar Panels |  | 0.315 | 3 | 159 | 27 |  | Fixed | Roof
Solar Registration Program | NJSRRE1541516174 | Princeton | 8540 | 12 | 10.4 | Residential | Yes | Behind the Meter | Trinity Solar | PSE&G | Accepted | 2019-07-01 | 2019-07-03 | 2020-07-03 | Hanwha 315 | Q.PEAK DUO BLK-G5 315 | Solar Panels |  | 0.315 | 11 | 69 | 27 |  | Fixed | Roof
Solar Registration Program | NJSRRE1541516174 | Princeton | 8540 | 12 | 10.4 | Residential | Yes | Behind the Meter | Trinity Solar | PSE&G | Accepted | 2019-07-01 | 2019-07-03 | 2020-07-03 | Solar Edge | SE10000H-US | Inverters | 10000 |  | 1 |  |  | 0.97 |  | Outside | Side of home
Solar Registration Program | NJSRRE1541615306 | LINDEN | 7036 | 10 | 10.4 | Residential | Yes | Behind the Meter | Vivint Solar Developer, LLC | PSE&G | Accepted | 2019-07-05 | 2019-07-09 | 2020-07-09 | HANWHA SOLAR | Q.PEAK BLK-G5 315 | Solar Panels |  | 0.315 | 30 | 218 | 27 |  | Fixed | Roof
Solar Registration Program | NJSRRE1541615306 | LINDEN | 7036 | 10 | 10.4 | Residential | Yes | Behind the Meter | Vivint Solar Developer, LLC | PSE&G | Accepted | 2019-07-05 | 2019-07-09 | 2020-07-09 | HANWHA SOLAR | Q.PEAK BLK-G5 315 | Solar Panels |  | 0.315 | 3 | 38 | 27 |  | Fixed | Roof
Solar Registration Program | NJSRRE1541615306 | LINDEN | 7036 | 10 | 10.4 | Residential | Yes | Behind the Meter | Vivint Solar Developer, LLC | PSE&G | Accepted | 2019-07-05 | 2019-07-09 | 2020-07-09 | SOLAREDGE | SE7600H-US | Inverters | 7600 |  | 1 |  |  | 0.992 |  | Outdoor | Near The Utility meter
Solar Registration Program | NJSRRE1541688378 | Kendall Park | 8824 | 11 | 10.4 | Residential | Yes | Behind the Meter | Pro Custom Solar dba Momentum Solar | PSE&G | Accepted | 2019-07-19 | 2019-07-23 | 2020-07-23 | hanwha | Q. PEAK DUO BLK-G5 315 | Solar Panels |  | 0.315 | 33 | 80 | 15 |  | Fixed | Roof
Solar Registration Program | NJSRRE1541688378 | Kendall Park | 8824 | 11 | 10.4 | Residential | Yes | Behind the Meter | Pro Custom Solar dba Momentum Solar | PSE&G | Accepted | 2019-07-19 | 2019-07-23 | 2020-07-23 | ENPHASE | IQ7-60-2-US | Inverters | 250 |  | 33 |  |  | 0.97 |  | Outdoor | ROOF
Solar Registration Program | NJSRRE1541689408 | Wayne | 7470 | 6 | 10.4 | Residential | Yes | Behind the Meter | Pro Custom Solar dba Momentum Solar | PSE&G | Accepted | 2019-07-19 | 2019-07-23 | 2020-07-23 | HANWHA | Q.PEAK DUO BLK-G5 315 | Solar Panels |  | 0.315 | 5 | 194 | 26 |  | Fixed | Roof
Solar Registration Program | NJSRRE1541689408 | Wayne | 7470 | 6 | 10.4 | Residential | Yes | Behind the Meter | Pro Custom Solar dba Momentum Solar | PSE&G | Accepted | 2019-07-19 | 2019-07-23 | 2020-07-23 | HANWHA | Q.PEAK DUO BLK-G5 315 | Solar Panels |  | 0.315 | 5 | 194 | 30 |  | Fixed | Roof
Solar Registration Program | NJSRRE1541689408 | Wayne | 7470 | 6 | 10.4 | Residential | Yes | Behind the Meter | Pro Custom Solar dba Momentum Solar | PSE&G | Accepted | 2019-07-19 | 2019-07-23 | 2020-07-23 | HANWHA | Q.PEAK DUO BLK-G5 315 | Solar Panels |  | 0.315 | 8 | 284 | 31 |  | Fixed | Roof
Solar Registration Program | NJSRRE1541689408 | Wayne | 7470 | 6 | 10.4 | Residential | Yes | Behind the Meter | Pro Custom Solar dba Momentum Solar | PSE&G | Accepted | 2019-07-19 | 2019-07-23 | 2020-07-23 | HANWHA | Q.PEAK DUO BLK-G5 315 | Solar Panels |  | 0.315 | 6 | 104 | 4 |  | Fixed | Roof
Solar Registration Program | NJSRRE1541689408 | Wayne | 7470 | 6 | 10.4 | Residential | Yes | Behind the Meter | Pro Custom Solar dba Momentum Solar | PSE&G | Accepted | 2019-07-19 | 2019-07-23 | 2020-07-23 | HANWHA | Q.PEAK DUO BLK-G5 315 | Solar Panels |  | 0.315 | 9 | 104 | 29 |  | Fixed | Roof
Solar Registration Program | NJSRRE1541689408 | Wayne | 7470 | 6 | 10.4 | Residential | Yes | Behind the Meter | Pro Custom Solar dba Momentum Solar | PSE&G | Accepted | 2019-07-19 | 2019-07-23 | 2020-07-23 | ENPHASE | IQ7-60-2-US | Inverters | 250 |  | 33 |  |  | 0.97 |  | Outdoor | Roof
Solar Registration Program | NJSRRE1541723920 | Galloway | 8205 | 19 | 10.4 | Residential | Yes | Behind the Meter | Trinity Solar | AC Electric | Accepted | 2019-07-31 | 2019-08-05 | 2020-08-05 | Hanwha 315 | Q.PEAK DUO BLK-G5 315 | Solar Panels |  | 0.315 | 20 | 265 | 34 |  | Fixed | Roof
Solar Registration Program | NJSRRE1541723920 | Galloway | 8205 | 19 | 10.4 | Residential | Yes | Behind the Meter | Trinity Solar | AC Electric | Accepted | 2019-07-31 | 2019-08-05 | 2020-08-05 | Hanwha 315 | Q.PEAK DUO BLK-G5 315 | Solar Panels |  | 0.315 | 3 | 265 | 27 |  | Fixed | Roof
Solar Registration Program | NJSRRE1541723920 | Galloway | 8205 | 19 | 10.4 | Residential | Yes | Behind the Meter | Trinity Solar | AC Electric | Accepted | 2019-07-31 | 2019-08-05 | 2020-08-05 | Hanwha 315 | Q.PEAK DUO BLK-G5 315 | Solar Panels |  | 0.315 | 10 | 265 | 34 |  | Fixed | Roof
Solar Registration Program | NJSRRE1541723920 | Galloway | 8205 | 19 | 10.4 | Residential | Yes | Behind the Meter | Trinity Solar | AC Electric | Accepted | 2019-07-31 | 2019-08-05 | 2020-08-05 | Solar Edge | SE10000H-US000BNC4 | Inverters | 10000 |  | 1 |  |  | 0.97 |  | Outside | Side of home
Solar Registration Program | NJSRRE1541790618 | Pennsauken | 8109 | 14 | 10.4 | Residential | Yes | Behind the Meter | Vivint Solar Developer, LLC | PSE&G | Accepted | 2019-08-21 | 2019-08-23 | 2020-08-23 | Hanwha Solar | Q.PEAK BLK G5 315 | Solar Panels |  | 0.315 | 14 | 141 | 24 |  | Fixed | Roof
Solar Registration Program | NJSRRE1541790618 | Pennsauken | 8109 | 14 | 10.4 | Residential | Yes | Behind the Meter | Vivint Solar Developer, LLC | PSE&G | Accepted | 2019-08-21 | 2019-08-23 | 2020-08-23 | Hanwha Solar | Q.PEAK BLK G5 315 | Solar Panels |  | 0.315 | 3 | 141 | 24 |  | Fixed | Roof
Solar Registration Program | NJSRRE1541790618 | Pennsauken | 8109 | 14 | 10.4 | Residential | Yes | Behind the Meter | Vivint Solar Developer, LLC | PSE&G | Accepted | 2019-08-21 | 2019-08-23 | 2020-08-23 | Hanwha Solar | Q.PEAK BLK G5 315 | Solar Panels |  | 0.315 | 16 | 321 | 24 |  | Fixed | Roof
Solar Registration Program | NJSRRE1541790618 | Pennsauken | 8109 | 14 | 10.4 | Residential | Yes | Behind the Meter | Vivint Solar Developer, LLC | PSE&G | Accepted | 2019-08-21 | 2019-08-23 | 2020-08-23 | SolarEdge | SE7600H-US | Inverters | 7600 |  | 1 |  |  | 0.992 |  | Outdoor | Near The Utility Meter
Solar Registration Program | NJSRRE1541800282 | Blackwood | 8012 | 14 | 10.4 | Residential | Yes | Behind the Meter | Trinity Solar | AC Electric | Accepted | 2019-08-07 | 2019-08-12 | 2020-08-12 | Hanwha 315 | Q.PEAK DUO BLK-G5 315 | Solar Panels |  | 0.315 | 33 | 154 | 23 |  | Fixed | Roof
Solar Registration Program | NJSRRE1541800282 | Blackwood | 8012 | 14 | 10.4 | Residential | Yes | Behind the Meter | Trinity Solar | AC Electric | Accepted | 2019-08-07 | 2019-08-12 | 2020-08-12 | Solar Edge | SE10000H-US000BNC4 | Inverters | 10000 |  | 1 |  |  | 0.97 |  | Outside | Side of home
Solar Registration Program | NJSRRE1541804846 | Mine Hill | 7803 | 3 | 10.4 | Residential | Yes | Behind the Meter | Vivint Solar Developer, LLC | JCP&L | Accepted | 2019-08-13 | 2019-08-23 | 2020-08-23 | HANWHA SOLAR | Q.PEAK BLK-G5 315 | Solar Panels |  | 0.315 | 4 | 243 | 23 |  | Fixed | Roof
Solar Registration Program | NJSRRE1541804846 | Mine Hill | 7803 | 3 | 10.4 | Residential | Yes | Behind the Meter | Vivint Solar Developer, LLC | JCP&L | Accepted | 2019-08-13 | 2019-08-23 | 2020-08-23 | HANWHA SOLAR | Q.PEAK BLK-G5 315 | Solar Panels |  | 0.315 | 13 | 333 | 23 |  | Fixed | Roof
Solar Registration Program | NJSRRE1541804846 | Mine Hill | 7803 | 3 | 10.4 | Residential | Yes | Behind the Meter | Vivint Solar Developer, LLC | JCP&L | Accepted | 2019-08-13 | 2019-08-23 | 2020-08-23 | HANWHA SOLAR | Q.PEAK BLK-G5 315 | Solar Panels |  | 0.315 | 4 | 153 | 23 |  | Fixed | Roof
Solar Registration Program | NJSRRE1541804846 | Mine Hill | 7803 | 3 | 10.4 | Residential | Yes | Behind the Meter | Vivint Solar Developer, LLC | JCP&L | Accepted | 2019-08-13 | 2019-08-23 | 2020-08-23 | HANWHA SOLAR | Q.PEAK BLK-G5 315 | Solar Panels |  | 0.315 | 12 | 333 | 23 |  | Fixed | Roof
Solar Registration Program | NJSRRE1541804846 | Mine Hill | 7803 | 3 | 10.4 | Residential | Yes | Behind the Meter | Vivint Solar Developer, LLC | JCP&L | Accepted | 2019-08-13 | 2019-08-23 | 2020-08-23 | SOLAREDGE | SE7600H-US000BNC4 | Inverters | 7600 |  | 1 |  |  | 0.992 |  | Outdoor | Near The Utility Meter
Solar Registration Program | NJSRRE1541841374 | Monroe Township | 8831 | 11 | 10.4 | Residential | Yes | Behind the Meter | Vivint Solar Developer, LLC | JCP&L | Accepted | 2019-08-19 | 2019-08-23 | 2020-08-23 | HANWHA SOLAR | Q.PEAK BLK-G5 315 | Solar Panels |  | 0.315 | 33 | 111 | 19 |  | Fixed | Roof
Solar Registration Program | NJSRRE1541841374 | Monroe Township | 8831 | 11 | 10.4 | Residential | Yes | Behind the Meter | Vivint Solar Developer, LLC | JCP&L | Accepted | 2019-08-19 | 2019-08-23 | 2020-08-23 | SOLAREDGE | SE7600H-US | Inverters | 7600 |  | 1 |  |  | 0.992 |  | Outdoor | Near the Utility Meter
Solar Registration Program | NJSRRE1541851321 | Cherry Hill | 8034 | 14 | 10.4 | Residential | Yes | Behind the Meter | SunPower Corporation, Systems | PSE&G | Accepted | 2019-08-16 | 2019-08-23 | 2020-08-23 | SUNPOWER | SPR-A400-G-AC | Solar Panels |  | 0.4 | 16 | 141 | 23 |  | Fixed | Roof
Solar Registration Program | NJSRRE1541851321 | Cherry Hill | 8034 | 14 | 10.4 | Residential | Yes | Behind the Meter | SunPower Corporation, Systems | PSE&G | Accepted | 2019-08-16 | 2019-08-23 | 2020-08-23 | SUNPOWER | SPR-A400-G-AC | Solar Panels |  | 0.4 | 10 | 231 | 23 |  | Fixed | Roof
Solar Registration Program | NJSRRE1541851321 | Cherry Hill | 8034 | 14 | 10.4 | Residential | Yes | Behind the Meter | SunPower Corporation, Systems | PSE&G | Accepted | 2019-08-16 | 2019-08-23 | 2020-08-23 | SUNPOWER | SPR-A400-G-AC | Inverters | 320 |  | 26 |  |  | 0.97 |  | Other | under each panel
Solar Registration Program | NJSRRE1541888776 | AUDUBON | 8106 | 14 | 10.4 | Residential | No | Behind the Meter | Vivint Solar Developer, LLC | PSE&G | Accepted | 2019-09-06 | 2019-09-06 | 2020-09-06 | Hanwha Solar | Q.PEAK BLK-G5 315 | Solar Panels |  | 0.315 | 6 | 230 | 30 |  | Fixed | Roof
Solar Registration Program | NJSRRE1541888776 | AUDUBON | 8106 | 14 | 10.4 | Residential | No | Behind the Meter | Vivint Solar Developer, LLC | PSE&G | Accepted | 2019-09-06 | 2019-09-06 | 2020-09-06 | Hanwha Solar | Q.PEAK BLK-G5 315 | Solar Panels |  | 0.315 | 6 | 50 | 30 |  | Fixed | Roof
Solar Registration Program | NJSRRE1541888776 | AUDUBON | 8106 | 14 | 10.4 | Residential | No | Behind the Meter | Vivint Solar Developer, LLC | PSE&G | Accepted | 2019-09-06 | 2019-09-06 | 2020-09-06 | Hanwha Solar | Q.PEAK BLK-G5 315 | Solar Panels |  | 0.315 | 6 | 230 | 18 |  | Fixed | Roof
Solar Registration Program | NJSRRE1541888776 | AUDUBON | 8106 | 14 | 10.4 | Residential | No | Behind the Meter | Vivint Solar Developer, LLC | PSE&G | Accepted | 2019-09-06 | 2019-09-06 | 2020-09-06 | Hanwha Solar | Q.PEAK BLK-G5 315 | Solar Panels |  | 0.315 | 15 | 140 | 33 |  | Fixed | Roof
Solar Registration Program | NJSRRE1541888776 | AUDUBON | 8106 | 14 | 10.4 | Residential | No | Behind the Meter | Vivint Solar Developer, LLC | PSE&G | Accepted | 2019-09-06 | 2019-09-06 | 2020-09-06 | SolarEdge | SE3800H-US | Inverters | 3800 |  | 1 |  |  | 0.992 |  | Outdoor | Near the Utility Meter
Solar Registration Program | NJSRRE1541888776 | AUDUBON | 8106 | 14 | 10.4 | Residential | No | Behind the Meter | Vivint Solar Developer, LLC | PSE&G | Accepted | 2019-09-06 | 2019-09-06 | 2020-09-06 | SolarEdge | SE7600H-US | Inverters | 7600 |  | 1 |  |  | 0.992 |  | Outdoor | Near the Utility Meter
Solar Registration Program | NJSRRE1541976098 | Williamstown | 8094 | 15 | 10.4 | Residential | Yes | Behind the Meter | Trinity Solar | AC Electric | Accepted | 2019-08-30 | 2019-09-04 | 2020-09-04 | HANWHA | Q.PEAK DUO BLK-G5 315 | Solar Panels |  | 0.315 | 18 | 276 | 30 |  | Fixed | Roof
Solar Registration Program | NJSRRE1541976098 | Williamstown | 8094 | 15 | 10.4 | Residential | Yes | Behind the Meter | Trinity Solar | AC Electric | Accepted | 2019-08-30 | 2019-09-04 | 2020-09-04 | HANWHA | Q.PEAK DUO BLK-G5 315 | Solar Panels |  | 0.315 | 10 | 96 | 30 |  | Fixed | Roof
Solar Registration Program | NJSRRE1541976098 | Williamstown | 8094 | 15 | 10.4 | Residential | Yes | Behind the Meter | Trinity Solar | AC Electric | Accepted | 2019-08-30 | 2019-09-04 | 2020-09-04 | HANWHA | Q.PEAK DUO BLK-G5 315 | Solar Panels |  | 0.315 | 5 | 276 | 18 |  | Fixed | Roof
Solar Registration Program | NJSRRE1541976098 | Williamstown | 8094 | 15 | 10.4 | Residential | Yes | Behind the Meter | Trinity Solar | AC Electric | Accepted | 2019-08-30 | 2019-09-04 | 2020-09-04 | Solar Edge | SE10000H-US000BNC4 | Inverters | 10000 |  | 1 |  |  | 0.97 |  | Outdoor | side of home
Solar Registration Program | NJSRRE1541993218 | Barnegat Township | 8005 | 18 | 10.4 | Residential | Yes | Behind the Meter | Suntuity Solar LLC | JCP&L | Accepted | 2019-09-03 | 2019-09-05 | 2020-09-05 | Yingli Green Energy | YL315D-30b | Solar Panels |  | 0.315 | 18 | 159 | 32 |  | Fixed | Roof
Solar Registration Program | NJSRRE1541993218 | Barnegat Township | 8005 | 18 | 10.4 | Residential | Yes | Behind the Meter | Suntuity Solar LLC | JCP&L | Accepted | 2019-09-03 | 2019-09-05 | 2020-09-05 | Yingli Green Energy | YL315D-30b | Solar Panels |  | 0.315 | 15 | 339 | 32 |  | Fixed | Roof
Solar Registration Program | NJSRRE1541993218 | Barnegat Township | 8005 | 18 | 10.4 | Residential | Yes | Behind the Meter | Suntuity Solar LLC | JCP&L | Accepted | 2019-09-03 | 2019-09-05 | 2020-09-05 | Enphase Energy | IQ7-60-2-US | Inverters | 240 |  | 33 |  |  | 0.97 |  | Outdoor | Behind the PV Modules
Solar Registration Program | NJSRRE1542248582 | New Milford | 7646 | 7 | 10.4 | Residential | Yes | Behind the Meter | SunPower Corporation, Systems | PSE&G | Accepted | 2019-09-06 | 2019-09-09 | 2020-09-09 | SUNPOWER | SPR-A400-G-AC | Solar Panels |  | 0.4 | 19 | 270 | 30 |  | Fixed | Roof
Solar Registration Program | NJSRRE1542248582 | New Milford | 7646 | 7 | 10.4 | Residential | Yes | Behind the Meter | SunPower Corporation, Systems | PSE&G | Accepted | 2019-09-06 | 2019-09-09 | 2020-09-09 | SUNPOWER | SPR-A400-G-AC | Solar Panels |  | 0.4 | 7 | 90 | 30 |  | Fixed | Roof
Solar Registration Program | NJSRRE1542248582 | New Milford | 7646 | 7 | 10.4 | Residential | Yes | Behind the Meter | SunPower Corporation, Systems | PSE&G | Accepted | 2019-09-06 | 2019-09-09 | 2020-09-09 | SUNPOWER | SPR-A400-G-AC | Inverters | 320 |  | 26 |  |  | 0.97 |  | Other | under each panel
Solar Registration Program | NJSRRE1542311105 | SEWELL | 8080 | 15 | 10.4 | Residential | No | Behind the Meter | Vivint Solar Developer, LLC | AC Electric | Accepted | 2019-09-06 | 2019-09-11 | 2020-09-11 | Hanwha Solar | Q.PEAK BLK-G5 315 | Solar Panels |  | 0.315 | 33 | 242 | 20 |  | Fixed | Roof
Solar Registration Program | NJSRRE1542311105 | SEWELL | 8080 | 15 | 10.4 | Residential | No | Behind the Meter | Vivint Solar Developer, LLC | AC Electric | Accepted | 2019-09-06 | 2019-09-11 | 2020-09-11 | SolarEdge | SE7600H-US | Inverters | 7600 |  | 1 |  |  | 0.992 |  | Outdoor | Near The Utility Meter
Solar Registration Program | NJSRRE1542370393 | HOWELL | 7731 | 17 | 10.4 | Residential | Yes | Behind the Meter | Vivint Solar Developer, LLC | JCP&L | Accepted | 2019-09-09 | 2019-09-11 | 2020-09-11 | HANWHA SOLAR | Q.PEAK BLK-G5 315 | Solar Panels |  | 0.315 | 2 | 114 | 23 |  | Fixed | Roof
Solar Registration Program | NJSRRE1542370393 | HOWELL | 7731 | 17 | 10.4 | Residential | Yes | Behind the Meter | Vivint Solar Developer, LLC | JCP&L | Accepted | 2019-09-09 | 2019-09-11 | 2020-09-11 | HANWHA SOLAR | Q.PEAK BLK-G5 315 | Solar Panels |  | 0.315 | 7 | 204 | 23 |  | Fixed | Roof
Solar Registration Program | NJSRRE1542370393 | HOWELL | 7731 | 17 | 10.4 | Residential | Yes | Behind the Meter | Vivint Solar Developer, LLC | JCP&L | Accepted | 2019-09-09 | 2019-09-11 | 2020-09-11 | HANWHA SOLAR | Q.PEAK BLK-G5 315 | Solar Panels |  | 0.315 | 15 | 204 | 23 |  | Fixed | Roof
Solar Registration Program | NJSRRE1542370393 | HOWELL | 7731 | 17 | 10.4 | Residential | Yes | Behind the Meter | Vivint Solar Developer, LLC | JCP&L | Accepted | 2019-09-09 | 2019-09-11 | 2020-09-11 | HANWHA SOLAR | Q.PEAK BLK-G5 315 | Solar Panels |  | 0.315 | 7 | 24 | 23 |  | Fixed | Roof
Solar Registration Program | NJSRRE1542370393 | HOWELL | 7731 | 17 | 10.4 | Residential | Yes | Behind the Meter | Vivint Solar Developer, LLC | JCP&L | Accepted | 2019-09-09 | 2019-09-11 | 2020-09-11 | HANWHA SOLAR | Q.PEAK BLK-G5 315 | Solar Panels |  | 0.315 | 2 | 294 | 23 |  | Fixed | Roof
Solar Registration Program | NJSRRE1542370393 | HOWELL | 7731 | 17 | 10.4 | Residential | Yes | Behind the Meter | Vivint Solar Developer, LLC | JCP&L | Accepted | 2019-09-09 | 2019-09-11 | 2020-09-11 | SOLAREDGE TECHNOLOGIES | SE7600H-US000BNC4 | Inverters | 7600 |  | 1 |  |  | 0.992 |  | Outdoor | Near The Utility Meter
Solar Registration Program | NJSRRE1542372989 | West Milford | 7480 | 6 | 10.4 | Residential | No | Behind the Meter | New Jersey Clean Energy Solutions | Orange Rockland Electric | Accepted | 2019-09-09 | 2019-09-11 | 2020-09-11 | Hanwha QPeak | Duo BLKG-5 | Solar Panels |  | 0.315 | 33 | 264 | 27 |  | Fixed | Roof | House
Solar Registration Program | NJSRRE1542372989 | West Milford | 7480 | 6 | 10.4 | Residential | No | Behind the Meter | New Jersey Clean Energy Solutions | Orange Rockland Electric | Accepted | 2019-09-09 | 2019-09-11 | 2020-09-11 | Enphase | IQ7 | Inverters | 240 |  | 33 |  |  | 0.97 |  | Outside | under panel
Solar Registration Program | NJSRRE1542395358 | Manalapan | 7726 | 17 | 10.4 | Residential | No | Behind the Meter | Green Power Energy | JCP&L | Accepted | 2019-09-13 | 2019-09-17 | 2020-09-17 | Panasonic | VBHN325KA03 | Solar Panels |  | 0.325 | 32 | 112 | 34 |  | Fixed | Roof
Solar Registration Program | NJSRRE1542395358 | Manalapan | 7726 | 17 | 10.4 | Residential | No | Behind the Meter | Green Power Energy | JCP&L | Accepted | 2019-09-13 | 2019-09-17 | 2020-09-17 | Solar Edge | SE10000H-US | Inverters | 10000 |  | 1 |  |  | 0.97 |  | Outside | next to meter
Solar Registration Program | NJSRRE1542425689 | Clementon | 8021 | 14 | 10.4 | Residential | Yes | Behind the Meter | Vivint Solar Developer, LLC | AC Electric | Accepted | 2019-09-20 | 2019-09-24 | 2020-09-24 | Hanwha | Q.PEAK BLK-G5 315 | Solar Panels |  | 0.315 | 13 | 293 | 27 |  | Fixed | Roof
Solar Registration Program | NJSRRE1542425689 | Clementon | 8021 | 14 | 10.4 | Residential | Yes | Behind the Meter | Vivint Solar Developer, LLC | AC Electric | Accepted | 2019-09-20 | 2019-09-24 | 2020-09-24 | Hanwha | Q.PEAK BLK-G5 315 | Solar Panels |  | 0.315 | 5 | 293 | 13 |  | Fixed | Roof
Solar Registration Program | NJSRRE1542425689 | Clementon | 8021 | 14 | 10.4 | Residential | Yes | Behind the Meter | Vivint Solar Developer, LLC | AC Electric | Accepted | 2019-09-20 | 2019-09-24 | 2020-09-24 | Hanwha | Q.PEAK BLK-G5 315 | Solar Panels |  | 0.315 | 15 | 113 | 27 |  | Fixed | Roof
Solar Registration Program | NJSRRE1542425689 | Clementon | 8021 | 14 | 10.4 | Residential | Yes | Behind the Meter | Vivint Solar Developer, LLC | AC Electric | Accepted | 2019-09-20 | 2019-09-24 | 2020-09-24 | SolarEdge | SE7600H-US | Inverters | 7600 |  | 1 |  |  | 0.992 |  | Outdoor | Near the Utility Meter
Solar Registration Program | NJSRRE1542434120 | Bayville | 8721 | 18 | 10.4 | Residential | No | Behind the Meter | Green Power Energy | JCP&L | Accepted | 2019-09-25 | 2019-09-27 | 2020-09-27 | Hanwha | Q.PEAK DUO-G5 325 | Solar Panels |  | 0.325 | 32 | 96 | 23 |  | Fixed | Roof
Solar Registration Program | NJSRRE1542434120 | Bayville | 8721 | 18 | 10.4 | Residential | No | Behind the Meter | Green Power Energy | JCP&L | Accepted | 2019-09-25 | 2019-09-27 | 2020-09-27 | Solar Edge | SE10000H-US | Inverters | 10000 |  | 1 |  |  | 0.97 |  | Outside | next to meter
Solar Registration Program | NJSRRE1542445152 | MILLVILLE | 8332 | 20 | 10.4 | Residential | Yes | Behind the Meter | Vivint Solar Developer, LLC | AC Electric | Accepted | 2019-09-26 | 2019-09-30 | 2020-09-30 | Hanwha Solar | Q.PEAK BLK-G5 315 | Solar Panels |  | 0.315 | 21 | 19 | 21 |  | Fixed | Roof
Solar Registration Program | NJSRRE1542445152 | MILLVILLE | 8332 | 20 | 10.4 | Residential | Yes | Behind the Meter | Vivint Solar Developer, LLC | AC Electric | Accepted | 2019-09-26 | 2019-09-30 | 2020-09-30 | Hanwha Solar | Q.PEAK BLK-G5 315 | Solar Panels |  | 0.315 | 3 | 199 | 24 |  | Fixed | Roof
Solar Registration Program | NJSRRE1542445152 | MILLVILLE | 8332 | 20 | 10.4 | Residential | Yes | Behind the Meter | Vivint Solar Developer, LLC | AC Electric | Accepted | 2019-09-26 | 2019-09-30 | 2020-09-30 | Hanwha Solar | Q.PEAK BLK-G5 315 | Solar Panels |  | 0.315 | 4 | 19 | 24 |  | Fixed | Roof
Solar Registration Program | NJSRRE1542445152 | MILLVILLE | 8332 | 20 | 10.4 | Residential | Yes | Behind the Meter | Vivint Solar Developer, LLC | AC Electric | Accepted | 2019-09-26 | 2019-09-30 | 2020-09-30 | Hanwha Solar | Q.PEAK BLK-G5 315 | Solar Panels |  | 0.315 | 5 | 199 | 21 |  | Fixed | Roof
Solar Registration Program | NJSRRE1542445152 | MILLVILLE | 8332 | 20 | 10.4 | Residential | Yes | Behind the Meter | Vivint Solar Developer, LLC | AC Electric | Accepted | 2019-09-26 | 2019-09-30 | 2020-09-30 | SOLAREDGE | SE7600H-US000BNC4 | Inverters | 7600 |  | 1 |  |  | 0.992 |  | Outdoor | Near The Utility Meter
Solar Registration Program | NJSRRE1542461557 | Woodbury | 8096 | 15 | 10.4 | Residential | Yes | Behind the Meter | Vivint Solar Developer, LLC | PSE&G | Accepted | 2019-09-30 | 2019-10-02 | 2020-10-02 | Hanwha | Q.PEAK DUO BLK-G5 315w | Solar Panels |  | 0.315 | 3 | 56 | 30 |  | Fixed | Roof
Solar Registration Program | NJSRRE1542461557 | Woodbury | 8096 | 15 | 10.4 | Residential | Yes | Behind the Meter | Vivint Solar Developer, LLC | PSE&G | Accepted | 2019-09-30 | 2019-10-02 | 2020-10-02 | Hanwha | Q.PEAK DUO BLK-G5 315w | Solar Panels |  | 0.315 | 16 | 56 | 30 |  | Fixed | Roof
Solar Registration Program | NJSRRE1542461557 | Woodbury | 8096 | 15 | 10.4 | Residential | Yes | Behind the Meter | Vivint Solar Developer, LLC | PSE&G | Accepted | 2019-09-30 | 2019-10-02 | 2020-10-02 | Hanwha | Q.PEAK DUO BLK-G5 315w | Solar Panels |  | 0.315 | 3 | 326 | 30 |  | Fixed | Roof
Solar Registration Program | NJSRRE1542461557 | Woodbury | 8096 | 15 | 10.4 | Residential | Yes | Behind the Meter | Vivint Solar Developer, LLC | PSE&G | Accepted | 2019-09-30 | 2019-10-02 | 2020-10-02 | Hanwha | Q.PEAK DUO BLK-G5 315w | Solar Panels |  | 0.315 | 11 | 326 | 30 |  | Fixed | Roof
Solar Registration Program | NJSRRE1542461557 | Woodbury | 8096 | 15 | 10.4 | Residential | Yes | Behind the Meter | Vivint Solar Developer, LLC | PSE&G | Accepted | 2019-09-30 | 2019-10-02 | 2020-10-02 | Solar Edge | SE7600H-US000BNC4 | Inverters | 7600 |  | 1 |  |  | 0.992 |  | Outdoor | Near the Utility Meter
Solar Registration Program | NJSRRE1542476005 | Toms River | 8757 | 18 | 10.4 | Residential | No | Behind the Meter | Trinity Solar | JCP&L | Accepted | 2019-10-01 | 2019-10-03 | 2020-10-03 | HANWHA | Q.PEAK DUO BLK-G5 315 | Solar Panels |  | 0.315 | 3 | 167 | 18 |  | Fixed | Roof
Solar Registration Program | NJSRRE1542476005 | Toms River | 8757 | 18 | 10.4 | Residential | No | Behind the Meter | Trinity Solar | JCP&L | Accepted | 2019-10-01 | 2019-10-03 | 2020-10-03 | HANWHA | Q.PEAK DUO BLK-G5 315 | Solar Panels |  | 0.315 | 22 | 257 | 18 |  | Fixed | Roof
Solar Registration Program | NJSRRE1542476005 | Toms River | 8757 | 18 | 10.4 | Residential | No | Behind the Meter | Trinity Solar | JCP&L | Accepted | 2019-10-01 | 2019-10-03 | 2020-10-03 | HANWHA | Q.PEAK DUO BLK-G5 315 | Solar Panels |  | 0.315 | 8 | 77 | 18 |  | Fixed | Roof
Solar Registration Program | NJSRRE1542476005 | Toms River | 8757 | 18 | 10.4 | Residential | No | Behind the Meter | Trinity Solar | JCP&L | Accepted | 2019-10-01 | 2019-10-03 | 2020-10-03 | Solar Edge | SE10000H-US000BNC4 | Inverters | 10000 |  | 1 |  |  | 0.97 |  | Outdoor | side of home
Solar Registration Program | NJSRRE1542500995 | Linden | 7036 | 10 | 10.4 | Residential | Yes | Behind the Meter | Vivint Solar Developer, LLC | PSE&G | Accepted | 2019-10-18 | 2019-10-21 | 2020-10-21 | Hanwha Solar | Q.PEAK BLK-G5 315 | Solar Panels |  | 0.315 | 5 | 43 | 40 |  | Fixed | Roof
Solar Registration Program | NJSRRE1542500995 | Linden | 7036 | 10 | 10.4 | Residential | Yes | Behind the Meter | Vivint Solar Developer, LLC | PSE&G | Accepted | 2019-10-18 | 2019-10-21 | 2020-10-21 | Hanwha Solar | Q.PEAK BLK-G5 315 | Solar Panels |  | 0.315 | 5 | 43 | 26 |  | Fixed | Roof
Solar Registration Program | NJSRRE1542500995 | Linden | 7036 | 10 | 10.4 | Residential | Yes | Behind the Meter | Vivint Solar Developer, LLC | PSE&G | Accepted | 2019-10-18 | 2019-10-21 | 2020-10-21 | Hanwha Solar | Q.PEAK BLK-G5 315 | Solar Panels |  | 0.315 | 7 | 43 | 25 |  | Fixed | Roof
Solar Registration Program | NJSRRE1542500995 | Linden | 7036 | 10 | 10.4 | Residential | Yes | Behind the Meter | Vivint Solar Developer, LLC | PSE&G | Accepted | 2019-10-18 | 2019-10-21 | 2020-10-21 | Hanwha Solar | Q.PEAK BLK-G5 315 | Solar Panels |  | 0.315 | 16 | 223 | 40 |  | Fixed | Roof
Solar Registration Program | NJSRRE1542500995 | Linden | 7036 | 10 | 10.4 | Residential | Yes | Behind the Meter | Vivint Solar Developer, LLC | PSE&G | Accepted | 2019-10-18 | 2019-10-21 | 2020-10-21 | SOLAREDGE | SE7600H-US000BNC4 | Inverters | 7600 |  | 1 |  |  | 0.992 |  | Outdoor | Near The Utility Meter
Solar Registration Program | NJSRRE1542500995 | Linden | 7036 | 10 | 10.4 | Residential | Yes | Behind the Meter | Vivint Solar Developer, LLC | PSE&G | Accepted | 2019-10-18 | 2019-10-21 | 2020-10-21 | SOLAREDGE | SE3800H-US000BNC4 | Inverters | 3800 |  | 1 |  |  | 0.992 |  | Outdoor | Near The Utility Meter
Solar Registration Program | NJSRRE1542505545 | PENNSAUKEN | 8109 | 14 | 10.4 | Residential | Yes | Behind the Meter | Vivint Solar Developer, LLC | PSE&G | Accepted | 2019-10-05 | 2019-10-08 | 2020-10-08 | Hanwha | Q.PEAK DUO BLK-G5 315w | Solar Panels |  | 0.315 | 3 | 322 | 25 |  | Fixed | Roof
Solar Registration Program | NJSRRE1542505545 | PENNSAUKEN | 8109 | 14 | 10.4 | Residential | Yes | Behind the Meter | Vivint Solar Developer, LLC | PSE&G | Accepted | 2019-10-05 | 2019-10-08 | 2020-10-08 | Hanwha | Q.PEAK DUO BLK-G5 315w | Solar Panels |  | 0.315 | 19 | 142 | 25 |  | Fixed | Roof
Solar Registration Program | NJSRRE1542505545 | PENNSAUKEN | 8109 | 14 | 10.4 | Residential | Yes | Behind the Meter | Vivint Solar Developer, LLC | PSE&G | Accepted | 2019-10-05 | 2019-10-08 | 2020-10-08 | Hanwha | Q.PEAK DUO BLK-G5 315w | Solar Panels |  | 0.315 | 9 | 322 | 25 |  | Fixed | Roof
Solar Registration Program | NJSRRE1542505545 | PENNSAUKEN | 8109 | 14 | 10.4 | Residential | Yes | Behind the Meter | Vivint Solar Developer, LLC | PSE&G | Accepted | 2019-10-05 | 2019-10-08 | 2020-10-08 | Hanwha | Q.PEAK DUO BLK-G5 315w | Solar Panels |  | 0.315 | 2 | 142 | 25 |  | Fixed | Roof
Solar Registration Program | NJSRRE1542505545 | PENNSAUKEN | 8109 | 14 | 10.4 | Residential | Yes | Behind the Meter | Vivint Solar Developer, LLC | PSE&G | Accepted | 2019-10-05 | 2019-10-08 | 2020-10-08 | Solar Edge | SE7600H-US000BNC4 | Inverters | 7600 |  | 1 |  |  | 0.992 |  | Outdoor | Near The Utility Meter
Solar Registration Program | NJSRRE1542515806 | Clifton | 7012 | 6 | 10.4 | Residential | Yes | Behind the Meter | Vivint Solar Developer, LLC | PSE&G | Accepted | 2019-10-08 | 2019-10-10 | 2020-10-10 | HANWHA SOLAR | Q.PEAK BLK-G5 315 | Solar Panels |  | 0.315 | 18 | 43 | 39 |  | Fixed | Roof
Solar Registration Program | NJSRRE1542515806 | Clifton | 7012 | 6 | 10.4 | Residential | Yes | Behind the Meter | Vivint Solar Developer, LLC | PSE&G | Accepted | 2019-10-08 | 2019-10-10 | 2020-10-10 | HANWHA SOLAR | Q.PEAK BLK-G5 315 | Solar Panels |  | 0.315 | 15 | 223 | 39 |  | Fixed | Roof
Solar Registration Program | NJSRRE1542515806 | Clifton | 7012 | 6 | 10.4 | Residential | Yes | Behind the Meter | Vivint Solar Developer, LLC | PSE&G | Accepted | 2019-10-08 | 2019-10-10 | 2020-10-10 | solar edge | SE7600H-US | Inverters | 7600 |  | 1 |  |  | 0.992 |  | Outdoor | near the utility meter
Solar Registration Program | NJSRRE1542525075 | Belmar | 7719 | 17 | 10.4 | Residential | No | Behind the Meter | Trinity Solar | JCP&L | Accepted | 2019-10-10 | 2019-10-14 | 2020-10-14 | Hanwha | Q.PEAK DUO BLK-G5 315 | Solar Panels |  | 0.315 | 18 | 195 | 27 |  | Fixed | Roof
Solar Registration Program | NJSRRE1542525075 | Belmar | 7719 | 17 | 10.4 | Residential | No | Behind the Meter | Trinity Solar | JCP&L | Accepted | 2019-10-10 | 2019-10-14 | 2020-10-14 | Hanwha | Q.PEAK DUO BLK-G5 315 | Solar Panels |  | 0.315 | 12 | 285 | 27 |  | Fixed | Roof
Solar Registration Program | NJSRRE1542525075 | Belmar | 7719 | 17 | 10.4 | Residential | No | Behind the Meter | Trinity Solar | JCP&L | Accepted | 2019-10-10 | 2019-10-14 | 2020-10-14 | Hanwha | Q.PEAK DUO BLK-G5 315 | Solar Panels |  | 0.315 | 3 | 105 | 27 |  | Fixed | Roof
Solar Registration Program | NJSRRE1542525075 | Belmar | 7719 | 17 | 10.4 | Residential | No | Behind the Meter | Trinity Solar | JCP&L | Accepted | 2019-10-10 | 2019-10-14 | 2020-10-14 | Solar Edge | SE10000 | Inverters | 10000 |  | 1 |  |  | 0.97 |  | Outside | side of home
Solar Registration Program | NJSRRE1542541941 | BURLINGTON | 8016 | 13 | 10.4 | Residential | No | Behind the Meter | Vivint Solar Developer, LLC | PSE&G | Accepted | 2019-10-14 | 2019-10-16 | 2020-10-16 | Hanwha | Q.PEAK DUO BLK-G5 315w | Solar Panels |  | 0.315 | 33 | 212 | 34 |  | Fixed | Roof
Solar Registration Program | NJSRRE1542541941 | BURLINGTON | 8016 | 13 | 10.4 | Residential | No | Behind the Meter | Vivint Solar Developer, LLC | PSE&G | Accepted | 2019-10-14 | 2019-10-16 | 2020-10-16 | Solar Edge | SE7600H-US000BNC4 | Inverters | 7600 |  | 1 |  |  | 0.992 |  | Outdoor | Near the Utility Meter
Solar Registration Program | NJSRRE1542544072 | pennsauken twp | 8109 | 14 | 10.4 | Residential | No | Behind the Meter | Vision Solar LLC | PSE&G | Accepted | 2019-10-15 | 2019-10-17 | 2020-10-17 | hanwha qcells | qpeak duo-g5 | Solar Panels |  | 0.315 | 12 | 172 | 30 |  | Fixed | Roof
Solar Registration Program | NJSRRE1542544072 | pennsauken twp | 8109 | 14 | 10.4 | Residential | No | Behind the Meter | Vision Solar LLC | PSE&G | Accepted | 2019-10-15 | 2019-10-17 | 2020-10-17 | hanwha qcells | qpeak duo-g5 | Solar Panels |  | 0.315 | 21 | 172 | 19 |  | Fixed | Roof
Solar Registration Program | NJSRRE1542544072 | pennsauken twp | 8109 | 14 | 10.4 | Residential | No | Behind the Meter | Vision Solar LLC | PSE&G | Accepted | 2019-10-15 | 2019-10-17 | 2020-10-17 | enphase | iq7-60-2-us | Inverters | 0.25 |  | 33 |  |  | 0.96 |  | Other | behind panels
Solar Registration Program | NJSRRE1542544420 | Mount Holly | 8060 | 13 | 10.4 | Residential | Yes | Behind the Meter | Vivint Solar Developer, LLC | PSE&G | Accepted | 2019-10-15 | 2019-10-17 | 2020-10-17 | HANWHA SOLAR | Q.PEAK BLK-G5 315 | Solar Panels |  | 0.315 | 7 | 209 | 20 |  | Fixed | Roof
Solar Registration Program | NJSRRE1542544420 | Mount Holly | 8060 | 13 | 10.4 | Residential | Yes | Behind the Meter | Vivint Solar Developer, LLC | PSE&G | Accepted | 2019-10-15 | 2019-10-17 | 2020-10-17 | HANWHA SOLAR | Q.PEAK BLK-G5 315 | Solar Panels |  | 0.315 | 5 | 209 | 19 |  | Fixed | Roof
Solar Registration Program | NJSRRE1542544420 | Mount Holly | 8060 | 13 | 10.4 | Residential | Yes | Behind the Meter | Vivint Solar Developer, LLC | PSE&G | Accepted | 2019-10-15 | 2019-10-17 | 2020-10-17 | HANWHA SOLAR | Q.PEAK BLK-G5 315 | Solar Panels |  | 0.315 | 12 | 119 | 20 |  | Fixed | Roof
Solar Registration Program | NJSRRE1542544420 | Mount Holly | 8060 | 13 | 10.4 | Residential | Yes | Behind the Meter | Vivint Solar Developer, LLC | PSE&G | Accepted | 2019-10-15 | 2019-10-17 | 2020-10-17 | HANWHA SOLAR | Q.PEAK BLK-G5 315 | Solar Panels |  | 0.315 | 9 | 299 | 20 |  | Fixed | Roof
Solar Registration Program | NJSRRE1542544420 | Mount Holly | 8060 | 13 | 10.4 | Residential | Yes | Behind the Meter | Vivint Solar Developer, LLC | PSE&G | Accepted | 2019-10-15 | 2019-10-17 | 2020-10-17 | solar edge | SE7600H-US | Inverters | 7600 |  | 1 |  |  | 0.992 |  | Outdoor | near the utility meter
Solar Registration Program | NJSRRE1542546927 | Bergenfield | 7621 | 7 | 10.4 | Residential | Yes | Behind the Meter | Vivint Solar Developer, LLC | PSE&G | Accepted | 2019-10-16 | 2019-10-18 | 2020-10-18 | Hanwha | Q.PEAK BLK-G5 315 | Solar Panels |  | 0.315 | 19 | 177 | 41 |  | Fixed | Roof
Solar Registration Program | NJSRRE1542546927 | Bergenfield | 7621 | 7 | 10.4 | Residential | Yes | Behind the Meter | Vivint Solar Developer, LLC | PSE&G | Accepted | 2019-10-16 | 2019-10-18 | 2020-10-18 | Hanwha | Q.PEAK BLK-G5 315 | Solar Panels |  | 0.315 | 8 | 357 | 21 |  | Fixed | Roof
Solar Registration Program | NJSRRE1542546927 | Bergenfield | 7621 | 7 | 10.4 | Residential | Yes | Behind the Meter | Vivint Solar Developer, LLC | PSE&G | Accepted | 2019-10-16 | 2019-10-18 | 2020-10-18 | Hanwha | Q.PEAK BLK-G5 315 | Solar Panels |  | 0.315 | 3 | 177 | 32 |  | Fixed | Roof
Solar Registration Program | NJSRRE1542546927 | Bergenfield | 7621 | 7 | 10.4 | Residential | Yes | Behind the Meter | Vivint Solar Developer, LLC | PSE&G | Accepted | 2019-10-16 | 2019-10-18 | 2020-10-18 | Hanwha | Q.PEAK BLK-G5 315 | Solar Panels |  | 0.315 | 3 | 357 | 32 |  | Fixed | Roof
Solar Registration Program | NJSRRE1542546927 | Bergenfield | 7621 | 7 | 10.4 | Residential | Yes | Behind the Meter | Vivint Solar Developer, LLC | PSE&G | Accepted | 2019-10-16 | 2019-10-18 | 2020-10-18 | Solar Edge | SE7600H-US000BNC4 | Inverters | 7600 |  | 1 |  |  | 0.992 |  | Outdoor | Near the Utility Meter
Solar Registration Program | NJSRRE1542547114 | Monroe | 8831 | 11 | 10.4 | Residential | No | Behind the Meter | Reliable Power and Solar | JCP&L | Accepted | 2019-10-16 | 2019-10-18 | 2020-10-18 | Panasonic | vbhn325sa17 | Solar Panels |  | 0.325 | 5 | 175 | 42 |  | Fixed | Roof | roof
Solar Registration Program | NJSRRE1542547114 | Monroe | 8831 | 11 | 10.4 | Residential | No | Behind the Meter | Reliable Power and Solar | JCP&L | Accepted | 2019-10-16 | 2019-10-18 | 2020-10-18 | Panasonic | vbhn325sa17 | Solar Panels |  | 0.325 | 11 | 175 | 42 |  | Fixed | Roof | roof
Solar Registration Program | NJSRRE1542547114 | Monroe | 8831 | 11 | 10.4 | Residential | No | Behind the Meter | Reliable Power and Solar | JCP&L | Accepted | 2019-10-16 | 2019-10-18 | 2020-10-18 | Panasonic | vbhn325sa17 | Solar Panels |  | 0.325 | 16 | 85 | 32 |  | Fixed | Roof | roof
Solar Registration Program | NJSRRE1542547114 | Monroe | 8831 | 11 | 10.4 | Residential | No | Behind the Meter | Reliable Power and Solar | JCP&L | Accepted | 2019-10-16 | 2019-10-18 | 2020-10-18 | Enphase | IQ7X | Inverters | 315 |  | 32 |  |  | 0.97 |  | Outdoor | roof
Solar Registration Program | NJSRRE1542547493 | Manchester | 8759 | 18 | 10.4 | Residential | Yes | Behind the Meter | Pro Custom Solar dba Momentum Solar | JCP&L | Accepted | 2019-10-16 | 2019-10-18 | 2020-10-18 | HANWHA | Q.PEAK DUO BLK-G5 315 | Solar Panels |  | 0.315 | 33 | 216 | 25 |  | Fixed | Roof
Solar Registration Program | NJSRRE1542547493 | Manchester | 8759 | 18 | 10.4 | Residential | Yes | Behind the Meter | Pro Custom Solar dba Momentum Solar | JCP&L | Accepted | 2019-10-16 | 2019-10-18 | 2020-10-18 | Enphase Energy | IQ7-60-2-US | Inverters | 250 |  | 33 |  |  | 0.97 |  | Outdoor | Roof
Solar Registration Program | NJSRRE1542548320 | South Plainfield | 7080 | 11 | 10.4 | Residential | Yes | Behind the Meter | Trinity Solar | PSE&G | Accepted | 2019-10-16 | 2019-10-18 | 2020-10-18 | HANWHA | Q.PEAK DUO BLK-G5 315 | Solar Panels |  | 0.315 | 33 | 219 | 23 |  | Fixed | Roof
Solar Registration Program | NJSRRE1542548320 | South Plainfield | 7080 | 11 | 10.4 | Residential | Yes | Behind the Meter | Trinity Solar | PSE&G | Accepted | 2019-10-16 | 2019-10-18 | 2020-10-18 | Solar Edge | SE10000H-US000BNC4 | Inverters | 10000 |  | 1 |  |  | 0.97 |  | Outdoor | side of home
Solar Registration Program | NJSRRE1542553078 | Monroe | 8831 | 11 | 10.4 | Residential | No | Behind the Meter | Reliable Power and Solar | JCP&L | Accepted | 2019-10-17 | 2019-10-21 | 2020-10-21 | Panasonic | N325 | Solar Panels |  | 0.325 | 24 | 262 | 24 |  | Fixed | Roof | roof
Solar Registration Program | NJSRRE1542553078 | Monroe | 8831 | 11 | 10.4 | Residential | No | Behind the Meter | Reliable Power and Solar | JCP&L | Accepted | 2019-10-17 | 2019-10-21 | 2020-10-21 | Panasonic | N325 | Solar Panels |  | 0.325 | 8 | 262 | 24 |  | Fixed | Roof | roof
Solar Registration Program | NJSRRE1542553078 | Monroe | 8831 | 11 | 10.4 | Residential | No | Behind the Meter | Reliable Power and Solar | JCP&L | Accepted | 2019-10-17 | 2019-10-21 | 2020-10-21 | Enphase | IQX7 | Inverters | 315 |  | 32 |  |  | 0.97 |  | Outdoor | roof
Solar Registration Program | NJSRRE1542553710 | Elmwood Park | 7407 | 7 | 10.4 | Residential | No | Behind the Meter | Trinity Solar | PSE&G | Accepted | 2019-10-17 | 2019-10-21 | 2020-10-21 | HANWHA | Q.PEAK DUO BLK-G5 315 | Solar Panels |  | 0.315 | 33 | 161 | 27 |  | Fixed | Roof
Solar Registration Program | NJSRRE1542553710 | Elmwood Park | 7407 | 7 | 10.4 | Residential | No | Behind the Meter | Trinity Solar | PSE&G | Accepted | 2019-10-17 | 2019-10-21 | 2020-10-21 | Solar Edge | SE10000H-US000BNC4 | Inverters | 10000 |  | 1 |  |  | 0.97 |  | Outdoor | side of home
Solar Registration Program | NJSRRE1542553712 | Plainfield | 7062 | 10 | 10.4 | Residential | No | Behind the Meter | Maier Solar Engineering dba Solar Me | PSE&G | Accepted | 2019-10-17 | 2019-10-21 | 2020-10-21 | Canadian | CS1H-325MS | Solar Panels |  | 0.325 | 16 | 308 | 27 |  | Fixed | Roof
Solar Registration Program | NJSRRE1542553712 | Plainfield | 7062 | 10 | 10.4 | Residential | No | Behind the Meter | Maier Solar Engineering dba Solar Me | PSE&G | Accepted | 2019-10-17 | 2019-10-21 | 2020-10-21 | Canadian | CS1H-325MS | Solar Panels |  | 0.325 | 12 | 128 | 27 |  | Fixed | Roof
Solar Registration Program | NJSRRE1542553712 | Plainfield | 7062 | 10 | 10.4 | Residential | No | Behind the Meter | Maier Solar Engineering dba Solar Me | PSE&G | Accepted | 2019-10-17 | 2019-10-21 | 2020-10-21 | Canadian | CS1H-325MS | Solar Panels |  | 0.325 | 4 | 128 | 27 |  | Fixed | Roof
Solar Registration Program | NJSRRE1542553712 | Plainfield | 7062 | 10 | 10.4 | Residential | No | Behind the Meter | Maier Solar Engineering dba Solar Me | PSE&G | Accepted | 2019-10-17 | 2019-10-21 | 2020-10-21 | Enphase | IQ7 | Inverters | 240 |  | 32 |  |  | 0.96 |  | Outdoor | Next to meter
Solar Registration Program | NJSRRE1542553742 | Gloucester City | 8030 | 14 | 10.4 | Residential | Yes | Behind the Meter | Pro Custom Solar dba Momentum Solar | PSE&G | Accepted | 2019-10-17 | 2019-10-21 | 2020-10-21 | Hanwha | IQ7-60-2-US | Solar Panels |  | 0.315 | 25 | 93 | 31 |  | Fixed | Roof
Solar Registration Program | NJSRRE1542553742 | Gloucester City | 8030 | 14 | 10.4 | Residential | Yes | Behind the Meter | Pro Custom Solar dba Momentum Solar | PSE&G | Accepted | 2019-10-17 | 2019-10-21 | 2020-10-21 | Hanwha | IQ7-60-2-US | Solar Panels |  | 0.315 | 3 | 183 | 30 |  | Fixed | Roof
Solar Registration Program | NJSRRE1542553742 | Gloucester City | 8030 | 14 | 10.4 | Residential | Yes | Behind the Meter | Pro Custom Solar dba Momentum Solar | PSE&G | Accepted | 2019-10-17 | 2019-10-21 | 2020-10-21 | Hanwha | IQ7-60-2-US | Solar Panels |  | 0.315 | 5 | 273 | 32 |  | Fixed | Roof
Solar Registration Program | NJSRRE1542553742 | Gloucester City | 8030 | 14 | 10.4 | Residential | Yes | Behind the Meter | Pro Custom Solar dba Momentum Solar | PSE&G | Accepted | 2019-10-17 | 2019-10-21 | 2020-10-21 | Enphase Energy | IQ6-60-2-US | Inverters | 240 |  | 33 |  |  | 0.97 |  | Outdoor | Roof
Solar Registration Program | NJSRRE1542564045 | Pine Hill | 8021 | 14 | 10.4 | Residential | Yes | Behind the Meter | Trinity Solar | AC Electric | Accepted | 2019-10-21 | 2019-10-23 | 2020-10-23 | Hanwha | Q.PEAK DUO BLK-G5 315 | Solar Panels |  | 0.315 | 33 | 193 | 27 |  | Fixed | Roof
Solar Registration Program | NJSRRE1542564045 | Pine Hill | 8021 | 14 | 10.4 | Residential | Yes | Behind the Meter | Trinity Solar | AC Electric | Accepted | 2019-10-21 | 2019-10-23 | 2020-10-23 | Solar Edge | SE10000 | Inverters | 10000 |  | 1 |  |  | 0.97 |  | Outside | side of home
Solar Registration Program | NJSRRE1542578521 | Williamstown | 8094 | 15 | 10.4 | Residential | Yes | Behind the Meter | Suntuity Solar LLC | AC Electric | Accepted | 2019-10-23 | 2019-10-25 | 2020-10-25 | Yingli Green Energy | YL315D-30b | Solar Panels |  | 0.315 | 25 | 256 | 20 |  | Fixed | Roof
Solar Registration Program | NJSRRE1542578521 | Williamstown | 8094 | 15 | 10.4 | Residential | Yes | Behind the Meter | Suntuity Solar LLC | AC Electric | Accepted | 2019-10-23 | 2019-10-25 | 2020-10-25 | Yingli Green Energy | YL315D-30b | Solar Panels |  | 0.315 | 8 | 76 | 20 |  | Fixed | Roof
Solar Registration Program | NJSRRE1542578521 | Williamstown | 8094 | 15 | 10.4 | Residential | Yes | Behind the Meter | Suntuity Solar LLC | AC Electric | Accepted | 2019-10-23 | 2019-10-25 | 2020-10-25 | Enphase Energy | IQ7-60-2-US | Inverters | 240 |  | 33 |  |  | 0.97 |  | Outdoor | Behind the PV Modules
Solar Registration Program | NJSRRE1542578615 | Mount Laurel | 8054 | 13 | 10.4 | Residential | No | Behind the Meter | Trinity Solar | PSE&G | Accepted | 2019-10-23 | 2019-10-25 | 2020-10-25 | HANWAH | Q.PEAK DUO BLK-G5 315 | Solar Panels |  | 0.315 | 14 | 114 | 30 |  | Fixed | Roof
Solar Registration Program | NJSRRE1542578615 | Mount Laurel | 8054 | 13 | 10.4 | Residential | No | Behind the Meter | Trinity Solar | PSE&G | Accepted | 2019-10-23 | 2019-10-25 | 2020-10-25 | HANWHA | Q.PEAK DUO BLK-G5 315 | Solar Panels |  | 0.315 | 19 | 204 | 30 |  | Fixed | Roof
Solar Registration Program | NJSRRE1542578615 | Mount Laurel | 8054 | 13 | 10.4 | Residential | No | Behind the Meter | Trinity Solar | PSE&G | Accepted | 2019-10-23 | 2019-10-25 | 2020-10-25 | SOLAR EDGE | SE10000H-US | Inverters | 10000 |  | 1 |  |  | 0.97 |  | Outdoor | SIDE OF HOME
Solar Registration Program | NJSRRE1542578807 | Fanwood | 7023 | 10 | 10.4 | Residential | Yes | Behind the Meter | Trinity Solar | PSE&G | Accepted | 2019-10-23 | 2019-10-25 | 2020-10-25 | Hanwha 315 | Q.PEAK DUO BLK-G5 315 | Solar Panels |  | 0.315 | 6 | 220 | 30 |  | Fixed | Roof
Solar Registration Program | NJSRRE1542578807 | Fanwood | 7023 | 10 | 10.4 | Residential | Yes | Behind the Meter | Trinity Solar | PSE&G | Accepted | 2019-10-23 | 2019-10-25 | 2020-10-25 | Hanwha 315 | Q.PEAK DUO BLK-G5 315 | Solar Panels |  | 0.315 | 18 | 220 | 40 |  | Fixed | Roof
Solar Registration Program | NJSRRE1542578807 | Fanwood | 7023 | 10 | 10.4 | Residential | Yes | Behind the Meter | Trinity Solar | PSE&G | Accepted | 2019-10-23 | 2019-10-25 | 2020-10-25 | Hanwha 315 | Q.PEAK DUO BLK-G5 315 | Solar Panels |  | 0.315 | 9 | 40 | 21 |  | Fixed | Roof
Solar Registration Program | NJSRRE1542578807 | Fanwood | 7023 | 10 | 10.4 | Residential | Yes | Behind the Meter | Trinity Solar | PSE&G | Accepted | 2019-10-23 | 2019-10-25 | 2020-10-25 | Solar Edge | SE10000 | Inverters | 10000 |  | 1 |  |  | 0.97 |  | Outside | side of home
Solar Registration Program | NJSRRE1542683678 | Union | 7083 | 10 | 10.4 | Residential | No | Behind the Meter | Advanced Solar & Energy Solutions, LLC | PSE&G | Accepted | 2019-10-27 | 2019-10-29 | 2020-10-29 | LG | LG325 watt | Solar Panels |  | 0.325 | 32 | 200 | 19 |  | Fixed | Roof
Solar Registration Program | NJSRRE1542683678 | Union | 7083 | 10 | 10.4 | Residential | No | Behind the Meter | Advanced Solar & Energy Solutions, LLC | PSE&G | Accepted | 2019-10-27 | 2019-10-29 | 2020-10-29 | Solar Edge | SE10000-US | Inverters | 10000 |  | 1 |  |  | 0.97 |  | Outdoor | side of house
Solar Registration Program | NJSRRE1542683678 | Union | 7083 | 10 | 10.4 | Residential | No | Behind the Meter | Advanced Solar & Energy Solutions, LLC | PSE&G | Accepted | 2019-10-27 | 2019-10-29 | 2020-10-29 | Vision Metering | CL200 | Meters |  |  | 1 |  |  |  | Yes | Outdoor
Solar Registration Program | NJSRRE1542684205 | Carteret | 7008 | 11 | 10.4 | Residential | No | Behind the Meter | Pro Custom Solar dba Momentum Solar | PSE&G | Accepted | 2019-10-28 | 2019-10-30 | 2020-10-30 | HANWHA | Q.PEAK DUO BLK-G5 315 | Solar Panels |  | 0.315 | 21 | 183 | 22 |  | Fixed | Roof
Solar Registration Program | NJSRRE1542684205 | Carteret | 7008 | 11 | 10.4 | Residential | No | Behind the Meter | Pro Custom Solar dba Momentum Solar | PSE&G | Accepted | 2019-10-28 | 2019-10-30 | 2020-10-30 | HANWHA | Q.PEAK DUO BLK-G5 315 | Solar Panels |  | 0.315 | 12 | 6 | 21 |  | Fixed | Roof
Solar Registration Program | NJSRRE1542684205 | Carteret | 7008 | 11 | 10.4 | Residential | No | Behind the Meter | Pro Custom Solar dba Momentum Solar | PSE&G | Accepted | 2019-10-28 | 2019-10-30 | 2020-10-30 | Enphase Energy | IQ6-60-2-US | Inverters | 240 |  | 33 |  |  | 0.97 |  | Outdoor | Roof
Solar Registration Program | NJSRRE1542763468 | Bridgewater | 8807 | 5 | 10.4 | Residential | No | Behind the Meter | NJ Solar Power, LLC | PSE&G | Accepted | 2019-10-29 | 2019-10-31 | 2020-10-31 | Panasonic | VBHN325KA03 | Solar Panels |  | 0.325 | 14 | 256 | 34 |  | Fixed | Roof
Solar Registration Program | NJSRRE1542763468 | Bridgewater | 8807 | 5 | 10.4 | Residential | No | Behind the Meter | NJ Solar Power, LLC | PSE&G | Accepted | 2019-10-29 | 2019-10-31 | 2020-10-31 | panasonic | VBHN325KA03 | Solar Panels |  | 0.325 | 18 | 85 | 34 |  | Fixed | Roof
Solar Registration Program | NJSRRE1542763468 | Bridgewater | 8807 | 5 | 10.4 | Residential | No | Behind the Meter | NJ Solar Power, LLC | PSE&G | Accepted | 2019-10-29 | 2019-10-31 | 2020-10-31 | Solaredge | SE10000H-US | Inverters | 10000 |  | 1 |  |  | 0.99 |  | Indoor | garage
Solar Registration Program | NJSRRE1542790832 | BARNEGAT | 8005 | 18 | 10.4 | Residential | Yes | Behind the Meter | Vivint Solar Developer, LLC | AC Electric | Accepted | 2019-10-30 | 2019-11-01 | 2020-11-01 | HANWHA SOLAR | Q.PEAK BLK-G5 315 | Solar Panels |  | 0.315 | 17 | 287 | 22 |  | Fixed | Roof
Solar Registration Program | NJSRRE1542790832 | BARNEGAT | 8005 | 18 | 10.4 | Residential | Yes | Behind the Meter | Vivint Solar Developer, LLC | AC Electric | Accepted | 2019-10-30 | 2019-11-01 | 2020-11-01 | HANWHA SOLAR | Q.PEAK BLK-G5 315 | Solar Panels |  | 0.315 | 16 | 107 | 22 |  | Fixed | Roof
Solar Registration Program | NJSRRE1542790832 | BARNEGAT | 8005 | 18 | 10.4 | Residential | Yes | Behind the Meter | Vivint Solar Developer, LLC | AC Electric | Accepted | 2019-10-30 | 2019-11-01 | 2020-11-01 | solar edge | SE7600H-US | Inverters | 7600 |  | 1 |  |  | 0.992 |  | Outdoor | near utility meter
Solar Registration Program | NJSRRE1542883172 | Middlesex | 8846 | 11 | 10.4 | Residential | Yes | Behind the Meter | Pro Custom Solar dba Momentum Solar | PSE&G | Accepted | 2019-11-01 | 2019-11-05 | 2020-11-05 | HANWHA | Q.PEAK DUO BLK-G5 315 | Solar Panels |  | 0.315 | 17 | 354 | 41 |  | Fixed | Roof
Solar Registration Program | NJSRRE1542883172 | Middlesex | 8846 | 11 | 10.4 | Residential | Yes | Behind the Meter | Pro Custom Solar dba Momentum Solar | PSE&G | Accepted | 2019-11-01 | 2019-11-05 | 2020-11-05 | HANWHA | Q.PEAK DUO BLK-G5 315 | Solar Panels |  | 0.315 | 16 | 174 | 43 |  | Fixed | Roof
Solar Registration Program | NJSRRE1542883172 | Middlesex | 8846 | 11 | 10.4 | Residential | Yes | Behind the Meter | Pro Custom Solar dba Momentum Solar | PSE&G | Accepted | 2019-11-01 | 2019-11-05 | 2020-11-05 | Enphase Energy | IQ6-60-2-US | Inverters | 240 |  | 33 |  |  | 0.97 |  | Outdoor | Roof
Solar Registration Program | NJSRRE1542967014 | Sewell | 8080 | 15 | 10.4 | Residential | Yes | Behind the Meter | Trinity Solar | AC Electric | Accepted | 2019-11-05 | 2019-11-07 | 2020-11-07 | HANWHA | Q.PEAK DUO BLK-G5 315 | Solar Panels |  | 0.315 | 21 | 236 | 18 |  | Fixed | Roof
Solar Registration Program | NJSRRE1542967014 | Sewell | 8080 | 15 | 10.4 | Residential | Yes | Behind the Meter | Trinity Solar | AC Electric | Accepted | 2019-11-05 | 2019-11-07 | 2020-11-07 | HANWHA | Q.PEAK DUO BLK-G5 315 | Solar Panels |  | 0.315 | 12 | 146 | 23 |  | Fixed | Roof
Solar Registration Program | NJSRRE1542967014 | Sewell | 8080 | 15 | 10.4 | Residential | Yes | Behind the Meter | Trinity Solar | AC Electric | Accepted | 2019-11-05 | 2019-11-07 | 2020-11-07 | Solar Edge | SE10000H-US000BNC4 | Inverters | 10000 |  | 1 |  |  | 0.97 |  | Outdoor | side of home
Solar Registration Program | NJSRRE1542983675 | STEWARTSVILLE | 8886 | 2 | 10.4 | Residential | Yes | Behind the Meter | Vivint Solar Developer, LLC | JCP&L | Accepted | 2019-11-05 | 2019-11-08 | 2020-11-08 | Hanwha | Q.PEAK BLK-G5 315 | Solar Panels |  | 0.315 | 6 | 212 | 36 |  | Fixed | Roof
Solar Registration Program | NJSRRE1542983675 | STEWARTSVILLE | 8886 | 2 | 10.4 | Residential | Yes | Behind the Meter | Vivint Solar Developer, LLC | JCP&L | Accepted | 2019-11-05 | 2019-11-08 | 2020-11-08 | Hanwha | Q.PEAK BLK-G5 315 | Solar Panels |  | 0.315 | 6 | 32 | 36 |  | Fixed | Roof
Solar Registration Program | NJSRRE1542983675 | STEWARTSVILLE | 8886 | 2 | 10.4 | Residential | Yes | Behind the Meter | Vivint Solar Developer, LLC | JCP&L | Accepted | 2019-11-05 | 2019-11-08 | 2020-11-08 | Hanwha | Q.PEAK BLK-G5 315 | Solar Panels |  | 0.315 | 21 | 122 | 36 |  | Fixed | Roof
Solar Registration Program | NJSRRE1542983675 | STEWARTSVILLE | 8886 | 2 | 10.4 | Residential | Yes | Behind the Meter | Vivint Solar Developer, LLC | JCP&L | Accepted | 2019-11-05 | 2019-11-08 | 2020-11-08 | Solar Edge | SE7600H-US000BNC4 | Inverters | 7600 |  | 1 |  |  | 0.992 |  | Outdoor | Near the Utility Meter
Solar Registration Program | NJSRRE1543011637 | Southampton | 8088 | 13 | 10.4 | Residential | Yes | Behind the Meter | Pro Custom Solar dba Momentum Solar | PSE&G | Accepted | 2019-11-05 | 2019-11-07 | 2020-11-07 | Hanwha | Q.Peak DUO BLK-G5 315 | Solar Panels |  | 0.315 | 33 | 164 | 24 |  | Fixed | Roof
Solar Registration Program | NJSRRE1543011637 | Southampton | 8088 | 13 | 10.4 | Residential | Yes | Behind the Meter | Pro Custom Solar dba Momentum Solar | PSE&G | Accepted | 2019-11-05 | 2019-11-07 | 2020-11-07 | Enphase Energy | IQ6-60-2-US | Inverters | 240 |  | 33 |  |  | 0.97 |  | Outdoor | Roof
Solar Registration Program | NJSRRE1543019101 | Cape May | 8204 | 21 | 10.4 | Residential | Yes | Behind the Meter | Pro Custom Solar dba Momentum Solar | AC Electric | Accepted | 2019-11-05 | 2019-11-08 | 2020-11-08 | Hanwha | Q.Peak DUO BLK-G5 315 | Solar Panels |  | 0.315 | 16 | 271 | 5 |  | Fixed | Roof
Solar Registration Program | NJSRRE1543019101 | Cape May | 8204 | 21 | 10.4 | Residential | Yes | Behind the Meter | Pro Custom Solar dba Momentum Solar | AC Electric | Accepted | 2019-11-05 | 2019-11-08 | 2020-11-08 | Hanwha | Q.Peak DUO BLK-G5 315 | Solar Panels |  | 0.315 | 17 | 271 | 25 |  | Fixed | Roof
Solar Registration Program | NJSRRE1543019101 | Cape May | 8204 | 21 | 10.4 | Residential | Yes | Behind the Meter | Pro Custom Solar dba Momentum Solar | AC Electric | Accepted | 2019-11-05 | 2019-11-08 | 2020-11-08 | Enphase Energy | IQ6-60-2-US | Inverters | 240 |  | 33 |  |  | 0.97 |  | Outdoor | Roof
Solar Registration Program | NJSRRE1543041859 | Fairfield | 7004 | 9 | 10.4 | Residential | No | Behind the Meter | New Jersey Clean Energy Solutions | PSE&G | Accepted | 2019-11-06 | 2019-11-11 | 2020-11-11 | Trina | TSM-DD05H.05(III) | Solar Panels |  | 0.315 | 5 | 175 | 18 |  | Fixed | Roof | House
Solar Registration Program | NJSRRE1543041859 | Fairfield | 7004 | 9 | 10.4 | Residential | No | Behind the Meter | New Jersey Clean Energy Solutions | PSE&G | Accepted | 2019-11-06 | 2019-11-11 | 2020-11-11 | Trina | TSM-DD05H.05(III) | Solar Panels |  | 0.315 | 12 | 85 | 21 |  | Fixed | Roof | House
Solar Registration Program | NJSRRE1543041859 | Fairfield | 7004 | 9 | 10.4 | Residential | No | Behind the Meter | New Jersey Clean Energy Solutions | PSE&G | Accepted | 2019-11-06 | 2019-11-11 | 2020-11-11 | Trina | TSM-DD05H.05(III) | Solar Panels |  | 0.315 | 16 | 175 | 19 |  | Fixed | Roof | House
Solar Registration Program | NJSRRE1543041859 | Fairfield | 7004 | 9 | 10.4 | Residential | No | Behind the Meter | New Jersey Clean Energy Solutions | PSE&G | Accepted | 2019-11-06 | 2019-11-11 | 2020-11-11 | Enphase | IQ7 | Inverters | 240 |  | 33 |  |  | 0.97 |  | Outside | under panel
Solar Registration Program | NJSRRE1543043074 | PHILLIPSBURG | 8865 | 2 | 10.4 | Residential | No | Behind the Meter | Vivint Solar Developer, LLC | JCP&L | Accepted | 2019-11-06 | 2019-11-11 | 2020-11-11 | Hanwha | Q.PEAK BLK-G5 315 | Solar Panels |  | 0.315 | 27 | 233 | 23 |  | Fixed | Roof
Solar Registration Program | NJSRRE1543043074 | PHILLIPSBURG | 8865 | 2 | 10.4 | Residential | No | Behind the Meter | Vivint Solar Developer, LLC | JCP&L | Accepted | 2019-11-06 | 2019-11-11 | 2020-11-11 | Hanwha | Q.PEAK BLK-G5 315 | Solar Panels |  | 0.315 | 6 | 53 | 23 |  | Fixed | Roof
Solar Registration Program | NJSRRE1543043074 | PHILLIPSBURG | 8865 | 2 | 10.4 | Residential | No | Behind the Meter | Vivint Solar Developer, LLC | JCP&L | Accepted | 2019-11-06 | 2019-11-11 | 2020-11-11 | Solar Edge | SE7600H-US000BNC4 | Inverters | 7600 |  | 1 |  |  | 0.992 |  | Outdoor | Near the utility meter
Solar Registration Program | NJSRRE1543058716 | Galloway | 8205 | 19 | 10.4 | Residential | No | Behind the Meter | Pro Custom Solar dba Momentum Solar | AC Electric | Accepted | 2019-11-08 | 2019-11-12 | 2020-11-12 | Hanwha | Q.Peak DUO BLK-G5 315 | Solar Panels |  | 0.315 | 4 | 289 | 36 |  | Fixed | Roof
Solar Registration Program | NJSRRE1543058716 | Galloway | 8205 | 19 | 10.4 | Residential | No | Behind the Meter | Pro Custom Solar dba Momentum Solar | AC Electric | Accepted | 2019-11-08 | 2019-11-12 | 2020-11-12 | Hanwha | Q.Peak DUO BLK-G5 315 | Solar Panels |  | 0.315 | 7 | 199 | 25 |  | Fixed | Roof
Solar Registration Program | NJSRRE1543058716 | Galloway | 8205 | 19 | 10.4 | Residential | No | Behind the Meter | Pro Custom Solar dba Momentum Solar | AC Electric | Accepted | 2019-11-08 | 2019-11-12 | 2020-11-12 | Hanwha | Q.Peak DUO BLK-G5 315 | Solar Panels |  | 0.315 | 9 | 199 | 25 |  | Fixed | Roof
Solar Registration Program | NJSRRE1543058716 | Galloway | 8205 | 19 | 10.4 | Residential | No | Behind the Meter | Pro Custom Solar dba Momentum Solar | AC Electric | Accepted | 2019-11-08 | 2019-11-12 | 2020-11-12 | Hanwha | Q.Peak DUO BLK-G5 315 | Solar Panels |  | 0.315 | 9 | 109 | 36 |  | Fixed | Roof
Solar Registration Program | NJSRRE1543058716 | Galloway | 8205 | 19 | 10.4 | Residential | No | Behind the Meter | Pro Custom Solar dba Momentum Solar | AC Electric | Accepted | 2019-11-08 | 2019-11-12 | 2020-11-12 | Hanwha | Q.Peak DUO BLK-G5 315 | Solar Panels |  | 0.315 | 4 | 19 | 25 |  | Fixed | Roof
Solar Registration Program | NJSRRE1543058716 | Galloway | 8205 | 19 | 10.4 | Residential | No | Behind the Meter | Pro Custom Solar dba Momentum Solar | AC Electric | Accepted | 2019-11-08 | 2019-11-12 | 2020-11-12 | Enphase Energy | IQ6-60-2-US | Inverters | 240 |  | 33 |  |  | 0.97 |  | Outdoor | Roof
Solar Registration Program | NJSRRE1543065287 | Lyndhurst | 7071 | 7 | 10.4 | Residential | No | Behind the Meter | Pro Custom Solar dba Momentum Solar | PSE&G | Accepted | 2019-11-11 | 2019-11-13 | 2020-11-13 | HANWHA | Q.PEAK DUO BLK-G5 315 | Solar Panels |  | 0.315 | 15 | 36 | 9 |  | Fixed | Roof
Solar Registration Program | NJSRRE1543065287 | Lyndhurst | 7071 | 7 | 10.4 | Residential | No | Behind the Meter | Pro Custom Solar dba Momentum Solar | PSE&G | Accepted | 2019-11-11 | 2019-11-13 | 2020-11-13 | HANWHA | Q.PEAK DUO BLK-G5 315 | Solar Panels |  | 0.315 | 18 | 218 | 39 |  | Fixed | Roof
Solar Registration Program | NJSRRE1543065287 | Lyndhurst | 7071 | 7 | 10.4 | Residential | No | Behind the Meter | Pro Custom Solar dba Momentum Solar | PSE&G | Accepted | 2019-11-11 | 2019-11-13 | 2020-11-13 | Enphase Energy | IQ6-60-2-US | Inverters | 240 |  | 33 |  |  | 0.97 |  | Outdoor | Roof
Solar Registration Program | NJSRRE1543065695 | Galloway | 8205 | 19 | 10.4 | Residential | Yes | Behind the Meter | Pro Custom Solar dba Momentum Solar | AC Electric | Accepted | 2019-11-11 | 2019-11-13 | 2020-11-13 | Hanwha | Q.Peak DUO BLK-G5 315 | Solar Panels |  | 0.315 | 4 | 245 | 40 |  | Fixed | Roof
Solar Registration Program | NJSRRE1543065695 | Galloway | 8205 | 19 | 10.4 | Residential | Yes | Behind the Meter | Pro Custom Solar dba Momentum Solar | AC Electric | Accepted | 2019-11-11 | 2019-11-13 | 2020-11-13 | Hanwha | Q.Peak DUO BLK-G5 315 | Solar Panels |  | 0.315 | 15 | 245 | 41 |  | Fixed | Roof
Solar Registration Program | NJSRRE1543065695 | Galloway | 8205 | 19 | 10.4 | Residential | Yes | Behind the Meter | Pro Custom Solar dba Momentum Solar | AC Electric | Accepted | 2019-11-11 | 2019-11-13 | 2020-11-13 | Hanwha | Q.Peak DUO BLK-G5 315 | Solar Panels |  | 0.315 | 14 | 65 | 41 |  | Fixed | Roof
Solar Registration Program | NJSRRE1543065695 | Galloway | 8205 | 19 | 10.4 | Residential | Yes | Behind the Meter | Pro Custom Solar dba Momentum Solar | AC Electric | Accepted | 2019-11-11 | 2019-11-13 | 2020-11-13 | Enphase Energy | IQ6-60-2-US | Inverters | 240 |  | 33 |  |  | 0.97 |  | Outdoor | Roof
Solar Registration Program | NJSRRE1543151856 | Tuckerton | 8087 | 18 | 10.4 | Residential | No | Behind the Meter | Trinity Solar | AC Electric | Accepted | 2019-11-13 | 2019-11-15 | 2020-11-15 | Hanwha 315 | Q.PEAK DUO BLK-G5 315 | Solar Panels |  | 0.315 | 6 | 201 | 45 |  | Fixed | Roof
Solar Registration Program | NJSRRE1543151856 | Tuckerton | 8087 | 18 | 10.4 | Residential | No | Behind the Meter | Trinity Solar | AC Electric | Accepted | 2019-11-13 | 2019-11-15 | 2020-11-15 | Hanwha 315 | Q.PEAK DUO BLK-G5 315 | Solar Panels |  | 0.315 | 18 | 201 | 27 |  | Fixed | Roof | garage
Solar Registration Program | NJSRRE1543151856 | Tuckerton | 8087 | 18 | 10.4 | Residential | No | Behind the Meter | Trinity Solar | AC Electric | Accepted | 2019-11-13 | 2019-11-15 | 2020-11-15 | Hanwha 315 | Q.PEAK DUO BLK-G5 315 | Solar Panels |  | 0.315 | 7 | 201 | 40 |  | Fixed | Roof
Solar Registration Program | NJSRRE1543151856 | Tuckerton | 8087 | 18 | 10.4 | Residential | No | Behind the Meter | Trinity Solar | AC Electric | Accepted | 2019-11-13 | 2019-11-15 | 2020-11-15 | Hanwha 315 | Q.PEAK DUO BLK-G5 315 | Solar Panels |  | 0.315 | 2 | 201 | 18 |  | Fixed | Roof
Solar Registration Program | NJSRRE1543151856 | Tuckerton | 8087 | 18 | 10.4 | Residential | No | Behind the Meter | Trinity Solar | AC Electric | Accepted | 2019-11-13 | 2019-11-15 | 2020-11-15 | Solar Edge | SE5000H-US | Inverters | 5000 |  | 1 |  |  | 0.97 |  | Outdoor | side of garage
Solar Registration Program | NJSRRE1543151856 | Tuckerton | 8087 | 18 | 10.4 | Residential | No | Behind the Meter | Trinity Solar | AC Electric | Accepted | 2019-11-13 | 2019-11-15 | 2020-11-15 | Solar Edge | SE3800H-US | Inverters | 3800 |  | 1 |  |  | 0.97 |  | Outside | side of home
Solar Registration Program | NJSRRE1543238879 | Manahawkin | 8050 | 18 | 10.4 | Residential | Yes | Behind the Meter | Vivint Solar Developer, LLC | AC Electric | Accepted | 2019-11-19 | 2019-11-19 | 2020-11-19 | HANWHA SOLAR | Q.PEAK BLK-G5 315 | Solar Panels |  | 0.315 | 27 | 177 | 33 |  | Fixed | Roof
Solar Registration Program | NJSRRE1543238879 | Manahawkin | 8050 | 18 | 10.4 | Residential | Yes | Behind the Meter | Vivint Solar Developer, LLC | AC Electric | Accepted | 2019-11-19 | 2019-11-19 | 2020-11-19 | HANWHA SOLAR | Q.PEAK BLK-G5 315 | Solar Panels |  | 0.315 | 6 | 357 | 33 |  | Fixed | Roof
Solar Registration Program | NJSRRE1543238879 | Manahawkin | 8050 | 18 | 10.4 | Residential | Yes | Behind the Meter | Vivint Solar Developer, LLC | AC Electric | Accepted | 2019-11-19 | 2019-11-19 | 2020-11-19 | SOLAREDGE | SE7600H-US000BNC4 | Inverters | 7600 |  | 1 |  |  | 0.992 |  | Outdoor | Near the Utility Meter
Solar Registration Program | NJSRRE1543315344 | PATERSON | 7501 | 6 | 10.4 | Residential | Yes | Behind the Meter | Vivint Solar Developer, LLC | PSE&G | Accepted | 2019-11-19 | 2019-11-19 | 2020-11-19 | HANWHA SOLAR | Q.PEAK BLK-G5 315 | Solar Panels |  | 0.315 | 18 | 245 | 15 |  | Fixed | Roof
Solar Registration Program | NJSRRE1543315344 | PATERSON | 7501 | 6 | 10.4 | Residential | Yes | Behind the Meter | Vivint Solar Developer, LLC | PSE&G | Accepted | 2019-11-19 | 2019-11-19 | 2020-11-19 | HANWHA SOLAR | Q.PEAK BLK-G5 315 | Solar Panels |  | 0.315 | 15 | 65 | 15 |  | Fixed | Roof
Solar Registration Program | NJSRRE1543315344 | PATERSON | 7501 | 6 | 10.4 | Residential | Yes | Behind the Meter | Vivint Solar Developer, LLC | PSE&G | Accepted | 2019-11-19 | 2019-11-19 | 2020-11-19 | solar edge | SE7600H-US000BNC4 | Inverters | 7600 |  | 1 |  |  | 0.992 |  | Outdoor | near the utility meter
Solar Registration Program | NJSRRE1543418013 | Marlboro Township | 7746 | 17 | 10.4 | Residential | Yes | Behind the Meter | Trinity Solar | JCP&L | Accepted | 2019-11-18 | 2019-11-20 | 2020-11-20 | Hanwha | Q.PEAK DUO BLK-G5 315 | Solar Panels |  | 0.315 | 25 | 134 | 18 |  | Fixed | Roof
Solar Registration Program | NJSRRE1543418013 | Marlboro Township | 7746 | 17 | 10.4 | Residential | Yes | Behind the Meter | Trinity Solar | JCP&L | Accepted | 2019-11-18 | 2019-11-20 | 2020-11-20 | Hanwha | Q.PEAK DUO BLK-G5 315 | Solar Panels |  | 0.315 | 8 | 134 | 18 |  | Fixed | Roof
Solar Registration Program | NJSRRE1543418013 | Marlboro Township | 7746 | 17 | 10.4 | Residential | Yes | Behind the Meter | Trinity Solar | JCP&L | Accepted | 2019-11-18 | 2019-11-20 | 2020-11-20 | Solar Edge | SE10000 | Inverters | 10000 |  | 1 |  |  | 0.97 |  | Outside | side of home
Solar Registration Program | NJSRRE1543421349 | VOORHEES | 8043 | 14 | 10.4 | Residential | No | Behind the Meter | Vivint Solar Developer, LLC | AC Electric | Accepted | 2019-11-19 | 2019-11-21 | 2020-11-21 | HANWHA SOLAR | Q.PEAK BLK-G5 315 | Solar Panels |  | 0.315 | 9 | 86 | 28 |  | Fixed | Roof
Solar Registration Program | NJSRRE1543421349 | VOORHEES | 8043 | 14 | 10.4 | Residential | No | Behind the Meter | Vivint Solar Developer, LLC | AC Electric | Accepted | 2019-11-19 | 2019-11-21 | 2020-11-21 | HANWHA SOLAR | Q.PEAK BLK-G5 315 | Solar Panels |  | 0.315 | 24 | 176 | 28 |  | Fixed | Roof
Solar Registration Program | NJSRRE1543421349 | VOORHEES | 8043 | 14 | 10.4 | Residential | No | Behind the Meter | Vivint Solar Developer, LLC | AC Electric | Accepted | 2019-11-19 | 2019-11-21 | 2020-11-21 | solar edge | SE7600H-US000BNC4 | Inverters | 7600 |  | 1 |  |  | 0.992 |  | Outdoor | near utility meter
Solar Registration Program | NJSRRE1543425832 | North Arlington | 7031 | 7 | 10.4 | Residential | Yes | Behind the Meter | Pro Custom Solar dba Momentum Solar | PSE&G | Accepted | 2019-11-20 | 2019-11-25 | 2020-11-25 | Hanwha | Q.Peak DUO BLK-G5 315 | Solar Panels |  | 0.315 | 11 | 123 | 40 |  | Fixed | Roof
Solar Registration Program | NJSRRE1543425832 | North Arlington | 7031 | 7 | 10.4 | Residential | Yes | Behind the Meter | Pro Custom Solar dba Momentum Solar | PSE&G | Accepted | 2019-11-20 | 2019-11-25 | 2020-11-25 | Hanwha | Q.Peak DUO BLK-G5 315 | Solar Panels |  | 0.315 | 4 | 123 | 24 |  | Fixed | Roof
Solar Registration Program | NJSRRE1543425832 | North Arlington | 7031 | 7 | 10.4 | Residential | Yes | Behind the Meter | Pro Custom Solar dba Momentum Solar | PSE&G | Accepted | 2019-11-20 | 2019-11-25 | 2020-11-25 | Hanwha | Q.Peak DUO BLK-G5 315 | Solar Panels |  | 0.315 | 18 | 213 | 35 |  | Fixed | Roof
Solar Registration Program | NJSRRE1543425832 | North Arlington | 7031 | 7 | 10.4 | Residential | Yes | Behind the Meter | Pro Custom Solar dba Momentum Solar | PSE&G | Accepted | 2019-11-20 | 2019-11-25 | 2020-11-25 | Enphase Energy | IQ6-60-2-US | Inverters | 240 |  | 33 |  |  | 0.97 |  | Outdoor | Roof
Solar Registration Program | NJSRRE1543434113 | Hazlet | 7730 | 17 | 10.4 | Residential | Yes | Behind the Meter | Pro Custom Solar dba Momentum Solar | JCP&L | Accepted | 2019-11-21 | 2019-11-25 | 2020-11-25 | Hanwha | Q.Peak DUO BLK-G5 315 | Solar Panels |  | 0.315 | 3 | 313 | 18 |  | Fixed | Roof
Solar Registration Program | NJSRRE1543434113 | Hazlet | 7730 | 17 | 10.4 | Residential | Yes | Behind the Meter | Pro Custom Solar dba Momentum Solar | JCP&L | Accepted | 2019-11-21 | 2019-11-25 | 2020-11-25 | Hanwha | Q.Peak DUO BLK-G5 315 | Solar Panels |  | 0.315 | 14 | 44 | 18 |  | Fixed | Roof
Solar Registration Program | NJSRRE1543434113 | Hazlet | 7730 | 17 | 10.4 | Residential | Yes | Behind the Meter | Pro Custom Solar dba Momentum Solar | JCP&L | Accepted | 2019-11-21 | 2019-11-25 | 2020-11-25 | Hanwha | Q.Peak DUO BLK-G5 315 | Solar Panels |  | 0.315 | 16 | 224 | 18 |  | Fixed | Roof
Solar Registration Program | NJSRRE1543434113 | Hazlet | 7730 | 17 | 10.4 | Residential | Yes | Behind the Meter | Pro Custom Solar dba Momentum Solar | JCP&L | Accepted | 2019-11-21 | 2019-11-25 | 2020-11-25 | Enphase Energy | IQ6-60-2-US | Inverters | 240 |  | 33 |  |  | 0.97 |  | Outdoor | Roof
Solar Registration Program | NJSRRE1543436890 | Mullica Hill | 8062 | 15 | 10.4 | Residential | No | Behind the Meter | Sunny Corp | AC Electric | Accepted | 2019-11-22 | 2019-11-26 | 2020-11-26 | PANASONIC | VBHN325KA03 | Solar Panels |  | 0.325 | 32 | 166 | 34 |  | Fixed | Roof
Solar Registration Program | NJSRRE1543436890 | Mullica Hill | 8062 | 15 | 10.4 | Residential | No | Behind the Meter | Sunny Corp | AC Electric | Accepted | 2019-11-22 | 2019-11-26 | 2020-11-26 | ENPHASE | IQ7X | Inverters | 1.37 |  | 32 |  |  | 0.1 |  | Outdoor | ON ROOF
Solar Registration Program | NJSRRE1543439389 | Swedesboro | 8085 | 15 | 10.4 | Residential | No | Behind the Meter | Sunny Corp | AC Electric | Accepted | 2019-11-24 | 2019-11-27 | 2020-11-27 | Panasonic | VBHN325KA03 | Solar Panels |  | 0.325 | 3 | 232 | 34 |  | Fixed | Roof
Solar Registration Program | NJSRRE1543439389 | Swedesboro | 8085 | 15 | 10.4 | Residential | No | Behind the Meter | Sunny Corp | AC Electric | Accepted | 2019-11-24 | 2019-11-27 | 2020-11-27 | PANASONIC | VBHN325KA03 | Solar Panels |  | 0.325 | 29 | 231 | 34 |  | Fixed | Roof
Solar Registration Program | NJSRRE1543439389 | Swedesboro | 8085 | 15 | 10.4 | Residential | No | Behind the Meter | Sunny Corp | AC Electric | Accepted | 2019-11-24 | 2019-11-27 | 2020-11-27 | ENPHASE | IQ7X | Inverters | 1.37 |  | 32 |  |  | 0.1 |  | Outside | ON ROOF
Solar Registration Program | NJSRRE1543443413 | PATERSON | 7503 | 6 | 10.4 | Residential | Yes | Behind the Meter | Vivint Solar Developer, LLC | PSE&G | Accepted | 2019-11-26 | 2019-11-27 | 2020-11-27 | HANWHA SOLAR | Q.PEAK BLK-G5 315 | Solar Panels |  | 0.315 | 27 | 128 | 35 |  | Fixed | Roof
Solar Registration Program | NJSRRE1543443413 | PATERSON | 7503 | 6 | 10.4 | Residential | Yes | Behind the Meter | Vivint Solar Developer, LLC | PSE&G | Accepted | 2019-11-26 | 2019-11-27 | 2020-11-27 | HANWHA SOLAR | Q.PEAK BLK-G5 315 | Solar Panels |  | 0.315 | 6 | 308 | 35 |  | Fixed | Roof
Solar Registration Program | NJSRRE1543443413 | PATERSON | 7503 | 6 | 10.4 | Residential | Yes | Behind the Meter | Vivint Solar Developer, LLC | PSE&G | Accepted | 2019-11-26 | 2019-11-27 | 2020-11-27 | SOLAREDGE | SE7600H-US | Inverters | 7600 |  | 1 |  |  | 0.992 |  | Outdoor | Near the Utility Meter
Solar Registration Program | NJSRRE1543443602 | Hillside | 7205 | 10 | 10.4 | Residential | Yes | Behind the Meter | Vivint Solar Developer, LLC | PSE&G | Accepted | 2019-11-29 | 2019-12-02 | 2020-12-02 | HANWHA SOLAR | Q.PEAK BLK-G5 315 | Solar Panels |  | 0.315 | 7 | 78 | 20 |  | Fixed | Roof
Solar Registration Program | NJSRRE1543443602 | Hillside | 7205 | 10 | 10.4 | Residential | Yes | Behind the Meter | Vivint Solar Developer, LLC | PSE&G | Accepted | 2019-11-29 | 2019-12-02 | 2020-12-02 | HANWHA SOLAR | Q.PEAK BLK-G5 315 | Solar Panels |  | 0.315 | 26 | 258 | 31 |  | Fixed | Roof
Solar Registration Program | NJSRRE1543443602 | Hillside | 7205 | 10 | 10.4 | Residential | Yes | Behind the Meter | Vivint Solar Developer, LLC | PSE&G | Accepted | 2019-11-29 | 2019-12-02 | 2020-12-02 | solar edge | SE7600H-US | Inverters | 7600 |  | 1 |  |  | 0.992 |  | Outdoor | near utility meter
Solar Registration Program | NJSRRE1543446928 | Cherry Hill | 8003 | 14 | 10.4 | Residential | No | Behind the Meter | Sunny Corp | PSE&G | Accepted | 2019-11-26 | 2019-12-02 | 2020-12-02 | PANASONIC | VHN325KA03 | Solar Panels |  | 0.325 | 7 | 100 | 15 |  | Fixed | Roof
Solar Registration Program | NJSRRE1543446928 | Cherry Hill | 8003 | 14 | 10.4 | Residential | No | Behind the Meter | Sunny Corp | PSE&G | Accepted | 2019-11-26 | 2019-12-02 | 2020-12-02 | PANASONIC | VBHN325KA03 | Solar Panels |  | 0.325 | 4 | 280 | 13 |  | Fixed | Roof
Solar Registration Program | NJSRRE1543446928 | Cherry Hill | 8003 | 14 | 10.4 | Residential | No | Behind the Meter | Sunny Corp | PSE&G | Accepted | 2019-11-26 | 2019-12-02 | 2020-12-02 | PANASONIC | VBHN325KA03 | Solar Panels |  | 0.325 | 8 | 100 | 15 |  | Fixed | Roof
Solar Registration Program | NJSRRE1543446928 | Cherry Hill | 8003 | 14 | 10.4 | Residential | No | Behind the Meter | Sunny Corp | PSE&G | Accepted | 2019-11-26 | 2019-12-02 | 2020-12-02 | PANASONIC | VBHN325KA03 | Solar Panels |  | 0.325 | 10 | 190 | 13 |  | Fixed | Roof
Solar Registration Program | NJSRRE1543446928 | Cherry Hill | 8003 | 14 | 10.4 | Residential | No | Behind the Meter | Sunny Corp | PSE&G | Accepted | 2019-11-26 | 2019-12-02 | 2020-12-02 | PANASONIC | VBHN325KA03 | Solar Panels |  | 0.325 | 3 | 190 | 15 |  | Fixed | Roof
Solar Registration Program | NJSRRE1543446928 | Cherry Hill | 8003 | 14 | 10.4 | Residential | No | Behind the Meter | Sunny Corp | PSE&G | Accepted | 2019-11-26 | 2019-12-02 | 2020-12-02 | ENPHASE | IQ7X | Inverters | 1.37 |  | 32 |  |  | 0.1 |  | Outdoor | ON ROOF
Solar Registration Program | NJSRRE1543450972 | Cranford | 7016 | 10 | 10.4 | Residential | No | Behind the Meter | Trinity Solar | PSE&G | Accepted | 2019-11-27 | 2019-12-03 | 2020-12-03 | Yingli 315 | YL315D-30b | Solar Panels |  | 0.315 | 4 | 121 | 14 |  | Fixed | Roof
Solar Registration Program | NJSRRE1543450972 | Cranford | 7016 | 10 | 10.4 | Residential | No | Behind the Meter | Trinity Solar | PSE&G | Accepted | 2019-11-27 | 2019-12-03 | 2020-12-03 | Yingli 315 | YL315D-30b | Solar Panels |  | 0.315 | 9 | 121 | 45 |  | Fixed | Roof
Solar Registration Program | NJSRRE1543450972 | Cranford | 7016 | 10 | 10.4 | Residential | No | Behind the Meter | Trinity Solar | PSE&G | Accepted | 2019-11-27 | 2019-12-03 | 2020-12-03 | Yingli 315 | YL315D-30b | Solar Panels |  | 0.315 | 9 | 211 | 30 |  | Fixed | Roof
Solar Registration Program | NJSRRE1543450972 | Cranford | 7016 | 10 | 10.4 | Residential | No | Behind the Meter | Trinity Solar | PSE&G | Accepted | 2019-11-27 | 2019-12-03 | 2020-12-03 | Yingli 315 | YL315D-30b | Solar Panels |  | 0.315 | 11 | 121 | 23 |  | Fixed | Roof
Solar Registration Program | NJSRRE1543450972 | Cranford | 7016 | 10 | 10.4 | Residential | No | Behind the Meter | Trinity Solar | PSE&G | Accepted | 2019-11-27 | 2019-12-03 | 2020-12-03 | Solar Edge | SE10000A-US | Inverters | 10000 |  | 1 |  |  | 0.97 |  | Outside | side of home
Solar Registration Program | NJSRRE1543474387 | Roselle | 7203 | 10 | 10.4 | Residential | Yes | Behind the Meter | SunPower Corporation, Systems | PSE&G | Accepted | 2019-12-03 | 2019-12-05 | 2020-12-05 | SUNPOWER | SPR-A400-G-AC | Solar Panels |  | 0.4 | 3 | 333 | 40 |  | Fixed | Roof
Solar Registration Program | NJSRRE1543474387 | Roselle | 7203 | 10 | 10.4 | Residential | Yes | Behind the Meter | SunPower Corporation, Systems | PSE&G | Accepted | 2019-12-03 | 2019-12-05 | 2020-12-05 | SUNPOWER | SPR-A400-G-AC | Solar Panels |  | 0.4 | 23 | 153 | 40 |  | Fixed | Roof
Solar Registration Program | NJSRRE1543474387 | Roselle | 7203 | 10 | 10.4 | Residential | Yes | Behind the Meter | SunPower Corporation, Systems | PSE&G | Accepted | 2019-12-03 | 2019-12-05 | 2020-12-05 | SUNPOWER | SPR-A400-G-AC | Inverters | 320 |  | 26 |  |  | 0.97 |  | Other | under each panel
Solar Registration Program | NJSRRE1543481492 | Franklinville | 8322 | 15 | 10.4 | Residential | Yes | Behind the Meter | Trinity Solar | AC Electric | Accepted | 2019-12-05 | 2019-12-09 | 2020-12-09 | Hanwha | Q.PEAK DUO BLK-G5 315 | Solar Panels |  | 0.315 | 33 | 167 | 23 |  | Fixed | Roof
Solar Registration Program | NJSRRE1543481492 | Franklinville | 8322 | 15 | 10.4 | Residential | Yes | Behind the Meter | Trinity Solar | AC Electric | Accepted | 2019-12-05 | 2019-12-09 | 2020-12-09 | Solar Edge | SE10000 | Inverters | 10000 |  | 1 |  |  | 0.97 |  | Outside | side of home
Solar Registration Program | NJSRRE1543481498 | Clementon | 8021 | 14 | 10.4 | Residential | No | Behind the Meter | Trinity Solar | PSE&G | Accepted | 2019-12-05 | 2019-12-09 | 2020-12-09 | HANWHA | Q.PEAK DUO BLK-G5 315 | Solar Panels |  | 0.315 | 3 | 132 | 37 |  | Fixed | Roof
Solar Registration Program | NJSRRE1543481498 | Clementon | 8021 | 14 | 10.4 | Residential | No | Behind the Meter | Trinity Solar | PSE&G | Accepted | 2019-12-05 | 2019-12-09 | 2020-12-09 | HANWHA | Q.PEAK DUO BLK-G5 315 | Solar Panels |  | 0.315 | 16 | 222 | 27 |  | Fixed | Roof
Solar Registration Program | NJSRRE1543481498 | Clementon | 8021 | 14 | 10.4 | Residential | No | Behind the Meter | Trinity Solar | PSE&G | Accepted | 2019-12-05 | 2019-12-09 | 2020-12-09 | HANWHA | Q.PEAK DUO BLK-G5 315 | Solar Panels |  | 0.315 | 10 | 222 | 27 |  | Fixed | Roof
Solar Registration Program | NJSRRE1543481498 | Clementon | 8021 | 14 | 10.4 | Residential | No | Behind the Meter | Trinity Solar | PSE&G | Accepted | 2019-12-05 | 2019-12-09 | 2020-12-09 | HANWHA | Q.PEAK DUO BLK-G5 315 | Solar Panels |  | 0.315 | 4 | 132 | 27 |  | Fixed | Roof
Solar Registration Program | NJSRRE1543481498 | Clementon | 8021 | 14 | 10.4 | Residential | No | Behind the Meter | Trinity Solar | PSE&G | Accepted | 2019-12-05 | 2019-12-09 | 2020-12-09 | SOLAR EDGE | SE10000H-US | Inverters | 10000 |  | 1 |  |  | 0.97 |  | Outside | SIDE OF HOME
Solar Registration Program | NJSRRE1543481553 | JAMESBURG | 8831 | 11 | 10.4 | Residential | Yes | Behind the Meter | Vivint Solar Developer, LLC | JCP&L | Accepted | 2019-12-07 | 2019-12-09 | 2020-12-09 | HANWHA SOLAR | Q.PEAK BLK-G5 315 | Solar Panels |  | 0.315 | 10 | 158 | 23 |  | Fixed | Roof
Solar Registration Program | NJSRRE1543481553 | JAMESBURG | 8831 | 11 | 10.4 | Residential | Yes | Behind the Meter | Vivint Solar Developer, LLC | JCP&L | Accepted | 2019-12-07 | 2019-12-09 | 2020-12-09 | HANWHA SOLAR | Q.PEAK BLK-G5 315 | Solar Panels |  | 0.315 | 5 | 338 | 23 |  | Fixed | Roof
Solar Registration Program | NJSRRE1543481553 | JAMESBURG | 8831 | 11 | 10.4 | Residential | Yes | Behind the Meter | Vivint Solar Developer, LLC | JCP&L | Accepted | 2019-12-07 | 2019-12-09 | 2020-12-09 | HANWHA SOLAR | Q.PEAK BLK-G5 315 | Solar Panels |  | 0.315 | 4 | 158 | 27 |  | Fixed | Roof
Solar Registration Program | NJSRRE1543481553 | JAMESBURG | 8831 | 11 | 10.4 | Residential | Yes | Behind the Meter | Vivint Solar Developer, LLC | JCP&L | Accepted | 2019-12-07 | 2019-12-09 | 2020-12-09 | HANWHA SOLAR | Q.PEAK BLK-G5 315 | Solar Panels |  | 0.315 | 14 | 338 | 27 |  | Fixed | Roof
Solar Registration Program | NJSRRE1543481553 | JAMESBURG | 8831 | 11 | 10.4 | Residential | Yes | Behind the Meter | Vivint Solar Developer, LLC | JCP&L | Accepted | 2019-12-07 | 2019-12-09 | 2020-12-09 | SOLAREDGE | SE7600H-US | Inverters | 7600 |  | 1 |  |  | 0.992 |  | Outdoor | Near the Utility Meter
Solar Registration Program | NJSRRE1543481730 | Jersey City | 7305 | 8 | 10.4 | Residential | No | Behind the Meter | Pro Custom Solar dba Momentum Solar | PSE&G | Accepted | 2019-12-05 | 2019-12-10 | 2020-12-10 | Hanwha | Q.Peak DUO BLK-G5 315 | Solar Panels |  | 0.315 | 25 | 311 | 24 |  | Fixed | Roof
Solar Registration Program | NJSRRE1543481730 | Jersey City | 7305 | 8 | 10.4 | Residential | No | Behind the Meter | Pro Custom Solar dba Momentum Solar | PSE&G | Accepted | 2019-12-05 | 2019-12-10 | 2020-12-10 | Hanwha | Q.Peak DUO BLK-G5 315 | Solar Panels |  | 0.315 | 8 | 131 | 27 |  | Fixed | Roof
Solar Registration Program | NJSRRE1543481730 | Jersey City | 7305 | 8 | 10.4 | Residential | No | Behind the Meter | Pro Custom Solar dba Momentum Solar | PSE&G | Accepted | 2019-12-05 | 2019-12-10 | 2020-12-10 | Enphase Energy | IQ6-60-2-US | Inverters | 240 |  | 33 |  |  | 0.97 |  | Outdoor | Roof
Solar Registration Program | NJSRRE1543481742 | Brick | 8724 | 18 | 10.4 | Residential | No | Behind the Meter | Trinity Solar | JCP&L | Accepted | 2019-12-05 | 2019-12-09 | 2020-12-09 | Hanwha | Q.PEAK DUO BLK-G5 315 | Solar Panels |  | 0.315 | 18 | 187 | 25 |  | Fixed | Roof
Solar Registration Program | NJSRRE1543481742 | Brick | 8724 | 18 | 10.4 | Residential | No | Behind the Meter | Trinity Solar | JCP&L | Accepted | 2019-12-05 | 2019-12-09 | 2020-12-09 | Hanwha | Q.PEAK DUO BLK-G5 315 | Solar Panels |  | 0.315 | 15 | 204 | 25 |  | Fixed | Roof
Solar Registration Program | NJSRRE1543481742 | Brick | 8724 | 18 | 10.4 | Residential | No | Behind the Meter | Trinity Solar | JCP&L | Accepted | 2019-12-05 | 2019-12-09 | 2020-12-09 | Solar Edge | SE10000 | Inverters | 10000 |  | 1 |  |  | 0.97 |  | Outside | side of home
Solar Registration Program | NJSRRE1543497670 | Ocean | 7712 | 17 | 10.4 | Residential | Yes | Behind the Meter | Trinity Solar | JCP&L | Accepted | 2019-12-06 | 2019-12-10 | 2020-12-10 | HANWHA | Q.PEAK DUO BLK-G5 315 | Solar Panels |  | 0.315 | 16 | 131 | 40 |  | Fixed | Roof
Solar Registration Program | NJSRRE1543497670 | Ocean | 7712 | 17 | 10.4 | Residential | Yes | Behind the Meter | Trinity Solar | JCP&L | Accepted | 2019-12-06 | 2019-12-10 | 2020-12-10 | HANWHA | Q.PEAK DUO BLK-G5 315 | Solar Panels |  | 0.315 | 10 | 131 | 40 |  | Fixed | Roof
Solar Registration Program | NJSRRE1543497670 | Ocean | 7712 | 17 | 10.4 | Residential | Yes | Behind the Meter | Trinity Solar | JCP&L | Accepted | 2019-12-06 | 2019-12-10 | 2020-12-10 | HANWHA | Q.PEAK DUO BLK-G5 315 | Solar Panels |  | 0.315 | 7 | 131 | 14 |  | Fixed | Roof
Solar Registration Program | NJSRRE1543497670 | Ocean | 7712 | 17 | 10.4 | Residential | Yes | Behind the Meter | Trinity Solar | JCP&L | Accepted | 2019-12-06 | 2019-12-10 | 2020-12-10 | SOLAR EDGE | SE10000H-US | Inverters | 10000 |  | 1 |  |  | 0.97 |  | Outside | SIDE OF HOME
Solar Registration Program | NJSRRE1543505899 | Williamstown | 8094 | 15 | 10.4 | Residential | Yes | Behind the Meter | Trinity Solar | AC Electric | Accepted | 2019-12-10 | 2019-12-13 | 2020-12-13 | Hanwha 315 | Q.PEAK DUO BLK-G5 315 | Solar Panels |  | 0.315 | 4 | 174 | 40 |  | Fixed | Roof
Solar Registration Program | NJSRRE1543505899 | Williamstown | 8094 | 15 | 10.4 | Residential | Yes | Behind the Meter | Trinity Solar | AC Electric | Accepted | 2019-12-10 | 2019-12-13 | 2020-12-13 | Hanwha 315 | Q.PEAK DUO BLK-G5 315 | Solar Panels |  | 0.315 | 8 | 174 | 40 |  | Fixed | Roof
Solar Registration Program | NJSRRE1543505899 | Williamstown | 8094 | 15 | 10.4 | Residential | Yes | Behind the Meter | Trinity Solar | AC Electric | Accepted | 2019-12-10 | 2019-12-13 | 2020-12-13 | Hanwha 315 | Q.PEAK DUO BLK-G5 315 | Solar Panels |  | 0.315 | 21 | 264 | 34 |  | Fixed | Roof
Solar Registration Program | NJSRRE1543505899 | Williamstown | 8094 | 15 | 10.4 | Residential | Yes | Behind the Meter | Trinity Solar | AC Electric | Accepted | 2019-12-10 | 2019-12-13 | 2020-12-13 | Solar Edge | SE10000H-US | Inverters | 10000 |  | 1 |  |  | 0.97 |  | Outside | side of home
Solar Registration Program | NJSRRE1543509802 | Millville | 8332 | 20 | 10.4 | Residential | Yes | Behind the Meter | Trinity Solar | AC Electric | Accepted | 2019-12-11 | 2019-12-13 | 2020-12-13 | Hanwha 315 | Q.PEAK DUO BLK-G5 315 | Solar Panels |  | 0.315 | 10 | 202 | 23 |  | Fixed | Roof
Solar Registration Program | NJSRRE1543509802 | Millville | 8332 | 20 | 10.4 | Residential | Yes | Behind the Meter | Trinity Solar | AC Electric | Accepted | 2019-12-11 | 2019-12-13 | 2020-12-13 | Hanwha 315 | Q.PEAK DUO BLK-G5 315 | Solar Panels |  | 0.315 | 17 | 112 | 23 |  | Fixed | Roof
Solar Registration Program | NJSRRE1543509802 | Millville | 8332 | 20 | 10.4 | Residential | Yes | Behind the Meter | Trinity Solar | AC Electric | Accepted | 2019-12-11 | 2019-12-13 | 2020-12-13 | Hanwha 315 | Q.PEAK DUO BLK-G5 315 | Solar Panels |  | 0.315 | 6 | 202 | 9 |  | Fixed | Roof
Solar Registration Program | NJSRRE1543509802 | Millville | 8332 | 20 | 10.4 | Residential | Yes | Behind the Meter | Trinity Solar | AC Electric | Accepted | 2019-12-11 | 2019-12-13 | 2020-12-13 | Solar Edge | SE10000H-US | Inverters | 10000 |  | 1 |  |  | 0.97 |  | Outside | side of home
Solar Registration Program | NJSRRE1543513243 | West Deptford | 8086 | 15 | 10.4 | Residential | No | Behind the Meter | Trinity Solar | PSE&G | Accepted | 2019-12-11 | 2019-12-16 | 2020-12-16 | HANWHA | Q.PEAK DUO BLK-G5 315 | Solar Panels |  | 0.315 | 33 | 217 | 23 |  | Fixed | Roof
Solar Registration Program | NJSRRE1543513243 | West Deptford | 8086 | 15 | 10.4 | Residential | No | Behind the Meter | Trinity Solar | PSE&G | Accepted | 2019-12-11 | 2019-12-16 | 2020-12-16 | Solar Edge | SE10000H-US000BNC4 | Inverters | 10000 |  | 1 |  |  | 0.97 |  | Outdoor | side of home
Solar Registration Program | NJSRRE1543532579 | Brick | 8723 | 18 | 10.4 | Residential | Yes | Behind the Meter | Trinity Solar | JCP&L | Accepted | 2019-12-12 | 2019-12-16 | 2020-12-16 | HANWHA | (Q.PEAK DUO BLK-G5 315) | Solar Panels |  | 0.315 | 23 | 129 | 27 |  | Fixed | Roof
Solar Registration Program | NJSRRE1543532579 | Brick | 8723 | 18 | 10.4 | Residential | Yes | Behind the Meter | Trinity Solar | JCP&L | Accepted | 2019-12-12 | 2019-12-16 | 2020-12-16 | HANWHA | (Q.PEAK DUO BLK-G5 315) | Solar Panels |  | 0.315 | 10 | 129 | 27 |  | Fixed | Roof
Solar Registration Program | NJSRRE1543532579 | Brick | 8723 | 18 | 10.4 | Residential | Yes | Behind the Meter | Trinity Solar | JCP&L | Accepted | 2019-12-12 | 2019-12-16 | 2020-12-16 | SOLAR EDGE | SE10000H-US | Inverters | 10000 |  | 1 |  |  | 0.97 |  | Outside | SIDE OF HOME
Solar Registration Program | NJSRRE1543570687 | LIVINGSTON | 7039 | 9 | 10.4 | Residential | Yes | Behind the Meter | Vivint Solar Developer, LLC | JCP&L | Accepted | 2019-12-19 | 2019-12-23 | 2020-12-23 | Hanwha Solar | Q.PEAK BLK-G5 315 | Solar Panels |  | 0.315 | 10 | 291 | 21 |  | Fixed | Roof
Solar Registration Program | NJSRRE1543570687 | LIVINGSTON | 7039 | 9 | 10.4 | Residential | Yes | Behind the Meter | Vivint Solar Developer, LLC | JCP&L | Accepted | 2019-12-19 | 2019-12-23 | 2020-12-23 | Hanwha Solar | Q.PEAK BLK-G5 315 | Solar Panels |  | 0.315 | 6 | 111 | 16 |  | Fixed | Roof
Solar Registration Program | NJSRRE1543570687 | LIVINGSTON | 7039 | 9 | 10.4 | Residential | Yes | Behind the Meter | Vivint Solar Developer, LLC | JCP&L | Accepted | 2019-12-19 | 2019-12-23 | 2020-12-23 | Hanwha Solar | Q.PEAK BLK-G5 315 | Solar Panels |  | 0.315 | 17 | 201 | 22 |  | Fixed | Roof
Solar Registration Program | NJSRRE1543570687 | LIVINGSTON | 7039 | 9 | 10.4 | Residential | Yes | Behind the Meter | Vivint Solar Developer, LLC | JCP&L | Accepted | 2019-12-19 | 2019-12-23 | 2020-12-23 | Solar Edge | SE7600H-US | Inverters | 7600 |  | 1 |  |  | 0.992 |  | Outdoor | Near the utility meter
Solar Registration Program | NJSRRE1543570841 | New Milford Boro | 7646 | 7 | 10.4 | Residential | Yes | Behind the Meter | Vision Solar LLC | PSE&G | Accepted | 2019-12-19 | 2019-12-23 | 2020-12-23 | hanwa qcells | q.peak duo-g5 315 | Solar Panels |  | 0.315 | 17 | 94 | 23 |  | Fixed | Roof
Solar Registration Program | NJSRRE1543570841 | New Milford Boro | 7646 | 7 | 10.4 | Residential | Yes | Behind the Meter | Vision Solar LLC | PSE&G | Accepted | 2019-12-19 | 2019-12-23 | 2020-12-23 | hanwa qcells | q.peak duo-g5 315 | Solar Panels |  | 0.315 | 16 | 274 | 23 |  | Fixed | Roof
Solar Registration Program | NJSRRE1543570841 | New Milford Boro | 7646 | 7 | 10.4 | Residential | Yes | Behind the Meter | Vision Solar LLC | PSE&G | Accepted | 2019-12-19 | 2019-12-23 | 2020-12-23 | enphase | iq7-60-2-us | Inverters | 0.25 |  | 33 |  |  | 0.96 |  | Other | behind panels
Solar Registration Program | NJSRRE1543672379 | Columbus | 8022 | 13 | 10.4 | Residential | No | Behind the Meter | Pro Custom Solar dba Momentum Solar | PSE&G | Accepted | 2019-12-23 | 2019-12-30 | 2020-12-30 | Hanwha | Q.Peak DUO BLK-G5 315 | Solar Panels |  | 0.315 | 17 | 165 | 32 |  | Fixed | Roof
Solar Registration Program | NJSRRE1543672379 | Columbus | 8022 | 13 | 10.4 | Residential | No | Behind the Meter | Pro Custom Solar dba Momentum Solar | PSE&G | Accepted | 2019-12-23 | 2019-12-30 | 2020-12-30 | Hanwha | Q.Peak DUO BLK-G5 315 | Solar Panels |  | 0.315 | 16 | 165 | 34 |  | Fixed | Roof
Solar Registration Program | NJSRRE1543672379 | Columbus | 8022 | 13 | 10.4 | Residential | No | Behind the Meter | Pro Custom Solar dba Momentum Solar | PSE&G | Accepted | 2019-12-23 | 2019-12-30 | 2020-12-30 | Enphase Energy | IQ6-60-2-US | Inverters | 240 |  | 33 |  |  | 0.97 |  | Outdoor | Roof
Solar Registration Program | NJSRRE1543674360 | Old Bridge | 8857 | 11 | 10.4 | Residential | Yes | Behind the Meter | Trinity Solar | JCP&L | Accepted | 2019-12-24 | 2019-12-30 | 2020-12-30 | YINGLI | YL315D-30b | Solar Panels |  | 0.315 | 19 | 182 | 27 |  | Fixed | Roof
Solar Registration Program | NJSRRE1543674360 | Old Bridge | 8857 | 11 | 10.4 | Residential | Yes | Behind the Meter | Trinity Solar | JCP&L | Accepted | 2019-12-24 | 2019-12-30 | 2020-12-30 | YINGLI | YL315D-30b | Solar Panels |  | 0.315 | 10 | 92 | 40 |  | Fixed | Roof
Solar Registration Program | NJSRRE1543674360 | Old Bridge | 8857 | 11 | 10.4 | Residential | Yes | Behind the Meter | Trinity Solar | JCP&L | Accepted | 2019-12-24 | 2019-12-30 | 2020-12-30 | YINGLI | YL315D-30b | Solar Panels |  | 0.315 | 4 | 272 | 40 |  | Fixed | Roof
Solar Registration Program | NJSRRE1543674360 | Old Bridge | 8857 | 11 | 10.4 | Residential | Yes | Behind the Meter | Trinity Solar | JCP&L | Accepted | 2019-12-24 | 2019-12-30 | 2020-12-30 | SOLAR EDGE | SE10000H-US | Inverters | 10000 |  | 1 |  |  | 0.97 |  | Outside | SIDE OF HOME
Solar Registration Program | NJSRRE1543820287 | Keyport | 7735 | 17 | 10.4 | Residential | Yes | Behind the Meter | Vivint Solar Developer, LLC | JCP&L | Accepted | 2019-12-26 | 2019-12-31 | 2020-12-31 | HANWHA SOLAR | Q.PEAK BLK-G5 315 | Solar Panels |  | 0.315 | 17 | 209 | 35 |  | Fixed | Roof
Solar Registration Program | NJSRRE1543820287 | Keyport | 7735 | 17 | 10.4 | Residential | Yes | Behind the Meter | Vivint Solar Developer, LLC | JCP&L | Accepted | 2019-12-26 | 2019-12-31 | 2020-12-31 | HANWHA SOLAR | Q.PEAK BLK-G5 315 | Solar Panels |  | 0.315 | 16 | 29 | 35 |  | Fixed | Roof
Solar Registration Program | NJSRRE1543820287 | Keyport | 7735 | 17 | 10.4 | Residential | Yes | Behind the Meter | Vivint Solar Developer, LLC | JCP&L | Accepted | 2019-12-26 | 2019-12-31 | 2020-12-31 | SOLAREDGE | SE7600H-US | Inverters | 7600 |  | 1 |  |  | 0.992 |  | Outdoor | Near the Utility Meter
Solar Registration Program | NJSRRE1539777436 | Egg Harbor Township | 8234 | 19 | 10.44 | Residential | Yes | Behind the Meter | Sun Up Zero Down | AC Electric | Accepted | 2018-11-05 | 2018-11-07 | 2020-05-07 | Sunpower | SPR-X22-360-BLK-C-AC | Solar Panels |  | 0.36 | 14 | 208 | 26 |  | Fixed | Roof
Solar Registration Program | NJSRRE1539777436 | Egg Harbor Township | 8234 | 19 | 10.44 | Residential | Yes | Behind the Meter | Sun Up Zero Down | AC Electric | Accepted | 2018-11-05 | 2018-11-07 | 2020-05-07 | Sunpower | SPR-X22-360-BLK-C-AC | Solar Panels |  | 0.36 | 3 | 298 | 23 |  | Fixed | Roof
Solar Registration Program | NJSRRE1539777436 | Egg Harbor Township | 8234 | 19 | 10.44 | Residential | Yes | Behind the Meter | Sun Up Zero Down | AC Electric | Accepted | 2018-11-05 | 2018-11-07 | 2020-05-07 | Sunpower | SPR-X22-360-BLK-C-AC | Solar Panels |  | 0.36 | 12 | 208 | 23 |  | Fixed | Roof
Solar Registration Program | NJSRRE1539777436 | Egg Harbor Township | 8234 | 19 | 10.44 | Residential | Yes | Behind the Meter | Sun Up Zero Down | AC Electric | Accepted | 2018-11-05 | 2018-11-07 | 2020-05-07 | Sunpower | SPR-X22-360-BLK-C-AC | Inverters | 360 |  | 29 |  |  | 0.96 |  | Outside | roof
Solar Registration Program | NJSRRE1540295766 | Englishtown | 7726 | 17 | 10.44 | Residential | Yes | Behind the Meter | Sunrun Installation Services, Inc. | JCP&L | Accepted | 2019-01-29 | 2019-01-30 | 2020-01-30 | REC Solar | REC290TP2 BLK | Solar Panels |  | 0.29 | 24 | 6 | 23 |  | Fixed | Roof
Solar Registration Program | NJSRRE1540295766 | Englishtown | 7726 | 17 | 10.44 | Residential | Yes | Behind the Meter | Sunrun Installation Services, Inc. | JCP&L | Accepted | 2019-01-29 | 2019-01-30 | 2020-01-30 | REC Solar | REC290TP2 BLK | Solar Panels |  | 0.29 | 12 | 6 | 23 |  | Fixed | Roof
Solar Registration Program | NJSRRE1540295766 | Englishtown | 7726 | 17 | 10.44 | Residential | Yes | Behind the Meter | Sunrun Installation Services, Inc. | JCP&L | Accepted | 2019-01-29 | 2019-01-30 | 2020-01-30 | SMA America | SB3.8-1SP-US-40 | Inverters | 3800 |  | 1 |  |  | 0.96 |  | Outdoor | Next To Meter
Solar Registration Program | NJSRRE1540295766 | Englishtown | 7726 | 17 | 10.44 | Residential | Yes | Behind the Meter | Sunrun Installation Services, Inc. | JCP&L | Accepted | 2019-01-29 | 2019-01-30 | 2020-01-30 | SMA America | SB5.0-1SP-US-40 | Inverters | 5000 |  | 1 |  |  | 0.96 |  | Outdoor | Next To Meter
Solar Registration Program | NJSRRE1540499979 | Edison Twp | 8820 | 11 | 10.44 | Residential | No | Behind the Meter | Sunrun Installation Services, Inc. | PSE&G | Accepted | 2019-03-19 | 2019-03-20 | 2020-03-20 | REC Solar | REC290TP2 BLK | Solar Panels |  | 0.29 | 15 | 174 | 34 |  | Fixed | Roof
Solar Registration Program | NJSRRE1540499979 | Edison Twp | 8820 | 11 | 10.44 | Residential | No | Behind the Meter | Sunrun Installation Services, Inc. | PSE&G | Accepted | 2019-03-19 | 2019-03-20 | 2020-03-20 | REC Solar | REC290TP2 BLK | Solar Panels |  | 0.29 | 21 | 263 | 27 |  | Fixed | Roof
Solar Registration Program | NJSRRE1540499979 | Edison Twp | 8820 | 11 | 10.44 | Residential | No | Behind the Meter | Sunrun Installation Services, Inc. | PSE&G | Accepted | 2019-03-19 | 2019-03-20 | 2020-03-20 | SMA America | SB3.8-1SP-US-40 | Inverters | 3800 |  | 1 |  |  | 0.96 |  | Outdoor | Next To Meter
Solar Registration Program | NJSRRE1540499979 | Edison Twp | 8820 | 11 | 10.44 | Residential | No | Behind the Meter | Sunrun Installation Services, Inc. | PSE&G | Accepted | 2019-03-19 | 2019-03-20 | 2020-03-20 | SMA America | SB5.0-1SP-US-40 | Inverters | 5000 |  | 1 |  |  | 0.96 |  | Outdoor | Next To Meter
Solar Registration Program | NJSRRE1541031635 | Clifton City | 7013 | 6 | 10.44 | Residential | Yes | Behind the Meter | Sunrun Installation Services, Inc. | PSE&G | Accepted | 2019-05-22 | 2019-05-24 | 2020-05-24 | REC Solar | REC290TP2 BLK | Solar Panels |  | 0.29 | 12 | 222 | 40 |  | Fixed | Roof
Solar Registration Program | NJSRRE1541031635 | Clifton City | 7013 | 6 | 10.44 | Residential | Yes | Behind the Meter | Sunrun Installation Services, Inc. | PSE&G | Accepted | 2019-05-22 | 2019-05-24 | 2020-05-24 | REC Solar | REC290TP2 BLK | Solar Panels |  | 0.29 | 8 | 222 | 40 |  | Fixed | Roof
Solar Registration Program | NJSRRE1541031635 | Clifton City | 7013 | 6 | 10.44 | Residential | Yes | Behind the Meter | Sunrun Installation Services, Inc. | PSE&G | Accepted | 2019-05-22 | 2019-05-24 | 2020-05-24 | REC Solar | REC290TP2 BLK | Solar Panels |  | 0.29 | 9 | 42 | 40 |  | Fixed | Roof
Solar Registration Program | NJSRRE1541031635 | Clifton City | 7013 | 6 | 10.44 | Residential | Yes | Behind the Meter | Sunrun Installation Services, Inc. | PSE&G | Accepted | 2019-05-22 | 2019-05-24 | 2020-05-24 | REC Solar | REC290TP2 BLK | Solar Panels |  | 0.29 | 7 | 42 | 40 |  | Fixed | Roof
Solar Registration Program | NJSRRE1541031635 | Clifton City | 7013 | 6 | 10.44 | Residential | Yes | Behind the Meter | Sunrun Installation Services, Inc. | PSE&G | Accepted | 2019-05-22 | 2019-05-24 | 2020-05-24 | SMA America | SB3.8-1SP-US-40 | Inverters | 3800 |  | 1 |  |  | 0.96 |  | Outdoor | Next To Meter
Solar Registration Program | NJSRRE1541031635 | Clifton City | 7013 | 6 | 10.44 | Residential | Yes | Behind the Meter | Sunrun Installation Services, Inc. | PSE&G | Accepted | 2019-05-22 | 2019-05-24 | 2020-05-24 | SMA America | SB5.0-1SP-US-40 | Inverters | 5000 |  | 1 |  |  | 0.96 |  | Outdoor | Next To Meter
Solar Registration Program | NJSRRE1541069312 | Paterson | 7502 | 6 | 10.44 | Residential | Yes | Behind the Meter | Sunrun Installation Services, Inc. | PSE&G | Accepted | 2019-06-03 | 2019-06-06 | 2020-06-06 | REC Solar | REC290TP2 BLK | Solar Panels |  | 0.29 | 18 | 48 | 34 |  | Fixed | Roof
Solar Registration Program | NJSRRE1541069312 | Paterson | 7502 | 6 | 10.44 | Residential | Yes | Behind the Meter | Sunrun Installation Services, Inc. | PSE&G | Accepted | 2019-06-03 | 2019-06-06 | 2020-06-06 | REC Solar | REC290TP2 BLK | Solar Panels |  | 0.29 | 14 | 140 | 45 |  | Fixed | Roof
Solar Registration Program | NJSRRE1541069312 | Paterson | 7502 | 6 | 10.44 | Residential | Yes | Behind the Meter | Sunrun Installation Services, Inc. | PSE&G | Accepted | 2019-06-03 | 2019-06-06 | 2020-06-06 | REC Solar | REC290TP2 BLK | Solar Panels |  | 0.29 | 4 | 320 | 45 |  | Fixed | Roof
Solar Registration Program | NJSRRE1541069312 | Paterson | 7502 | 6 | 10.44 | Residential | Yes | Behind the Meter | Sunrun Installation Services, Inc. | PSE&G | Accepted | 2019-06-03 | 2019-06-06 | 2020-06-06 | SolarEdge Technologies | SE10000H-USRGM | Inverters | 10000 |  | 1 |  |  | 0.96 |  | Outdoor | Next To Meter
Solar Registration Program | NJSRRE1541455052 | Willingboro | 8046 | 13 | 10.44 | Residential | Yes | Behind the Meter | Sunrun Installation Services, Inc. | PSE&G | Accepted | 2019-06-24 | 2019-06-27 | 2020-06-27 | REC Solar | REC290TP2 BLK | Solar Panels |  | 0.29 | 20 | 108 | 18 |  | Fixed | Roof
Solar Registration Program | NJSRRE1541455052 | Willingboro | 8046 | 13 | 10.44 | Residential | Yes | Behind the Meter | Sunrun Installation Services, Inc. | PSE&G | Accepted | 2019-06-24 | 2019-06-27 | 2020-06-27 | REC Solar | REC290TP2 BLK | Solar Panels |  | 0.29 | 16 | 288 | 18 |  | Fixed | Roof
Solar Registration Program | NJSRRE1541455052 | Willingboro | 8046 | 13 | 10.44 | Residential | Yes | Behind the Meter | Sunrun Installation Services, Inc. | PSE&G | Accepted | 2019-06-24 | 2019-06-27 | 2020-06-27 | Ningbo Ginlong Technologies | Solis-1P9K-4G-US | Inverters | 9000 |  | 1 |  |  | 0.96 |  | Outdoor | Next To Meter
Solar Registration Program | NJSRRE1541629751 | DOVER | 7801 | 3 | 10.44 | Commercial | No | Behind the Meter | DC SOLAR INTEGRATORS | JCP&L | Accepted | 2019-07-11 | 2019-08-06 | 2020-08-06 | AXITEC | AC-360M/156-72S | Solar Panels |  | 0.36 | 29 | 210 | 16 |  | Fixed | Roof
Solar Registration Program | NJSRRE1541629751 | DOVER | 7801 | 3 | 10.44 | Commercial | No | Behind the Meter | DC SOLAR INTEGRATORS | JCP&L | Accepted | 2019-07-11 | 2019-08-06 | 2020-08-06 | SOLAREDGE | SE11400H-US (240) | Inverters | 47.5 |  | 1 |  |  | 0.99 |  | Outside | OUTSIDE
Solar Registration Program | NJSRRE1541672151 | Hampton | 8827 | 4 | 10.44 | Residential | Yes | Behind the Meter | SunPower Capital LLC | JCP&L | Accepted | 2019-07-17 | 2019-07-17 | 2020-07-17 | SUNPOWER | SPR-X22-360-E-AC | Solar Panels |  | 0.36 | 17 | 148 | 21 |  | Fixed | Roof
Solar Registration Program | NJSRRE1541672151 | Hampton | 8827 | 4 | 10.44 | Residential | Yes | Behind the Meter | SunPower Capital LLC | JCP&L | Accepted | 2019-07-17 | 2019-07-17 | 2020-07-17 | SUNPOWER | SPR-X22-360-E-AC | Solar Panels |  | 0.36 | 12 | 238 | 22 |  | Fixed | Roof
Solar Registration Program | NJSRRE1541672151 | Hampton | 8827 | 4 | 10.44 | Residential | Yes | Behind the Meter | SunPower Capital LLC | JCP&L | Accepted | 2019-07-17 | 2019-07-17 | 2020-07-17 | SUNPOWER | SPR-X22-360-E-AC | Inverters | 0.36 |  | 29 |  |  | 0.96 |  | Other | BEHIND PANELS
Solar Registration Program | NJSRRE1541688335 | Clementon | 8021 | 14 | 10.44 | Residential | No | Behind the Meter | SunnyMac LLC | AC Electric | Accepted | 2019-07-19 | 2019-07-23 | 2020-07-23 | Sunpower | SPR-X22-360 | Solar Panels |  | 0.36 | 11 | 141 | 21 |  | Fixed | Roof
Solar Registration Program | NJSRRE1541688335 | Clementon | 8021 | 14 | 10.44 | Residential | No | Behind the Meter | SunnyMac LLC | AC Electric | Accepted | 2019-07-19 | 2019-07-23 | 2020-07-23 | Sunpower | SPR-X22-360 | Solar Panels |  | 0.36 | 18 | 231 | 21 |  | Fixed | Roof
Solar Registration Program | NJSRRE1541688335 | Clementon | 8021 | 14 | 10.44 | Residential | No | Behind the Meter | SunnyMac LLC | AC Electric | Accepted | 2019-07-19 | 2019-07-23 | 2020-07-23 | Enphase | IQ7XS-96-ACM-US | Inverters | 0.32 |  | 29 |  |  | 0.99 |  | Outdoor | roof
Solar Registration Program | NJSRRE1541699171 | Franklin Twp som | 8540 | 12 | 10.44 | Residential | No | Behind the Meter | Sunrun Installation Services, Inc. | PSE&G | Accepted | 2019-07-24 | 2019-07-26 | 2020-07-26 | REC Solar | REC290TP2 BLK | Solar Panels |  | 0.29 | 36 | 119 | 30 |  | Fixed | Roof
Solar Registration Program | NJSRRE1541699171 | Franklin Twp som | 8540 | 12 | 10.44 | Residential | No | Behind the Meter | Sunrun Installation Services, Inc. | PSE&G | Accepted | 2019-07-24 | 2019-07-26 | 2020-07-26 | Ningbo Ginlong Technologies | Solis-1P9K-4G-US | Inverters | 9000 |  | 1 |  |  | 0.96 |  | Outdoor | Next To Meter
Solar Registration Program | NJSRRE1541724288 | Oradell | 7649 | 7 | 10.44 | Residential | No | Behind the Meter | Sunrun Installation Services, Inc. | PSE&G | Accepted | 2019-07-31 | 2019-08-05 | 2020-08-05 | REC Solar | REC290TP2 BLK | Solar Panels |  | 0.29 | 15 | 96 | 22 |  | Fixed | Roof
Solar Registration Program | NJSRRE1541724288 | Oradell | 7649 | 7 | 10.44 | Residential | No | Behind the Meter | Sunrun Installation Services, Inc. | PSE&G | Accepted | 2019-07-31 | 2019-08-05 | 2020-08-05 | REC Solar | REC290TP2 BLK | Solar Panels |  | 0.29 | 8 | 186 | 22 |  | Fixed | Roof
Solar Registration Program | NJSRRE1541724288 | Oradell | 7649 | 7 | 10.44 | Residential | No | Behind the Meter | Sunrun Installation Services, Inc. | PSE&G | Accepted | 2019-07-31 | 2019-08-05 | 2020-08-05 | REC Solar | REC290TP2 BLK | Solar Panels |  | 0.29 | 13 | 6 | 22 |  | Fixed | Roof
Solar Registration Program | NJSRRE1541724288 | Oradell | 7649 | 7 | 10.44 | Residential | No | Behind the Meter | Sunrun Installation Services, Inc. | PSE&G | Accepted | 2019-07-31 | 2019-08-05 | 2020-08-05 | Ningbo Ginlong Technologies | Solis-1P9K-4G-US | Inverters | 9000 |  | 1 |  |  | 0.96 |  | Outdoor | Next To Meter
Solar Registration Program | NJSRRE1541841324 | MAPLEWOOD | 7040 | 9 | 10.44 | Residential | No | Behind the Meter | SEA BRIGHT SOLAR, LLC | PSE&G | Accepted | 2019-08-15 | 2019-08-23 | 2020-08-23 | SUNPOWER | SPR-X22-360-E-AC | Solar Panels |  | 0.36 | 5 | 117 | 6 |  | Fixed | Roof | SE
Solar Registration Program | NJSRRE1541841324 | MAPLEWOOD | 7040 | 9 | 10.44 | Residential | No | Behind the Meter | SEA BRIGHT SOLAR, LLC | PSE&G | Accepted | 2019-08-15 | 2019-08-23 | 2020-08-23 | SUNPOWER | SPR-X22-360-E-AC | Solar Panels |  | 0.36 | 4 | 27 | 42 |  | Fixed | Roof | NE
Solar Registration Program | NJSRRE1541841324 | MAPLEWOOD | 7040 | 9 | 10.44 | Residential | No | Behind the Meter | SEA BRIGHT SOLAR, LLC | PSE&G | Accepted | 2019-08-15 | 2019-08-23 | 2020-08-23 | SUNPOWER | SPR-X22-360-E-AC | Solar Panels |  | 0.36 | 6 | 117 | 1 |  | Fixed | Roof | SE
Solar Registration Program | NJSRRE1541841324 | MAPLEWOOD | 7040 | 9 | 10.44 | Residential | No | Behind the Meter | SEA BRIGHT SOLAR, LLC | PSE&G | Accepted | 2019-08-15 | 2019-08-23 | 2020-08-23 | SUNPOWER | SPR-X22-360-E-AC | Solar Panels |  | 0.36 | 10 | 297 | 36 |  | Fixed | Roof | NW
Solar Registration Program | NJSRRE1541841324 | MAPLEWOOD | 7040 | 9 | 10.44 | Residential | No | Behind the Meter | SEA BRIGHT SOLAR, LLC | PSE&G | Accepted | 2019-08-15 | 2019-08-23 | 2020-08-23 | SUNPOWER | SPR-X22-360-E-AC | Solar Panels |  | 0.36 | 4 | 207 | 42 |  | Fixed | Roof | SW
Solar Registration Program | NJSRRE1541841324 | MAPLEWOOD | 7040 | 9 | 10.44 | Residential | No | Behind the Meter | SEA BRIGHT SOLAR, LLC | PSE&G | Accepted | 2019-08-15 | 2019-08-23 | 2020-08-23 | SUNPOWER | SPR-X22-360-E-AC | Inverters | 320 |  | 23 |  |  | 0.97 |  | Outside | BENEATH ARRAY
Solar Registration Program | NJSRRE1541877898 | Washington Twp Ber | 7676 | 7 | 10.44 | Residential | Yes | Behind the Meter | Sunrun Installation Services, Inc. | PSE&G | Accepted | 2019-08-22 | 2019-08-27 | 2020-08-27 | REC Solar | REC290TP2 BLK | Solar Panels |  | 0.29 | 36 | 91 | 30 |  | Fixed | Roof
Solar Registration Program | NJSRRE1541877898 | Washington Twp Ber | 7676 | 7 | 10.44 | Residential | Yes | Behind the Meter | Sunrun Installation Services, Inc. | PSE&G | Accepted | 2019-08-22 | 2019-08-27 | 2020-08-27 | Ningbo Ginlong Technologies | Solis-1P9K-4G-US | Inverters | 9000 |  | 1 |  |  | 0.96 |  | Outdoor | Next To Meter
Solar Registration Program | NJSRRE1542397359 | South Brunswick Township | 8852 | 11 | 10.44 | Residential | Yes | Behind the Meter | Sunrun Installation Services, Inc. | PSE&G | Accepted | 2019-09-13 | 2019-09-17 | 2020-09-17 | REC Solar | REC290TP2 BLK | Solar Panels |  | 0.29 | 36 | 241 | 23 |  | Fixed | Roof
Solar Registration Program | NJSRRE1542397359 | South Brunswick Township | 8852 | 11 | 10.44 | Residential | Yes | Behind the Meter | Sunrun Installation Services, Inc. | PSE&G | Accepted | 2019-09-13 | 2019-09-17 | 2020-09-17 | Ningbo Ginlong Technologies | Solis-1P9K-4G-US | Inverters | 9000 |  | 1 |  |  | 0.96 |  | Outdoor | Next To Meter
Solar Registration Program | NJSRRE1542431575 | Plainfield | 7060 | 10 | 10.44 | Residential | Yes | Behind the Meter | Sunrun Installation Services, Inc. | PSE&G | Accepted | 2019-09-24 | 2019-09-26 | 2020-09-26 | REC Solar | REC290TP2 BLK | Solar Panels |  | 0.29 | 4 | 134 | 37 |  | Fixed | Roof
Solar Registration Program | NJSRRE1542431575 | Plainfield | 7060 | 10 | 10.44 | Residential | Yes | Behind the Meter | Sunrun Installation Services, Inc. | PSE&G | Accepted | 2019-09-24 | 2019-09-26 | 2020-09-26 | REC Solar | REC290TP2 BLK | Solar Panels |  | 0.29 | 3 | 134 | 18 |  | Fixed | Roof
Solar Registration Program | NJSRRE1542431575 | Plainfield | 7060 | 10 | 10.44 | Residential | Yes | Behind the Meter | Sunrun Installation Services, Inc. | PSE&G | Accepted | 2019-09-24 | 2019-09-26 | 2020-09-26 | REC Solar | REC290TP2 BLK | Solar Panels |  | 0.29 | 29 | 314 | 37 |  | Fixed | Roof
Solar Registration Program | NJSRRE1542431575 | Plainfield | 7060 | 10 | 10.44 | Residential | Yes | Behind the Meter | Sunrun Installation Services, Inc. | PSE&G | Accepted | 2019-09-24 | 2019-09-26 | 2020-09-26 | SolarEdge Technologies | SE10000H-USRGM | Inverters | 10000 |  | 1 |  |  | 0.96 |  | Outdoor | Next To Meter
Solar Registration Program | NJSRRE1542526479 | West Windsor Township | 8550 | 12 | 10.44 | Residential | Yes | Behind the Meter | Sunrun Installation Services, Inc. | JCP&L | Accepted | 2019-10-10 | 2019-10-14 | 2020-10-14 | REC Solar | REC290TP2 BLK | Solar Panels |  | 0.29 | 3 | 20 | 14 |  | Fixed | Roof
Solar Registration Program | NJSRRE1542526479 | West Windsor Township | 8550 | 12 | 10.44 | Residential | Yes | Behind the Meter | Sunrun Installation Services, Inc. | JCP&L | Accepted | 2019-10-10 | 2019-10-14 | 2020-10-14 | REC Solar | REC290TP2 BLK | Solar Panels |  | 0.29 | 3 | 110 | 14 |  | Fixed | Roof
Solar Registration Program | NJSRRE1542526479 | West Windsor Township | 8550 | 12 | 10.44 | Residential | Yes | Behind the Meter | Sunrun Installation Services, Inc. | JCP&L | Accepted | 2019-10-10 | 2019-10-14 | 2020-10-14 | REC Solar | REC290TP2 BLK | Solar Panels |  | 0.29 | 23 | 201 | 30 |  | Fixed | Roof
Solar Registration Program | NJSRRE1542526479 | West Windsor Township | 8550 | 12 | 10.44 | Residential | Yes | Behind the Meter | Sunrun Installation Services, Inc. | JCP&L | Accepted | 2019-10-10 | 2019-10-14 | 2020-10-14 | REC Solar | REC290TP2 BLK | Solar Panels |  | 0.29 | 7 | 21 | 30 |  | Fixed | Roof
Solar Registration Program | NJSRRE1542526479 | West Windsor Township | 8550 | 12 | 10.44 | Residential | Yes | Behind the Meter | Sunrun Installation Services, Inc. | JCP&L | Accepted | 2019-10-10 | 2019-10-14 | 2020-10-14 | SolarEdge Technologies | SE10000H-USRGM | Inverters | 10000 |  | 1 |  |  | 0.96 |  | Outdoor | Next To Meter
Solar Registration Program | NJSRRE1542543906 | Hillsdale | 7642 | 7 | 10.44 | Residential | Yes | Behind the Meter | Sunrun Installation Services, Inc. | PSE&G | Accepted | 2019-10-15 | 2019-10-17 | 2020-10-17 | REC Solar | REC290TP2 BLK | Solar Panels |  | 0.29 | 25 | 171 | 23 |  | Fixed | Roof
Solar Registration Program | NJSRRE1542543906 | Hillsdale | 7642 | 7 | 10.44 | Residential | Yes | Behind the Meter | Sunrun Installation Services, Inc. | PSE&G | Accepted | 2019-10-15 | 2019-10-17 | 2020-10-17 | REC Solar | REC290TP2 BLK | Solar Panels |  | 0.29 | 6 | 260 | 24 |  | Fixed | Roof
Solar Registration Program | NJSRRE1542543906 | Hillsdale | 7642 | 7 | 10.44 | Residential | Yes | Behind the Meter | Sunrun Installation Services, Inc. | PSE&G | Accepted | 2019-10-15 | 2019-10-17 | 2020-10-17 | REC Solar | REC290TP2 BLK | Solar Panels |  | 0.29 | 5 | 80 | 23 |  | Fixed | Roof
Solar Registration Program | NJSRRE1542543906 | Hillsdale | 7642 | 7 | 10.44 | Residential | Yes | Behind the Meter | Sunrun Installation Services, Inc. | PSE&G | Accepted | 2019-10-15 | 2019-10-17 | 2020-10-17 | SolarEdge Technologies | SE10000H-USRGM | Inverters | 10000 |  | 1 |  |  | 0.96 |  | Outdoor | Next To Meter
Solar Registration Program | NJSRRE1542685653 | Paterson City | 7503 | 6 | 10.44 | Residential | No | Behind the Meter | Sunrun Installation Services, Inc. | PSE&G | Accepted | 2019-10-28 | 2019-10-31 | 2020-10-31 | REC Solar | REC290TP2 BLK | Solar Panels |  | 0.29 | 28 | 165 | 45 |  | Fixed | Roof
Solar Registration Program | NJSRRE1542685653 | Paterson City | 7503 | 6 | 10.44 | Residential | No | Behind the Meter | Sunrun Installation Services, Inc. | PSE&G | Accepted | 2019-10-28 | 2019-10-31 | 2020-10-31 | REC Solar | REC290TP2 BLK | Solar Panels |  | 0.29 | 8 | 165 | 34 |  | Fixed | Roof
Solar Registration Program | NJSRRE1542685653 | Paterson City | 7503 | 6 | 10.44 | Residential | No | Behind the Meter | Sunrun Installation Services, Inc. | PSE&G | Accepted | 2019-10-28 | 2019-10-31 | 2020-10-31 | Delta Electronics | M10-TL-US | Inverters | 9600 |  | 1 |  |  | 0.96 |  | Outdoor | Next To Meter
Solar Registration Program | NJSRRE1542808483 | Egg Harbor Township | 8234 | 19 | 10.44 | Residential | Yes | Behind the Meter | Sunrun Installation Services, Inc. | AC Electric | Accepted | 2019-10-30 | 2019-11-01 | 2020-11-01 | REC Solar | REC290TP2 BLK | Solar Panels |  | 0.29 | 2 | 217 | 18 |  | Fixed | Roof
Solar Registration Program | NJSRRE1542808483 | Egg Harbor Township | 8234 | 19 | 10.44 | Residential | Yes | Behind the Meter | Sunrun Installation Services, Inc. | AC Electric | Accepted | 2019-10-30 | 2019-11-01 | 2020-11-01 | REC Solar | REC290TP2 BLK | Solar Panels |  | 0.29 | 6 | 217 | 14 |  | Fixed | Roof
Solar Registration Program | NJSRRE1542808483 | Egg Harbor Township | 8234 | 19 | 10.44 | Residential | Yes | Behind the Meter | Sunrun Installation Services, Inc. | AC Electric | Accepted | 2019-10-30 | 2019-11-01 | 2020-11-01 | REC Solar | REC290TP2 BLK | Solar Panels |  | 0.29 | 6 | 219 | 23 |  | Fixed | Roof
Solar Registration Program | NJSRRE1542808483 | Egg Harbor Township | 8234 | 19 | 10.44 | Residential | Yes | Behind the Meter | Sunrun Installation Services, Inc. | AC Electric | Accepted | 2019-10-30 | 2019-11-01 | 2020-11-01 | REC Solar | REC290TP2 BLK | Solar Panels |  | 0.29 | 2 | 39 | 18 |  | Fixed | Roof
Solar Registration Program | NJSRRE1542808483 | Egg Harbor Township | 8234 | 19 | 10.44 | Residential | Yes | Behind the Meter | Sunrun Installation Services, Inc. | AC Electric | Accepted | 2019-10-30 | 2019-11-01 | 2020-11-01 | REC Solar | REC290TP2 BLK | Solar Panels |  | 0.29 | 20 | 37 | 23 |  | Fixed | Roof
Solar Registration Program | NJSRRE1542808483 | Egg Harbor Township | 8234 | 19 | 10.44 | Residential | Yes | Behind the Meter | Sunrun Installation Services, Inc. | AC Electric | Accepted | 2019-10-30 | 2019-11-01 | 2020-11-01 | SolarEdge Technologies | SE10000H-USRGM | Inverters | 10000 |  | 1 |  |  | 0.96 |  | Outdoor | Next To Meter
Solar Registration Program | NJSRRE1542907567 | Pennington | 8534 | 12 | 10.44 | Residential | No | Behind the Meter | Green Power energy | PSE&G | Accepted | 2019-11-04 | 2019-11-06 | 2020-11-06 | S-ENERGY | SN360M-10 | Solar Panels |  | 0.36 | 11 | 166 | 23 |  | Fixed | Roof
Solar Registration Program | NJSRRE1542907567 | Pennington | 8534 | 12 | 10.44 | Residential | No | Behind the Meter | Green Power energy | PSE&G | Accepted | 2019-11-04 | 2019-11-06 | 2020-11-06 | S-ENERGY | SN360M-10 | Solar Panels |  | 0.36 | 18 | 165 | 23 |  | Fixed | Roof
Solar Registration Program | NJSRRE1542907567 | Pennington | 8534 | 12 | 10.44 | Residential | No | Behind the Meter | Green Power energy | PSE&G | Accepted | 2019-11-04 | 2019-11-06 | 2020-11-06 | SolarEdge | SE10000H-US | Inverters | 10000 |  | 1 |  |  | 0.97 |  | Outside | Next to meter
Solar Registration Program | NJSRRE1543315346 | Matawan | 7747 | 17 | 10.44 | Residential | No | Behind the Meter | Sunrun Installation Services, Inc. | JCP&L | Accepted | 2019-11-14 | 2019-11-19 | 2020-11-19 | REC Solar | REC290TP2 BLK | Solar Panels |  | 0.29 | 18 | 206 | 18 |  | Fixed | Roof
Solar Registration Program | NJSRRE1543315346 | Matawan | 7747 | 17 | 10.44 | Residential | No | Behind the Meter | Sunrun Installation Services, Inc. | JCP&L | Accepted | 2019-11-14 | 2019-11-19 | 2020-11-19 | REC Solar | REC290TP2 BLK | Solar Panels |  | 0.29 | 9 | 116 | 18 |  | Fixed | Roof
Solar Registration Program | NJSRRE1543315346 | Matawan | 7747 | 17 | 10.44 | Residential | No | Behind the Meter | Sunrun Installation Services, Inc. | JCP&L | Accepted | 2019-11-14 | 2019-11-19 | 2020-11-19 | REC Solar | REC290TP2 BLK | Solar Panels |  | 0.29 | 9 | 296 | 18 |  | Fixed | Roof
Solar Registration Program | NJSRRE1543315346 | Matawan | 7747 | 17 | 10.44 | Residential | No | Behind the Meter | Sunrun Installation Services, Inc. | JCP&L | Accepted | 2019-11-14 | 2019-11-19 | 2020-11-19 | Delta Electronics | M10-TL-US | Inverters | 9600 |  | 1 |  |  | 0.96 |  | Outdoor | Next To Meter
Solar Registration Program | NJSRRE1543443041 | Bayville | 8721 | 18 | 10.44 | Residential | Yes | Behind the Meter | Sunrun Installation Services, Inc. | JCP&L | Accepted | 2019-11-25 | 2019-11-27 | 2020-11-27 | REC Solar | REC290TP2 BLK | Solar Panels |  | 0.29 | 13 | 199 | 18 |  | Fixed | Roof
Solar Registration Program | NJSRRE1543443041 | Bayville | 8721 | 18 | 10.44 | Residential | Yes | Behind the Meter | Sunrun Installation Services, Inc. | JCP&L | Accepted | 2019-11-25 | 2019-11-27 | 2020-11-27 | REC Solar | REC290TP2 BLK | Solar Panels |  | 0.29 | 16 | 288 | 27 |  | Fixed | Roof
Solar Registration Program | NJSRRE1543443041 | Bayville | 8721 | 18 | 10.44 | Residential | Yes | Behind the Meter | Sunrun Installation Services, Inc. | JCP&L | Accepted | 2019-11-25 | 2019-11-27 | 2020-11-27 | REC Solar | REC290TP2 BLK | Solar Panels |  | 0.29 | 7 | 108 | 27 |  | Fixed | Roof
Solar Registration Program | NJSRRE1543443041 | Bayville | 8721 | 18 | 10.44 | Residential | Yes | Behind the Meter | Sunrun Installation Services, Inc. | JCP&L | Accepted | 2019-11-25 | 2019-11-27 | 2020-11-27 | Delta Electronics | M4-TL-US | Inverters | 3840 |  | 1 |  |  | 0.96 |  | Outdoor | Next To Meter
Solar Registration Program | NJSRRE1543443041 | Bayville | 8721 | 18 | 10.44 | Residential | Yes | Behind the Meter | Sunrun Installation Services, Inc. | JCP&L | Accepted | 2019-11-25 | 2019-11-27 | 2020-11-27 | Delta Electronics | M5-TL-US | Inverters | 4800 |  | 1 |  |  | 0.96 |  | Outdoor | Next To Meter
Solar Registration Program | NJSRRE1543464349 | Lincoln Park | 7035 | 3 | 10.44 | Residential | Yes | Behind the Meter | Sunrun Installation Services, Inc. | JCP&L | Accepted | 2019-12-02 | 2019-12-04 | 2020-12-04 | REC Solar | REC290TP2 BLK | Solar Panels |  | 0.29 | 17 | 321 | 23 |  | Fixed | Roof
Solar Registration Program | NJSRRE1543464349 | Lincoln Park | 7035 | 3 | 10.44 | Residential | Yes | Behind the Meter | Sunrun Installation Services, Inc. | JCP&L | Accepted | 2019-12-02 | 2019-12-04 | 2020-12-04 | REC Solar | REC290TP2 BLK | Solar Panels |  | 0.29 | 19 | 141 | 23 |  | Fixed | Roof
Solar Registration Program | NJSRRE1543464349 | Lincoln Park | 7035 | 3 | 10.44 | Residential | Yes | Behind the Meter | Sunrun Installation Services, Inc. | JCP&L | Accepted | 2019-12-02 | 2019-12-04 | 2020-12-04 | Delta Electronics | M5-TL-US | Inverters | 4800 |  | 1 |  |  | 0.96 |  | Outdoor | Next To Meter
Solar Registration Program | NJSRRE1543464349 | Lincoln Park | 7035 | 3 | 10.44 | Residential | Yes | Behind the Meter | Sunrun Installation Services, Inc. | JCP&L | Accepted | 2019-12-02 | 2019-12-04 | 2020-12-04 | Delta Electronics | M4-TL-US | Inverters | 3840 |  | 1 |  |  | 0.96 |  | Outdoor | Next To Meter
Solar Registration Program | NJSRRE1541038041 | Willingboro | 8046 | 13 | 10.46 | Residential | No | Behind the Meter | SunPower Corporation, Systems | PSE&G | Accepted | 2019-05-23 | 2019-05-28 | 2020-05-28 | SUNPOWER | SPR-E20-327-D-AC | Solar Panels |  | 0.327 | 20 | 292 | 18 |  | Fixed | Roof
Solar Registration Program | NJSRRE1541038041 | Willingboro | 8046 | 13 | 10.46 | Residential | No | Behind the Meter | SunPower Corporation, Systems | PSE&G | Accepted | 2019-05-23 | 2019-05-28 | 2020-05-28 | SUNPOWER | SPR-E20-327-D-AC | Solar Panels |  | 0.327 | 12 | 202 | 18 |  | Fixed | Roof
Solar Registration Program | NJSRRE1541038041 | Willingboro | 8046 | 13 | 10.46 | Residential | No | Behind the Meter | SunPower Corporation, Systems | PSE&G | Accepted | 2019-05-23 | 2019-05-28 | 2020-05-28 | SUNPOWER | SPR-E20-327-D-AC | Inverters | 320 |  | 32 |  |  | 0.96 |  | Other | under each panel
Solar Registration Program | NJSRRE1541580143 | Deptford Terrace | 8090 | 15 | 10.46 | Residential | Yes | Behind the Meter | SunnyMac LLC | AC Electric | Final As-Built Received | 2019-07-03 | 2019-07-15 | 2020-07-15 | Sunpower | SPR-E20-327 | Solar Panels |  | 0.327 | 29 | 101 | 34 |  | Fixed | Roof
Solar Registration Program | NJSRRE1541580143 | Deptford Terrace | 8090 | 15 | 10.46 | Residential | Yes | Behind the Meter | SunnyMac LLC | AC Electric | Final As-Built Received | 2019-07-03 | 2019-07-15 | 2020-07-15 | Sunpower | SPR-E20-327 | Solar Panels |  | 0.327 | 3 | 101 | 34 |  | Fixed | Roof
Solar Registration Program | NJSRRE1541580143 | Deptford Terrace | 8090 | 15 | 10.46 | Residential | Yes | Behind the Meter | SunnyMac LLC | AC Electric | Final As-Built Received | 2019-07-03 | 2019-07-15 | 2020-07-15 | Sunpower | SPR-E20-327 | Inverters | 0.32 |  | 32 |  |  | 0.99 |  | Outdoor | roof
Solar Registration Program | NJSRRE1541725683 | Barnegat Township | 8005 | 18 | 10.46 | Residential | Yes | Behind the Meter | SunPower Corporation, Systems | AC Electric | Accepted | 2019-08-01 | 2019-08-05 | 2020-08-05 | SUNPOWER | SPR-E20-327-E-AC | Solar Panels |  | 0.327 | 25 | 257 | 32 |  | Fixed | Roof
Solar Registration Program | NJSRRE1541725683 | Barnegat Township | 8005 | 18 | 10.46 | Residential | Yes | Behind the Meter | SunPower Corporation, Systems | AC Electric | Accepted | 2019-08-01 | 2019-08-05 | 2020-08-05 | SUNPOWER | SPR-E20-327-E-AC | Solar Panels |  | 0.327 | 7 | 257 | 32 |  | Fixed | Roof
Solar Registration Program | NJSRRE1541725683 | Barnegat Township | 8005 | 18 | 10.46 | Residential | Yes | Behind the Meter | SunPower Corporation, Systems | AC Electric | Accepted | 2019-08-01 | 2019-08-05 | 2020-08-05 | SUNPOWER | IQ7XS-96-ACM-US | Inverters | 320 |  | 32 |  |  | 0.96 |  | Other | under each panel
Solar Registration Program | NJSRRE1542248671 | East Orange | 7017 | 9 | 10.46 | Residential | Yes | Behind the Meter | SunPower Corporation, Systems | PSE&G | Accepted | 2019-09-05 | 2019-09-10 | 2020-09-10 | SUNPOWER | SPR-E20-327-E-AC | Solar Panels |  | 0.327 | 32 | 206 | 23 |  | Fixed | Roof
Solar Registration Program | NJSRRE1542248671 | East Orange | 7017 | 9 | 10.46 | Residential | Yes | Behind the Meter | SunPower Corporation, Systems | PSE&G | Accepted | 2019-09-05 | 2019-09-10 | 2020-09-10 | SUNPOWER | SPR-E20-327-E-AC | Inverters | 320 |  | 32 |  |  | 0.96 |  | Other | under each panel
Solar Registration Program | NJSRRE1542478494 | FRANKLIN | 8873 | 5 | 10.46 | Residential | No | Behind the Meter | Sunpower Capital LLC | PSE&G | Accepted | 2019-10-01 | 2019-10-03 | 2020-10-03 | SUNPOWER | 327W | Solar Panels |  | 0.327 | 32 | 285 & 105 | 16 |  | Fixed | Roof
Solar Registration Program | NJSRRE1542478494 | FRANKLIN | 8873 | 5 | 10.46 | Residential | No | Behind the Meter | Sunpower Capital LLC | PSE&G | Accepted | 2019-10-01 | 2019-10-03 | 2020-10-03 | SUNPOWER | TYPE E | Inverters | 320 |  | 32 |  |  | 0.92 |  | Outside | NA
Solar Registration Program | NJSRRE1542486825 | phillipsburg | 8865 | 2 | 10.46 | Residential | Yes | Behind the Meter | Vision Solar LLC | JCP&L | Accepted | 2019-10-02 | 2019-10-04 | 2020-10-04 | sunpower | e20-327-e-ac | Solar Panels |  | 0.327 | 10 | 156 | 40 |  | Fixed | Roof
Solar Registration Program | NJSRRE1542486825 | phillipsburg | 8865 | 2 | 10.46 | Residential | Yes | Behind the Meter | Vision Solar LLC | JCP&L | Accepted | 2019-10-02 | 2019-10-04 | 2020-10-04 | sunpower | e20-327-e-ac | Solar Panels |  | 0.327 | 16 | 156 | 38 |  | Fixed | Roof
Solar Registration Program | NJSRRE1542486825 | phillipsburg | 8865 | 2 | 10.46 | Residential | Yes | Behind the Meter | Vision Solar LLC | JCP&L | Accepted | 2019-10-02 | 2019-10-04 | 2020-10-04 | sunpower | e20-327-e-ac | Solar Panels |  | 0.327 | 6 | 246 | 45 |  | Fixed | Roof
Solar Registration Program | NJSRRE1542486825 | phillipsburg | 8865 | 2 | 10.46 | Residential | Yes | Behind the Meter | Vision Solar LLC | JCP&L | Accepted | 2019-10-02 | 2019-10-04 | 2020-10-04 | sunpower | e20-327-e-ac | Inverters | 0.32 |  | 32 |  |  | 0.96 |  | Other | behind panels
Solar Registration Program | NJSRRE1542553074 | vineland | 8360 | 20 | 10.46 | Residential | Yes | Behind the Meter | Vision Solar LLC | Vineland Muni Electric | Accepted | 2019-10-17 | 2019-10-21 | 2020-10-21 | sunpower | e20-327-e-ac | Solar Panels |  | 0.327 | 22 | 94 | 22 |  | Fixed | Roof
Solar Registration Program | NJSRRE1542553074 | vineland | 8360 | 20 | 10.46 | Residential | Yes | Behind the Meter | Vision Solar LLC | Vineland Muni Electric | Accepted | 2019-10-17 | 2019-10-21 | 2020-10-21 | sunpower | e20-327-e-ac | Solar Panels |  | 0.327 | 4 | 94 | 6 |  | Fixed | Roof
Solar Registration Program | NJSRRE1542553074 | vineland | 8360 | 20 | 10.46 | Residential | Yes | Behind the Meter | Vision Solar LLC | Vineland Muni Electric | Accepted | 2019-10-17 | 2019-10-21 | 2020-10-21 | sunpower | e20-327-e-ac | Solar Panels |  | 0.327 | 2 | 184 | 14 |  | Fixed | Roof
Solar Registration Program | NJSRRE1542553074 | vineland | 8360 | 20 | 10.46 | Residential | Yes | Behind the Meter | Vision Solar LLC | Vineland Muni Electric | Accepted | 2019-10-17 | 2019-10-21 | 2020-10-21 | sunpower | e20-327-e-ac | Solar Panels |  | 0.327 | 2 | 4 | 14 |  | Fixed | Roof
Solar Registration Program | NJSRRE1542553074 | vineland | 8360 | 20 | 10.46 | Residential | Yes | Behind the Meter | Vision Solar LLC | Vineland Muni Electric | Accepted | 2019-10-17 | 2019-10-21 | 2020-10-21 | sunpower | e20-327-e-ac | Solar Panels |  | 0.327 | 2 | 274 | 22 |  | Fixed | Roof
Solar Registration Program | NJSRRE1542553074 | vineland | 8360 | 20 | 10.46 | Residential | Yes | Behind the Meter | Vision Solar LLC | Vineland Muni Electric | Accepted | 2019-10-17 | 2019-10-21 | 2020-10-21 | sunpower | e20-327-e-ac | Inverters | 0.32 |  | 32 |  |  | 0.96 |  | Other | behind panels
Solar Registration Program | NJSRRE1542583116 | Swedesboro | 8085 | 15 | 10.46 | Residential | Yes | Behind the Meter | Ad Energy | AC Electric | Accepted | 2019-10-24 | 2019-10-28 | 2020-10-28 | SunPower | SPR-E20-327-E-AC | Solar Panels |  | 0.327 | 20 | 127 | 32 |  | Fixed | Roof
Solar Registration Program | NJSRRE1542583116 | Swedesboro | 8085 | 15 | 10.46 | Residential | Yes | Behind the Meter | Ad Energy | AC Electric | Accepted | 2019-10-24 | 2019-10-28 | 2020-10-28 | SunPower | SPR-E20-327-E-AC | Solar Panels |  | 0.327 | 9 | 307 | 32 |  | Fixed | Roof
Solar Registration Program | NJSRRE1542583116 | Swedesboro | 8085 | 15 | 10.46 | Residential | Yes | Behind the Meter | Ad Energy | AC Electric | Accepted | 2019-10-24 | 2019-10-28 | 2020-10-28 | SunPower | SPR-E20-327-E-AC | Solar Panels |  | 0.327 | 3 | 307 | 32 |  | Fixed | Roof
Solar Registration Program | NJSRRE1542583116 | Swedesboro | 8085 | 15 | 10.46 | Residential | Yes | Behind the Meter | Ad Energy | AC Electric | Accepted | 2019-10-24 | 2019-10-28 | 2020-10-28 | Enphase Energy | IQ7XS-96-ACM-US | Inverters | 315 |  | 32 |  |  | 0.975 |  | Outdoor | At each panel
Solar Registration Program | NJSRRE1542583116 | Swedesboro | 8085 | 15 | 10.46 | Residential | Yes | Behind the Meter | Ad Energy | AC Electric | Accepted | 2019-10-24 | 2019-10-28 | 2020-10-28 | SunPower | PVS6 | Meters |  |  | 1 |  |  |  | Yes | Outdoor
Solar Registration Program | NJSRRE1542687315 | Brick Township | 8723 | 18 | 10.46 | Residential | Yes | Behind the Meter | SunPower Corporation, Systems | JCP&L | Accepted | 2019-10-29 | 2019-10-31 | 2020-10-31 | SUNPOWER | SPR-E20-327-E-AC | Solar Panels |  | 0.327 | 32 | 115 | 15 |  | Fixed | Roof
Solar Registration Program | NJSRRE1542687315 | Brick Township | 8723 | 18 | 10.46 | Residential | Yes | Behind the Meter | SunPower Corporation, Systems | JCP&L | Accepted | 2019-10-29 | 2019-10-31 | 2020-10-31 | SUNPOWER | SPR-E20-327-E-AC | Inverters | 320 |  | 32 |  |  | 0.96 |  | Other | under each panel
Solar Registration Program | NJSRRE1542689133 | Clementon | 8021 | 14 | 10.46 | Residential | No | Behind the Meter | SunPower Corporation, Systems | AC Electric | Accepted | 2019-10-29 | 2019-10-31 | 2020-10-31 | SUNPOWER | SPR-E20-327-E-AC | Solar Panels |  | 0.327 | 32 | 234 | 22 |  | Fixed | Roof
Solar Registration Program | NJSRRE1542689133 | Clementon | 8021 | 14 | 10.46 | Residential | No | Behind the Meter | SunPower Corporation, Systems | AC Electric | Accepted | 2019-10-29 | 2019-10-31 | 2020-10-31 | SUNPOWER | SPR-E20-327-E-AC | Inverters | 320 |  | 32 |  |  | 0.96 |  | Other | under each panel
Solar Registration Program | NJSRRE1542884119 | Mount Laurel Twp | 8054 | 13 | 10.46 | Residential | No | Behind the Meter | SunnyMac LLC | PSE&G | Accepted | 2019-11-01 | 2019-11-05 | 2020-11-05 | SunPower | SPR-E20-327 | Solar Panels |  | 0.327 | 32 | 185 | 27 |  | Fixed | Roof
Solar Registration Program | NJSRRE1542884119 | Mount Laurel Twp | 8054 | 13 | 10.46 | Residential | No | Behind the Meter | SunnyMac LLC | PSE&G | Accepted | 2019-11-01 | 2019-11-05 | 2020-11-05 | Enphase | IQ7XS-96-ACM-US | Inverters | 0.315 |  | 32 |  |  | 0.99 |  | Outdoor | roof
Solar Registration Program | NJSRRE1542907688 | Atlantic City | 8401 | 19 | 10.46 | Residential | Yes | Behind the Meter | Vision Solar LLC | AC Electric | Accepted | 2019-11-11 | 2019-11-11 | 2020-11-11 | sunpower | e20-327-e-ac | Solar Panels |  | 0.327 | 32 | 5 | 260 |  | Fixed | Roof
Solar Registration Program | NJSRRE1542907688 | Atlantic City | 8401 | 19 | 10.46 | Residential | Yes | Behind the Meter | Vision Solar LLC | AC Electric | Accepted | 2019-11-11 | 2019-11-11 | 2020-11-11 | sunpower | e20-327-e-ac | Inverters | 0.32 |  | 32 |  |  | 0.96 |  | Outside | behind panels
Solar Registration Program | NJSRRE1542907776 | Lumberton | 8048 | 13 | 10.46 | Residential | No | Behind the Meter | Sunpower Capital LLC | PSE&G | Accepted | 2019-11-04 | 2019-11-06 | 2020-11-06 | SunPower | 327W | Solar Panels |  | 0.327 | 32 | 31 | 164 |  | Fixed | Roof
Solar Registration Program | NJSRRE1542907776 | Lumberton | 8048 | 13 | 10.46 | Residential | No | Behind the Meter | Sunpower Capital LLC | PSE&G | Accepted | 2019-11-04 | 2019-11-06 | 2020-11-06 | SunPower | Type E | Inverters | 320 |  | 32 |  |  | 0.99 |  | Outside | NA
Solar Registration Program | NJSRRE1543165375 | woodland | 8088 | 13 | 10.46 | Residential | Yes | Behind the Meter | Vision Solar LLC | AC Electric | Accepted | 2019-11-13 | 2019-11-18 | 2020-11-18 | sunpower | e20-327-e-ac | Solar Panels |  | 0.327 | 4 | 124 | 27 |  | Fixed | Roof
Solar Registration Program | NJSRRE1543165375 | woodland | 8088 | 13 | 10.46 | Residential | Yes | Behind the Meter | Vision Solar LLC | AC Electric | Accepted | 2019-11-13 | 2019-11-18 | 2020-11-18 | sunpower | e20-327-e-ac | Solar Panels |  | 0.327 | 28 | 124 | 27 |  | Fixed | Roof
Solar Registration Program | NJSRRE1543165375 | woodland | 8088 | 13 | 10.46 | Residential | Yes | Behind the Meter | Vision Solar LLC | AC Electric | Accepted | 2019-11-13 | 2019-11-18 | 2020-11-18 | Sunpower | e20-327-e-ac | Inverters | 0.32 |  | 32 |  |  | 0.96 |  | Other | behind the utility meter
Solar Registration Program | NJSRRE1543333838 | Woodstown | 8098 | 16 | 10.46 | Residential | Yes | Behind the Meter | Vision Solar LLC | AC Electric | Accepted | 2019-11-15 | 2019-11-19 | 2020-11-19 | sunpower | e20-327-e-ac | Solar Panels |  | 0.327 | 32 | 115 | 30 |  | Fixed | Ground
Solar Registration Program | NJSRRE1543333838 | Woodstown | 8098 | 16 | 10.46 | Residential | Yes | Behind the Meter | Vision Solar LLC | AC Electric | Accepted | 2019-11-15 | 2019-11-19 | 2020-11-19 | sunpower | e20-327-e-ac | Inverters | 0.32 |  | 32 |  |  | 0.96 |  | Outdoor | behind the panels
Solar Registration Program | NJSRRE1543442903 | Egg Harbor Township | 8234 | 19 | 10.46 | Residential | Yes | Behind the Meter | Ad Energy | AC Electric | Accepted | 2019-11-25 | 2019-11-27 | 2020-11-27 | SunPower | SPR-E20-327-E-AC | Solar Panels |  | 0.327 | 11 | 126 | 39 |  | Fixed | Roof
Solar Registration Program | NJSRRE1543442903 | Egg Harbor Township | 8234 | 19 | 10.46 | Residential | Yes | Behind the Meter | Ad Energy | AC Electric | Accepted | 2019-11-25 | 2019-11-27 | 2020-11-27 | SunPower | SPR-E20-327-E-AC | Solar Panels |  | 0.327 | 21 | 216 | 42 |  | Fixed | Roof
Solar Registration Program | NJSRRE1543442903 | Egg Harbor Township | 8234 | 19 | 10.46 | Residential | Yes | Behind the Meter | Ad Energy | AC Electric | Accepted | 2019-11-25 | 2019-11-27 | 2020-11-27 | Enphase Energy | IQ7XS-96-ACM-US | Inverters | 315 |  | 32 |  |  | 0.975 |  | Outdoor | At each panel
Solar Registration Program | NJSRRE1540502294 | Lakewood | 8701 | 18 | 10.5 | Residential | No | Behind the Meter | Powerlutions | JCP&L | Accepted | 2019-03-20 | 2019-03-21 | 2020-03-21 | Solar Edge | SE7600H-US | Inverters | 7.6 |  | 1 |  |  | 0.99 |  | Outside | near meter
Solar Registration Program | NJSRRE1540502294 | Lakewood | 8701 | 18 | 10.5 | Residential | No | Behind the Meter | Powerlutions | JCP&L | Accepted | 2019-03-20 | 2019-03-21 | 2020-03-21 | Trina | TSM-300 DD05A | Solar Panels |  | 0.3 | 28 | 187 | 38 |  | Fixed | Roof
Solar Registration Program | NJSRRE1540502294 | Lakewood | 8701 | 18 | 10.5 | Residential | No | Behind the Meter | Powerlutions | JCP&L | Accepted | 2019-03-20 | 2019-03-21 | 2020-03-21 | Trina | TSM-300 DD05A | Solar Panels |  | 0.3 | 7 | 97 | 47 |  | Fixed | Roof
Solar Registration Program | NJSRRE1540743356 | Ewing Twp | 8638 | 12 | 10.5 | Residential | No | Behind the Meter | Palmetto Solar | PSE&G | Accepted | 2019-03-27 | 2019-03-28 | 2020-03-28 | Hanwha | Q.PEAK G4.1 | Solar Panels |  | 0.3 | 28 | 218 | 14 |  | Fixed | Roof
Solar Registration Program | NJSRRE1540743356 | Ewing Twp | 8638 | 12 | 10.5 | Residential | No | Behind the Meter | Palmetto Solar | PSE&G | Accepted | 2019-03-27 | 2019-03-28 | 2020-03-28 | Hanwha | Q.PEAK G4.1 BLK | Solar Panels |  | 0.3 | 7 | 38 | 14 |  | Fixed | Roof
Solar Registration Program | NJSRRE1540743356 | Ewing Twp | 8638 | 12 | 10.5 | Residential | No | Behind the Meter | Palmetto Solar | PSE&G | Accepted | 2019-03-27 | 2019-03-28 | 2020-03-28 | SolarEdge | SE10000A-US | Inverters | 10000 |  | 1 |  |  | 0.98 |  | Outside | Outside
Solar Registration Program | NJSRRE1540871000 | Summit | 7901 | 10 | 10.5 | Residential | No | Behind the Meter | Palmetto Solar | JCP&L | Accepted | 2019-04-22 | 2019-04-23 | 2020-04-23 | Silfab | SLA-M | Solar Panels |  | 0.3 | 11 | 280 | 40 |  | Fixed | Roof
Solar Registration Program | NJSRRE1540871000 | Summit | 7901 | 10 | 10.5 | Residential | No | Behind the Meter | Palmetto Solar | JCP&L | Accepted | 2019-04-22 | 2019-04-23 | 2020-04-23 | Silfab | SLA-M 300w | Solar Panels |  | 0.3 | 24 | 100 | 40 |  | Fixed | Roof
Solar Registration Program | NJSRRE1540871000 | Summit | 7901 | 10 | 10.5 | Residential | No | Behind the Meter | Palmetto Solar | JCP&L | Accepted | 2019-04-22 | 2019-04-23 | 2020-04-23 | SolarEdge | SE10000H-US | Inverters | 10000 |  | 1 |  |  | 0.99 |  | Outside | NA
Solar Registration Program | NJSRRE1540980251 | Summit | 7901 | 10 | 10.5 | Residential | No | Behind the Meter | Palmetto Solar LLC | JCP&L | Accepted | 2019-05-10 | 2019-05-15 | 2020-05-15 | Silfab | SLA-M 300w | Solar Panels |  | 0.3 | 12 | 180 | 25 |  | Fixed | Roof
Solar Registration Program | NJSRRE1540980251 | Summit | 7901 | 10 | 10.5 | Residential | No | Behind the Meter | Palmetto Solar LLC | JCP&L | Accepted | 2019-05-10 | 2019-05-15 | 2020-05-15 | Silfab | SLA-M 300w | Solar Panels |  | 0.3 | 23 | 180 | 25 |  | Fixed | Roof
Solar Registration Program | NJSRRE1540980251 | Summit | 7901 | 10 | 10.5 | Residential | No | Behind the Meter | Palmetto Solar LLC | JCP&L | Accepted | 2019-05-10 | 2019-05-15 | 2020-05-15 | SolarEdge | SE10000H-US | Inverters | 10000 |  | 1 |  |  | 0.99 |  | Outside | NA
Solar Registration Program | NJSRRE1541050309 | Wayne | 7470 | 6 | 10.5 | Residential | No | Behind the Meter | Ad Energy | PSE&G | Accepted | 2019-05-29 | 2019-06-03 | 2020-06-03 | SunPower | SPR-X21-350-BLK-E-AC | Solar Panels |  | 0.35 | 7 | 265 | 11 |  | Fixed | Roof
Solar Registration Program | NJSRRE1541050309 | Wayne | 7470 | 6 | 10.5 | Residential | No | Behind the Meter | Ad Energy | PSE&G | Accepted | 2019-05-29 | 2019-06-03 | 2020-06-03 | SunPower | SPR-X21-350-BLK-E-AC | Solar Panels |  | 0.35 | 10 | 265 | 23 |  | Fixed | Roof
Solar Registration Program | NJSRRE1541050309 | Wayne | 7470 | 6 | 10.5 | Residential | No | Behind the Meter | Ad Energy | PSE&G | Accepted | 2019-05-29 | 2019-06-03 | 2020-06-03 | SunPower | SPR-X21-350-BLK-E-AC | Solar Panels |  | 0.35 | 10 | 85 | 28 |  | Fixed | Roof
Solar Registration Program | NJSRRE1541050309 | Wayne | 7470 | 6 | 10.5 | Residential | No | Behind the Meter | Ad Energy | PSE&G | Accepted | 2019-05-29 | 2019-06-03 | 2020-06-03 | SunPower | SPR-X21-350-BLK-E-AC | Solar Panels |  | 0.35 | 3 | 85 | 15 |  | Fixed | Roof
Solar Registration Program | NJSRRE1541050309 | Wayne | 7470 | 6 | 10.5 | Residential | No | Behind the Meter | Ad Energy | PSE&G | Accepted | 2019-05-29 | 2019-06-03 | 2020-06-03 | SunPower | SPR-X21-350-BLK-E-AC | Inverters | 315 |  | 30 |  |  | 0.975 |  | Outdoor | At each panel
Solar Registration Program | NJSRRE1541513089 | Whippany | 7981 | 3 | 10.5 | Commercial | No | Behind the Meter | Antonio L. Dimichino LLC | JCP&L | Accepted | 2019-06-29 | 2019-07-03 | 2020-07-03 | Hanwah Solar One | 345 | Solar Panels |  | 0.3 | 35 | 180 | 10 |  | Fixed | Roof
Solar Registration Program | NJSRRE1541513089 | Whippany | 7981 | 3 | 10.5 | Commercial | No | Behind the Meter | Antonio L. Dimichino LLC | JCP&L | Accepted | 2019-06-29 | 2019-07-03 | 2020-07-03 | Solar Edge | 10000 | Inverters | 10000 |  | 1 |  |  | 0.97 |  | Outside | Next to meter
Solar Registration Program | NJSRRE1541862521 | Hammonton | 8037 | 19 | 10.5 | Residential | Yes | Behind the Meter | Bright Planet Solar | AC Electric | Accepted | 2019-08-20 | 2019-08-26 | 2020-08-26 | TRINA SOLAR | TSM-DD05A.18(II) 300W | Solar Panels |  | 0.3 | 20 | 265 | 30 |  | Fixed | Roof
Solar Registration Program | NJSRRE1541862521 | Hammonton | 8037 | 19 | 10.5 | Residential | Yes | Behind the Meter | Bright Planet Solar | AC Electric | Accepted | 2019-08-20 | 2019-08-26 | 2020-08-26 | TRINA SOLAR | TSM-DD05A.18(II) 300W | Solar Panels |  | 0.3 | 15 | 85 | 30 |  | Fixed | Roof
Solar Registration Program | NJSRRE1541862521 | Hammonton | 8037 | 19 | 10.5 | Residential | Yes | Behind the Meter | Bright Planet Solar | AC Electric | Accepted | 2019-08-20 | 2019-08-26 | 2020-08-26 | SOLAR EDGE | SE10000H-USRGM | Inverters | 10 |  | 1 |  |  | 0.98 |  | Outdoor | NEXT TO METER
Solar Registration Program | NJSRRE1541862726 | Piney Hollow | 8094 | 15 | 10.5 | Residential | Yes | Behind the Meter | Bright Planet Solar | AC Electric | Accepted | 2019-08-20 | 2019-08-26 | 2020-08-26 | LONGI | LR6-60PB-300M | Solar Panels |  | 0.3 | 20 | 211 | 18 |  | Fixed | Roof
Solar Registration Program | NJSRRE1541862726 | Piney Hollow | 8094 | 15 | 10.5 | Residential | Yes | Behind the Meter | Bright Planet Solar | AC Electric | Accepted | 2019-08-20 | 2019-08-26 | 2020-08-26 | LONGI | LR6-60PB-300M | Solar Panels |  | 0.3 | 13 | 21 | 18 |  | Fixed | Roof
Solar Registration Program | NJSRRE1541862726 | Piney Hollow | 8094 | 15 | 10.5 | Residential | Yes | Behind the Meter | Bright Planet Solar | AC Electric | Accepted | 2019-08-20 | 2019-08-26 | 2020-08-26 | LONGI | LR6-60PB-300M | Solar Panels |  | 0.3 | 2 | 291 | 18 |  | Fixed | Roof
Solar Registration Program | NJSRRE1541862726 | Piney Hollow | 8094 | 15 | 10.5 | Residential | Yes | Behind the Meter | Bright Planet Solar | AC Electric | Accepted | 2019-08-20 | 2019-08-26 | 2020-08-26 | SOLAR EDGE | SE10000H-USRGM | Inverters | 10 |  | 1 |  |  | 0.98 |  | Outdoor | NEXT TO METER
Solar Registration Program | NJSRRE1541888593 | Egg Harbor City | 8215 | 19 | 10.5 | Residential | Yes | Behind the Meter | Bright Planet Solar | AC Electric | Accepted | 2019-08-27 | 2019-08-30 | 2020-08-30 | LONGI | LR6-60PB-300M | Solar Panels |  | 0.3 | 35 | 312 | 35 |  | Fixed | Roof
Solar Registration Program | NJSRRE1541888593 | Egg Harbor City | 8215 | 19 | 10.5 | Residential | Yes | Behind the Meter | Bright Planet Solar | AC Electric | Accepted | 2019-08-27 | 2019-08-30 | 2020-08-30 | SOLAR EDGE | SE10000H-USRGM | Inverters | 10 |  | 1 |  |  | 0.98 |  | Outdoor | NEXT TO METER
Solar Registration Program | NJSRRE1542419921 | Long Valley | 7853 | 3 | 10.5 | Residential | No | Behind the Meter | Green Power Energy | JCP&L | Accepted | 2019-09-18 | 2019-09-20 | 2020-09-20 | Trina Solar | TSM-375DE14A(II) | Solar Panels |  | 0.375 | 20 | 135 | 27 |  | Fixed | Roof
Solar Registration Program | NJSRRE1542419921 | Long Valley | 7853 | 3 | 10.5 | Residential | No | Behind the Meter | Green Power Energy | JCP&L | Accepted | 2019-09-18 | 2019-09-20 | 2020-09-20 | Trina Solar | TSM-375DE14A(II) | Solar Panels |  | 0.375 | 2 | 134 | 27 |  | Fixed | Roof
Solar Registration Program | NJSRRE1542419921 | Long Valley | 7853 | 3 | 10.5 | Residential | No | Behind the Meter | Green Power Energy | JCP&L | Accepted | 2019-09-18 | 2019-09-20 | 2020-09-20 | Trina Solar | TSM-375DE14A(II) | Solar Panels |  | 0.375 | 3 | 222 | 27 |  | Fixed | Roof
Solar Registration Program | NJSRRE1542419921 | Long Valley | 7853 | 3 | 10.5 | Residential | No | Behind the Meter | Green Power Energy | JCP&L | Accepted | 2019-09-18 | 2019-09-20 | 2020-09-20 | Panasonic | TSM-375DE14A(II) | Solar Panels |  | 0.375 | 3 | 137 | 27 |  | Fixed | Roof
Solar Registration Program | NJSRRE1542419921 | Long Valley | 7853 | 3 | 10.5 | Residential | No | Behind the Meter | Green Power Energy | JCP&L | Accepted | 2019-09-18 | 2019-09-20 | 2020-09-20 | Solar Edge | SE10000H-US | Inverters | 10000 |  | 1 |  |  | 0.97 |  | Outside | next to meter
Solar Registration Program | NJSRRE1542433873 | Middletown | 7748 | 17 | 10.5 | Residential | No | Behind the Meter | Green Power Energy | JCP&L | Accepted | 2019-09-25 | 2019-09-27 | 2020-09-27 | Silfab | SLG350M | Solar Panels |  | 0.35 | 15 | 108 | 27 |  | Fixed | Roof
Solar Registration Program | NJSRRE1542433873 | Middletown | 7748 | 17 | 10.5 | Residential | No | Behind the Meter | Green Power Energy | JCP&L | Accepted | 2019-09-25 | 2019-09-27 | 2020-09-27 | Silfab | SLG350M | Solar Panels |  | 0.35 | 10 | 199 | 27 |  | Fixed | Roof
Solar Registration Program | NJSRRE1542433873 | Middletown | 7748 | 17 | 10.5 | Residential | No | Behind the Meter | Green Power Energy | JCP&L | Accepted | 2019-09-25 | 2019-09-27 | 2020-09-27 | SIlfab | SLG350M | Solar Panels |  | 0.35 | 5 | 18 | 27 |  | Fixed | Roof
Solar Registration Program | NJSRRE1542433873 | Middletown | 7748 | 17 | 10.5 | Residential | No | Behind the Meter | Green Power Energy | JCP&L | Accepted | 2019-09-25 | 2019-09-27 | 2020-09-27 | Solar Edge | SE10000H-US | Inverters | 10000 |  | 1 |  |  | 0.97 |  | Outside | next to meter
Solar Registration Program | NJSRRE1542460151 | Gloucester Twp | 8021 | 14 | 10.5 | Residential | Yes | Behind the Meter | Bright Planet Solar | PSE&G | Accepted | 2019-09-28 | 2019-10-01 | 2020-10-01 | Trina Solar | TSM-DD05A.18(II) 300W | Solar Panels |  | 0.3 | 26 | 132 | 22 |  | Fixed | Roof
Solar Registration Program | NJSRRE1542460151 | Gloucester Twp | 8021 | 14 | 10.5 | Residential | Yes | Behind the Meter | Bright Planet Solar | PSE&G | Accepted | 2019-09-28 | 2019-10-01 | 2020-10-01 | Trina Solar | TSM-DD05A.18(II) 300W | Solar Panels |  | 0.3 | 9 | 312 | 22 |  | Fixed | Roof
Solar Registration Program | NJSRRE1542460151 | Gloucester Twp | 8021 | 14 | 10.5 | Residential | Yes | Behind the Meter | Bright Planet Solar | PSE&G | Accepted | 2019-09-28 | 2019-10-01 | 2020-10-01 | Solar Edge | SE10000H-USRGM | Inverters | 100000 |  | 1 |  |  | 0.98 |  | Outdoor | Next to meter
Solar Registration Program | NJSRRE1542685353 | Millville | 8332 | 20 | 10.5 | Residential | Yes | Behind the Meter | RCL Enterprises Inc. | AC Electric | Accepted | 2019-10-28 | 2019-10-30 | 2020-10-30 | Jinko | JKM300 | Solar Panels |  | 0.3 | 35 | 214 | 18 |  | Fixed | Roof
Solar Registration Program | NJSRRE1542685353 | Millville | 8332 | 20 | 10.5 | Residential | Yes | Behind the Meter | RCL Enterprises Inc. | AC Electric | Accepted | 2019-10-28 | 2019-10-30 | 2020-10-30 | enphase | IQ7 | Inverters | 8400 |  | 35 |  |  | 0.96 |  | Outdoor | under the panels
Solar Registration Program | NJSRRE1543177787 | RUTHERFORD | 7070 | 7 | 10.5 | Residential | No | Behind the Meter | Infinity Solar Systems | PSE&G | Accepted | 2019-11-13 | 2019-11-15 | 2020-11-15 | LG | LG350N1C-V5 | Solar Panels |  | 0.35 | 30 | 217 | 20 |  | Fixed | Roof
Solar Registration Program | NJSRRE1543177787 | RUTHERFORD | 7070 | 7 | 10.5 | Residential | No | Behind the Meter | Infinity Solar Systems | PSE&G | Accepted | 2019-11-13 | 2019-11-15 | 2020-11-15 | ENPHASE | IQ7-60-X-US | Inverters | 240 |  | 30 |  |  | 0.97 |  | Outside | MICROINVERTERS
Solar Registration Program | NJSRRE1543481119 | Seaville | 8230 | 21 | 10.5 | Residential | No | Behind the Meter | Geoscape Solar | AC Electric | Accepted | 2019-12-05 | 2019-12-09 | 2020-12-09 | LG Electronics Inc | LG350N1C-V5 | Solar Panels |  | 0.35 | 30 | 242 | 30 |  | Fixed | Roof
Solar Registration Program | NJSRRE1543481119 | Seaville | 8230 | 21 | 10.5 | Residential | No | Behind the Meter | Geoscape Solar | AC Electric | Accepted | 2019-12-05 | 2019-12-09 | 2020-12-09 | SOLAREDGE | SE7600H-US | Inverters | 7600 |  | 1 |  |  | 0.98 |  | Outside | adj. to utility meter
Solar Registration Program | NJSRRE1543819741 | sewell | 8080 | 15 | 10.5 | Residential | No | Behind the Meter | tj techcnology | AC Electric | Accepted | 2019-12-25 | 2019-12-30 | 2020-12-30 | CANADIAN SOLAR | CANADIAN SOLAR CS3K-300MS | Solar Panels |  | 0.3 | 35 | 264 | 30 |  | Fixed | Roof
Solar Registration Program | NJSRRE1543819741 | sewell | 8080 | 15 | 10.5 | Residential | No | Behind the Meter | tj techcnology | AC Electric | Accepted | 2019-12-25 | 2019-12-30 | 2020-12-30 | enphase | ENPHASE IQ6-60-X-US | Inverters | 0.24 |  | 35 |  |  | 0.98 |  | Outside | ROOF
Solar Registration Program | NJSRRE1540973159 | Jersey City | 7304 | 8 | 10.54 | Residential | No | Behind the Meter | Pro Custom Solar dba Momentum Solar | PSE&G | Accepted | 2019-05-09 | 2019-05-14 | 2020-05-14 | LG | LG 340N1C-A5 | Solar Panels |  | 0.34 | 12 | 214 | 23 |  | Fixed | Roof
Solar Registration Program | NJSRRE1540973159 | Jersey City | 7304 | 8 | 10.54 | Residential | No | Behind the Meter | Pro Custom Solar dba Momentum Solar | PSE&G | Accepted | 2019-05-09 | 2019-05-14 | 2020-05-14 | LG | LG 340N1C-A5 | Solar Panels |  | 0.34 | 12 | 34 | 23 |  | Fixed | Roof
Solar Registration Program | NJSRRE1540973159 | Jersey City | 7304 | 8 | 10.54 | Residential | No | Behind the Meter | Pro Custom Solar dba Momentum Solar | PSE&G | Accepted | 2019-05-09 | 2019-05-14 | 2020-05-14 | LG | LG 340N1C-A5 | Solar Panels |  | 0.34 | 7 | 214 | 45 |  | Fixed | Roof
Solar Registration Program | NJSRRE1540973159 | Jersey City | 7304 | 8 | 10.54 | Residential | No | Behind the Meter | Pro Custom Solar dba Momentum Solar | PSE&G | Accepted | 2019-05-09 | 2019-05-14 | 2020-05-14 | ENPHASE | IQ7-60-2-US | Inverters | 250 |  | 31 |  |  | 0.97 |  | Outdoor | ROOF
Solar Registration Program | NJSRRE1541027731 | Gibbstown | 8027 | 15 | 10.54 | Residential | No | Behind the Meter | Suntuity Solar LLC | AC Electric | Accepted | 2019-05-21 | 2019-05-24 | 2020-05-24 | Yingli Green Energy | YL310D-30b | Solar Panels |  | 0.31 | 8 | 324 | 21 |  | Fixed | Roof
Solar Registration Program | NJSRRE1541027731 | Gibbstown | 8027 | 15 | 10.54 | Residential | No | Behind the Meter | Suntuity Solar LLC | AC Electric | Accepted | 2019-05-21 | 2019-05-24 | 2020-05-24 | Yingli Green Energy | YL310D-30b | Solar Panels |  | 0.31 | 26 | 144 | 21 |  | Fixed | Roof
Solar Registration Program | NJSRRE1541027731 | Gibbstown | 8027 | 15 | 10.54 | Residential | No | Behind the Meter | Suntuity Solar LLC | AC Electric | Accepted | 2019-05-21 | 2019-05-24 | 2020-05-24 | Enphase Energy | IQ7-60-2-US | Inverters | 240 |  | 34 |  |  | 0.97 |  | Outdoor | Behind the PV Modules
Solar Registration Program | NJSRRE1541494803 | Paterson | 7502 | 6 | 10.54 | Residential | No | Behind the Meter | Suntuity Solar LLC | PSE&G | Accepted | 2019-06-26 | 2019-06-28 | 2020-06-28 | Yingli Green Energy | YL310D-30b | Solar Panels |  | 0.31 | 26 | 229 | 30 |  | Fixed | Roof
Solar Registration Program | NJSRRE1541494803 | Paterson | 7502 | 6 | 10.54 | Residential | No | Behind the Meter | Suntuity Solar LLC | PSE&G | Accepted | 2019-06-26 | 2019-06-28 | 2020-06-28 | Yingli Green Energy | YL310D-30b | Solar Panels |  | 0.31 | 8 | 49 | 30 |  | Fixed | Roof
Solar Registration Program | NJSRRE1541494803 | Paterson | 7502 | 6 | 10.54 | Residential | No | Behind the Meter | Suntuity Solar LLC | PSE&G | Accepted | 2019-06-26 | 2019-06-28 | 2020-06-28 | Enphase Energy | IQ7-60-2-US | Inverters | 240 |  | 34 |  |  | 0.97 |  | Outdoor | Behind the PV Modules
Solar Registration Program | NJSRRE1541712562 | Monroe Township | 8831 | 11 | 10.54 | Residential | No | Behind the Meter | Suntuity Solar LLC | JCP&L | Accepted | 2019-07-29 | 2019-08-01 | 2020-08-01 | Yingli Green Energy | YL310D-30b | Solar Panels |  | 0.31 | 31 | 162 | 22 |  | Fixed | Roof
Solar Registration Program | NJSRRE1541712562 | Monroe Township | 8831 | 11 | 10.54 | Residential | No | Behind the Meter | Suntuity Solar LLC | JCP&L | Accepted | 2019-07-29 | 2019-08-01 | 2020-08-01 | Yingli Green Energy | YL310D-30b | Solar Panels |  | 0.31 | 3 | 342 | 22 |  | Fixed | Roof
Solar Registration Program | NJSRRE1541712562 | Monroe Township | 8831 | 11 | 10.54 | Residential | No | Behind the Meter | Suntuity Solar LLC | JCP&L | Accepted | 2019-07-29 | 2019-08-01 | 2020-08-01 | Enphase Energy | IQ7-60-2-US | Inverters | 240 |  | 34 |  |  | 0.97 |  | Outdoor | Behind the PV Modules
Solar Registration Program | NJSRRE1541731613 | Millville | 8332 | 20 | 10.54 | Residential | Yes | Behind the Meter | Solar Energy World | AC Electric | Accepted | 2019-08-02 | 2019-08-06 | 2020-08-06 | LONGi Green Energy Technology | LR6-60PE-310M | Solar Panels |  | 0.31 | 34 | 221 | 29 |  | Fixed | Roof
Solar Registration Program | NJSRRE1541731613 | Millville | 8332 | 20 | 10.54 | Residential | Yes | Behind the Meter | Solar Energy World | AC Electric | Accepted | 2019-08-02 | 2019-08-06 | 2020-08-06 | Solar Edge | SE5000H-USRGM | Inverters | 5000 |  | 1 |  |  | 0.983 |  | Outside | near meter
Solar Registration Program | NJSRRE1541731613 | Millville | 8332 | 20 | 10.54 | Residential | Yes | Behind the Meter | Solar Energy World | AC Electric | Accepted | 2019-08-02 | 2019-08-06 | 2020-08-06 | Solar Edge | SE3800H-USRGM | Inverters | 3800 |  | 1 |  |  | 0.982 |  | Outside | near meter
Solar Registration Program | NJSRRE1541790641 | Avalon | 8202 | 21 | 10.54 | Residential | No | Behind the Meter | NJ Solar Power, LLC | AC Electric | Accepted | 2019-08-06 | 2019-08-09 | 2020-08-09 | Panasonic | VBHN340SA17 | Solar Panels |  | 0.34 | 14 | 124 | 23 |  | Fixed | Roof
Solar Registration Program | NJSRRE1541790641 | Avalon | 8202 | 21 | 10.54 | Residential | No | Behind the Meter | NJ Solar Power, LLC | AC Electric | Accepted | 2019-08-06 | 2019-08-09 | 2020-08-09 | Panasonic | VBHN340SA17 | Solar Panels |  | 0.34 | 17 | 214 | 23 |  | Fixed | Roof
Solar Registration Program | NJSRRE1541790641 | Avalon | 8202 | 21 | 10.54 | Residential | No | Behind the Meter | NJ Solar Power, LLC | AC Electric | Accepted | 2019-08-06 | 2019-08-09 | 2020-08-09 | SolarEdge | SE10000H-US | Inverters | 10000 |  | 1 |  |  | 0.99 |  | Indoor | garage
Solar Registration Program | NJSRRE1541814962 | Audubon | 8106 | 14 | 10.54 | Residential | Yes | Behind the Meter | Suntuity Solar LLC | PSE&G | Accepted | 2019-08-12 | 2019-08-23 | 2020-08-23 | Yingli Green Energy | YL310D-30b | Solar Panels |  | 0.31 | 8 | 140 | 27 |  | Fixed | Roof
Solar Registration Program | NJSRRE1541814962 | Audubon | 8106 | 14 | 10.54 | Residential | Yes | Behind the Meter | Suntuity Solar LLC | PSE&G | Accepted | 2019-08-12 | 2019-08-23 | 2020-08-23 | Yingli Green Energy | YL310D-30b | Solar Panels |  | 0.31 | 12 | 140 | 24 |  | Fixed | Roof
Solar Registration Program | NJSRRE1541814962 | Audubon | 8106 | 14 | 10.54 | Residential | Yes | Behind the Meter | Suntuity Solar LLC | PSE&G | Accepted | 2019-08-12 | 2019-08-23 | 2020-08-23 | Yingli Green Energy | YL310D-30b | Solar Panels |  | 0.31 | 3 | 50 | 27 |  | Fixed | Roof
Solar Registration Program | NJSRRE1541814962 | Audubon | 8106 | 14 | 10.54 | Residential | Yes | Behind the Meter | Suntuity Solar LLC | PSE&G | Accepted | 2019-08-12 | 2019-08-23 | 2020-08-23 | Yingli Green Energy | YL310D-30b | Solar Panels |  | 0.31 | 8 | 320 | 30 |  | Fixed | Roof
Solar Registration Program | NJSRRE1541814962 | Audubon | 8106 | 14 | 10.54 | Residential | Yes | Behind the Meter | Suntuity Solar LLC | PSE&G | Accepted | 2019-08-12 | 2019-08-23 | 2020-08-23 | Yingli Green Energy | YL310D-30b | Solar Panels |  | 0.31 | 3 | 230 | 27 |  | Fixed | Roof
Solar Registration Program | NJSRRE1541814962 | Audubon | 8106 | 14 | 10.54 | Residential | Yes | Behind the Meter | Suntuity Solar LLC | PSE&G | Accepted | 2019-08-12 | 2019-08-23 | 2020-08-23 | Enphase Energy | IQ7-60-2-US | Inverters | 240 |  | 34 |  |  | 0.97 |  | Outdoor | Behind the PV Modules
Solar Registration Program | NJSRRE1541814973 | Sewell | 8051 | 15 | 10.54 | Residential | No | Behind the Meter | Solar Energy World | AC Electric | Final As-Built Received | 2019-08-12 | 2019-08-23 | 2020-08-23 | LONGi Green Energy Technology | LR6-60PE-310M | Solar Panels |  | 0.31 | 29 | 180 | 34 |  | Fixed | Roof
Solar Registration Program | NJSRRE1541814973 | Sewell | 8051 | 15 | 10.54 | Residential | No | Behind the Meter | Solar Energy World | AC Electric | Final As-Built Received | 2019-08-12 | 2019-08-23 | 2020-08-23 | LONGi Green Energy Technology | LR6-60PE-310M | Solar Panels |  | 0.31 | 5 | 40 | 34 |  | Fixed | Roof
Solar Registration Program | NJSRRE1541814973 | Sewell | 8051 | 15 | 10.54 | Residential | No | Behind the Meter | Solar Energy World | AC Electric | Final As-Built Received | 2019-08-12 | 2019-08-23 | 2020-08-23 | Solar Edge | SE10000H-USRGM | Inverters | 10000 |  | 1 |  |  | 0.98 |  | Outside | near meter
Solar Registration Program | NJSRRE1541814973 | Sewell | 8051 | 15 | 10.54 | Residential | No | Behind the Meter | Solar Energy World | AC Electric | Final As-Built Received | 2019-08-12 | 2019-08-23 | 2020-08-23 | Solar Edge | SE10000H-USRGM | Meters |  |  | 1 |  |  |  | Yes | Outdoor
Solar Registration Program | NJSRRE1541887749 | Elmer | 8318 | 16 | 10.54 | Residential | No | Behind the Meter | Suntuity Solar LLC | AC Electric | Accepted | 2019-08-27 | 2019-08-29 | 2020-08-29 | Yingli Green Energy | YL310D-30b | Solar Panels |  | 0.31 | 34 | 164 | 19 |  | Fixed | Roof
Solar Registration Program | NJSRRE1541887749 | Elmer | 8318 | 16 | 10.54 | Residential | No | Behind the Meter | Suntuity Solar LLC | AC Electric | Accepted | 2019-08-27 | 2019-08-29 | 2020-08-29 | Enphase Energy | IQ7-60-2-US | Inverters | 240 |  | 34 |  |  | 0.97 |  | Outdoor | Behind the PV Modules
Solar Registration Program | NJSRRE1541895250 | Princeton | 8550 | 12 | 10.54 | Residential | No | Behind the Meter | Fisch | PSE&G | Accepted | 2019-08-28 | 2019-09-03 | 2020-09-03 | Silfab | SLA-M-310 | Solar Panels |  | 0.31 | 16 | 277 | 25 |  | Fixed | Roof
Solar Registration Program | NJSRRE1541895250 | Princeton | 8550 | 12 | 10.54 | Residential | No | Behind the Meter | Fisch | PSE&G | Accepted | 2019-08-28 | 2019-09-03 | 2020-09-03 | Silfab | SLA-M-310 | Solar Panels |  | 0.31 | 10 | 187 | 25 |  | Fixed | Roof
Solar Registration Program | NJSRRE1541895250 | Princeton | 8550 | 12 | 10.54 | Residential | No | Behind the Meter | Fisch | PSE&G | Accepted | 2019-08-28 | 2019-09-03 | 2020-09-03 | Silfab | SLA-M-310 | Solar Panels |  | 0.31 | 8 | 97 | 25 |  | Fixed | Roof
Solar Registration Program | NJSRRE1541895250 | Princeton | 8550 | 12 | 10.54 | Residential | No | Behind the Meter | Fisch | PSE&G | Accepted | 2019-08-28 | 2019-09-03 | 2020-09-03 | EnPhase | IQ7 | Inverters | 250 |  | 34 |  |  | 0.965 |  | Outside | Roof
Solar Registration Program | NJSRRE1542369479 | Manahawkin | 8050 | 18 | 10.54 | Residential | Yes | Behind the Meter | Suntuity Solar LLC | AC Electric | Accepted | 2019-09-07 | 2019-09-11 | 2020-09-11 | Yingli Green Energy | YL310D-30b | Solar Panels |  | 0.31 | 34 | 239 | 21 |  | Fixed | Roof
Solar Registration Program | NJSRRE1542369479 | Manahawkin | 8050 | 18 | 10.54 | Residential | Yes | Behind the Meter | Suntuity Solar LLC | AC Electric | Accepted | 2019-09-07 | 2019-09-11 | 2020-09-11 | Enphase Energy | IQ7-60-2-US | Inverters | 240 |  | 34 |  |  | 0.97 |  | Outdoor | Behind the PV Modules
Solar Registration Program | NJSRRE1542390424 | Jackson | 8527 | 18 | 10.54 | Residential | No | Behind the Meter | Powerlutions | JCP&L | Accepted | 2019-09-11 | 2019-09-13 | 2020-09-13 | Axitec | AC-310P/156-72S | Solar Panels |  | 0.31 | 18 | 133 | 28 |  | Fixed | Roof
Solar Registration Program | NJSRRE1542390424 | Jackson | 8527 | 18 | 10.54 | Residential | No | Behind the Meter | Powerlutions | JCP&L | Accepted | 2019-09-11 | 2019-09-13 | 2020-09-13 | Axitec | AC-310P/156-72S | Solar Panels |  | 0.31 | 16 | 223 | 36 |  | Fixed | Roof
Solar Registration Program | NJSRRE1542390424 | Jackson | 8527 | 18 | 10.54 | Residential | No | Behind the Meter | Powerlutions | JCP&L | Accepted | 2019-09-11 | 2019-09-13 | 2020-09-13 | SolarEdge | SE7600H-US | Inverters | 7.6 |  | 1 |  |  | 0.99 |  | Outdoor | Near Meter
Solar Registration Program | NJSRRE1542419869 | Delanco | 8075 | 13 | 10.54 | Residential | Yes | Behind the Meter | All Season Solar | PSE&G | Accepted | 2019-09-18 | 2019-09-20 | 2020-09-20 | Trina | TSM DD05H.05II 310W AUG 2019 | Solar Panels |  | 0.31 | 3 | 179 | 36 |  | Fixed | Roof
Solar Registration Program | NJSRRE1542419869 | Delanco | 8075 | 13 | 10.54 | Residential | Yes | Behind the Meter | All Season Solar | PSE&G | Accepted | 2019-09-18 | 2019-09-20 | 2020-09-20 | Trina | TSM DD05H.05II 310W AUG 2019 | Solar Panels |  | 0.31 | 3 | 179 | 36 |  | Fixed | Roof
Solar Registration Program | NJSRRE1542419869 | Delanco | 8075 | 13 | 10.54 | Residential | Yes | Behind the Meter | All Season Solar | PSE&G | Accepted | 2019-09-18 | 2019-09-20 | 2020-09-20 | Trina | TSM DD05H.05II 310W AUG 2019 | Solar Panels |  | 0.31 | 4 | 179 | 44 |  | Fixed | Roof
Solar Registration Program | NJSRRE1542419869 | Delanco | 8075 | 13 | 10.54 | Residential | Yes | Behind the Meter | All Season Solar | PSE&G | Accepted | 2019-09-18 | 2019-09-20 | 2020-09-20 | Trina | TSM DD05H.05II 310W AUG 2019 | Solar Panels |  | 0.31 | 24 | 89 | 36 |  | Fixed | Roof
Solar Registration Program | NJSRRE1542419869 | Delanco | 8075 | 13 | 10.54 | Residential | Yes | Behind the Meter | All Season Solar | PSE&G | Accepted | 2019-09-18 | 2019-09-20 | 2020-09-20 | Enphase | IQ7 | Inverters | 240 |  | 34 |  |  | 0.97 |  | Outdoor | Under Module
Solar Registration Program | NJSRRE1542501622 | Audubon Boro | 8106 | 14 | 10.54 | Residential | Yes | Behind the Meter | 1st Light Energy Inc | PSE&G | Accepted | 2019-10-03 | 2019-10-08 | 2020-10-08 | Longi | LR6-60HPB-310M | Solar Panels |  | 0.31 | 17 | 334 | 27 |  | Fixed | Roof
Solar Registration Program | NJSRRE1542501622 | Audubon Boro | 8106 | 14 | 10.54 | Residential | Yes | Behind the Meter | 1st Light Energy Inc | PSE&G | Accepted | 2019-10-03 | 2019-10-08 | 2020-10-08 | Longi | LR6-60HPB-310M | Solar Panels |  | 0.31 | 7 | 224 | 14 |  | Fixed | Roof
Solar Registration Program | NJSRRE1542501622 | Audubon Boro | 8106 | 14 | 10.54 | Residential | Yes | Behind the Meter | 1st Light Energy Inc | PSE&G | Accepted | 2019-10-03 | 2019-10-08 | 2020-10-08 | Longi | LR6-60HPB-310M | Solar Panels |  | 0.31 | 10 | 64 | 14 |  | Fixed | Roof
Solar Registration Program | NJSRRE1542501622 | Audubon Boro | 8106 | 14 | 10.54 | Residential | Yes | Behind the Meter | 1st Light Energy Inc | PSE&G | Accepted | 2019-10-03 | 2019-10-08 | 2020-10-08 | SMA | SB 5.0-US (240V | Inverters | 5000 |  | 1 |  |  | 0.98 |  | Outside | within 10 feet of meter
Solar Registration Program | NJSRRE1542501622 | Audubon Boro | 8106 | 14 | 10.54 | Residential | Yes | Behind the Meter | 1st Light Energy Inc | PSE&G | Accepted | 2019-10-03 | 2019-10-08 | 2020-10-08 | SMA | SB 3.8-US (240V) | Inverters | 3800 |  | 1 |  |  | 0.98 |  | Outside | within 10 feet of meter
Solar Registration Program | NJSRRE1542512459 | Freehold | 7728 | 17 | 10.54 | Residential | No | Behind the Meter | Skyline Solar LLC | JCP&L | Accepted | 2019-10-07 | 2019-10-16 | 2020-10-16 | Axitec | AC310M | Solar Panels |  | 0.31 | 6 | 121 | 21 |  | Fixed | Roof
Solar Registration Program | NJSRRE1542512459 | Freehold | 7728 | 17 | 10.54 | Residential | No | Behind the Meter | Skyline Solar LLC | JCP&L | Accepted | 2019-10-07 | 2019-10-16 | 2020-10-16 | Axitec | AC310M | Solar Panels |  | 0.31 | 2 | 127 | 31 |  | Fixed | Roof
Solar Registration Program | NJSRRE1542512459 | Freehold | 7728 | 17 | 10.54 | Residential | No | Behind the Meter | Skyline Solar LLC | JCP&L | Accepted | 2019-10-07 | 2019-10-16 | 2020-10-16 | Axitec | AC310M | Solar Panels |  | 0.31 | 26 | 307 | 31 |  | Fixed | Roof
Solar Registration Program | NJSRRE1542512459 | Freehold | 7728 | 17 | 10.54 | Residential | No | Behind the Meter | Skyline Solar LLC | JCP&L | Accepted | 2019-10-07 | 2019-10-16 | 2020-10-16 | Solaredge | SE7600H-US RGM | Inverters | 7600 |  | 1 |  |  | 0.99 |  | Outdoor | by meter
Solar Registration Program | NJSRRE1542540368 | Cape May Court House | 8210 | 21 | 10.54 | Residential | Yes | Behind the Meter | Orbit Energy & Power, LLC | AC Electric | Final As-Built Received | 2019-10-14 | 2019-10-16 | 2020-10-16 | trina | tsm 310 | Solar Panels |  | 0.31 | 6 | 28 | 22 |  | Fixed | Roof
Solar Registration Program | NJSRRE1542540368 | Cape May Court House | 8210 | 21 | 10.54 | Residential | Yes | Behind the Meter | Orbit Energy & Power, LLC | AC Electric | Final As-Built Received | 2019-10-14 | 2019-10-16 | 2020-10-16 | trina | tsm 310 | Solar Panels |  | 0.31 | 28 | 208 | 22 |  | Fixed | Roof
Solar Registration Program | NJSRRE1542540368 | Cape May Court House | 8210 | 21 | 10.54 | Residential | Yes | Behind the Meter | Orbit Energy & Power, LLC | AC Electric | Final As-Built Received | 2019-10-14 | 2019-10-16 | 2020-10-16 | enphase | iq7 | Inverters | 240 |  | 34 |  |  | 0.986 |  | Outside | panel
Solar Registration Program | NJSRRE1542540368 | Cape May Court House | 8210 | 21 | 10.54 | Residential | Yes | Behind the Meter | Orbit Energy & Power, LLC | AC Electric | Final As-Built Received | 2019-10-14 | 2019-10-16 | 2020-10-16 | enphase | envoy | Meters |  |  | 1 |  |  |  | Yes | Outdoor
Solar Registration Program | NJSRRE1542541596 | Jackson | 8527 | 18 | 10.54 | Residential | No | Behind the Meter | Whitman Construction, LLC | JCP&L | Accepted | 2019-10-14 | 2019-10-16 | 2020-10-16 | Trina Solar | TSM-310DD05A | Solar Panels |  | 0.31 | 14 | 103 | 28 |  | Fixed | Roof
Solar Registration Program | NJSRRE1542541596 | Jackson | 8527 | 18 | 10.54 | Residential | No | Behind the Meter | Whitman Construction, LLC | JCP&L | Accepted | 2019-10-14 | 2019-10-16 | 2020-10-16 | Trina Solar | TSM-310DD05A | Solar Panels |  | 0.31 | 20 | 104 | 32 |  | Fixed | Roof
Solar Registration Program | NJSRRE1542541596 | Jackson | 8527 | 18 | 10.54 | Residential | No | Behind the Meter | Whitman Construction, LLC | JCP&L | Accepted | 2019-10-14 | 2019-10-16 | 2020-10-16 | Enphase Energy | IQ7-60-2-US | Inverters | 0.24 |  | 34 |  |  | 0.976 |  | Outside | roof
Solar Registration Program | NJSRRE1542546865 | Manville | 8835 | 5 | 10.54 | Residential | No | Behind the Meter | Orbit Energy & Power, LLC | PSE&G | Accepted | 2019-10-16 | 2019-10-18 | 2020-10-18 | axitec | axitec 310 | Solar Panels |  | 0.31 | 12 | 220 | 30 |  | Fixed | Roof
Solar Registration Program | NJSRRE1542546865 | Manville | 8835 | 5 | 10.54 | Residential | No | Behind the Meter | Orbit Energy & Power, LLC | PSE&G | Accepted | 2019-10-16 | 2019-10-18 | 2020-10-18 | axitec | axitec 310 | Solar Panels |  | 0.31 | 12 | 40 | 30 |  | Fixed | Roof
Solar Registration Program | NJSRRE1542546865 | Manville | 8835 | 5 | 10.54 | Residential | No | Behind the Meter | Orbit Energy & Power, LLC | PSE&G | Accepted | 2019-10-16 | 2019-10-18 | 2020-10-18 | axitec | axitec 310 | Solar Panels |  | 0.31 | 10 | 130 | 19 |  | Fixed | Roof
Solar Registration Program | NJSRRE1542546865 | Manville | 8835 | 5 | 10.54 | Residential | No | Behind the Meter | Orbit Energy & Power, LLC | PSE&G | Accepted | 2019-10-16 | 2019-10-18 | 2020-10-18 | enphase | iq7 | Inverters | 240 |  | 34 |  |  | 0.986 |  | Outside | panel
Solar Registration Program | NJSRRE1542574874 | Brick | 8723 | 18 | 10.54 | Residential | Yes | Behind the Meter | Reliable Power and Solar | JCP&L | Final As-Built Received | 2019-10-22 | 2019-10-24 | 2020-10-24 | trina | tsmdd05 | Solar Panels |  | 0.31 | 30 | 222 | 18 |  | Fixed | Roof | roof
Solar Registration Program | NJSRRE1542574874 | Brick | 8723 | 18 | 10.54 | Residential | Yes | Behind the Meter | Reliable Power and Solar | JCP&L | Final As-Built Received | 2019-10-22 | 2019-10-24 | 2020-10-24 | TRINA | TSMDD05 | Solar Panels |  | 0.31 | 4 | 132 | 18 |  | Fixed | Roof | roof
Solar Registration Program | NJSRRE1542574874 | Brick | 8723 | 18 | 10.54 | Residential | Yes | Behind the Meter | Reliable Power and Solar | JCP&L | Final As-Built Received | 2019-10-22 | 2019-10-24 | 2020-10-24 | enphase | IQ7 | Inverters | 240 |  | 34 |  |  | 0.97 |  | Outdoor | roof
Solar Registration Program | NJSRRE1542584446 | Egg Harbor Township | 8234 | 19 | 10.54 | Non Profit | No | Behind the Meter | Acos Energy, LLC | AC Electric | Accepted | 2019-10-25 | 2019-10-29 | 2020-10-29 | Trina | TSM DD05H 05 II 310W | Solar Panels |  | 0.31 | 34 | 30 | 208 |  | Fixed | Roof
Solar Registration Program | NJSRRE1542584446 | Egg Harbor Township | 8234 | 19 | 10.54 | Non Profit | No | Behind the Meter | Acos Energy, LLC | AC Electric | Accepted | 2019-10-25 | 2019-10-29 | 2020-10-29 | Enphase | IQ7 | Inverters | 0.24 |  | 34 |  |  | 0.97 |  | Outside | Roof
Solar Registration Program | NJSRRE1542685018 | Bordentown Twp | 8505 | 13 | 10.54 | Residential | No | Behind the Meter | 1st Light Energy Inc | PSE&G | Accepted | 2019-10-28 | 2019-10-30 | 2020-10-30 | Longi | LR6-60HPB-310M | Solar Panels |  | 0.31 | 9 | 63 | 30 |  | Fixed | Roof
Solar Registration Program | NJSRRE1542685018 | Bordentown Twp | 8505 | 13 | 10.54 | Residential | No | Behind the Meter | 1st Light Energy Inc | PSE&G | Accepted | 2019-10-28 | 2019-10-30 | 2020-10-30 | Longi | LR6-60HPB-310M | Solar Panels |  | 0.31 | 21 | 243 | 30 |  | Fixed | Roof
Solar Registration Program | NJSRRE1542685018 | Bordentown Twp | 8505 | 13 | 10.54 | Residential | No | Behind the Meter | 1st Light Energy Inc | PSE&G | Accepted | 2019-10-28 | 2019-10-30 | 2020-10-30 | Longi | LR6-60HPB-310M | Solar Panels |  | 0.31 | 4 | 40 | 153 |  | Fixed | Roof
Solar Registration Program | NJSRRE1542685018 | Bordentown Twp | 8505 | 13 | 10.54 | Residential | No | Behind the Meter | 1st Light Energy Inc | PSE&G | Accepted | 2019-10-28 | 2019-10-30 | 2020-10-30 | SMA | SB 5.0-US (240V),SB 3.8-US (240V) | Inverters | 5000 |  | 1 |  |  | 0.97 |  | Outside | within 10 feet of meter
Solar Registration Program | NJSRRE1542910164 | West Deptford | 8003 | 14 | 10.54 | Residential | Yes | Behind the Meter | Solar Energy World | PSE&G | Accepted | 2019-11-04 | 2019-11-06 | 2020-11-06 | LONGi Green Energy Technology | LR6-60PE-310 | Solar Panels |  | 0.31 | 34 | 199 | 18 |  | Fixed | Roof
Solar Registration Program | NJSRRE1542910164 | West Deptford | 8003 | 14 | 10.54 | Residential | Yes | Behind the Meter | Solar Energy World | PSE&G | Accepted | 2019-11-04 | 2019-11-06 | 2020-11-06 | Enphase | 1Q7-60-x-US | Inverters | 310 |  | 1 |  |  | 0.97 |  | Outside | near meter
Solar Registration Program | NJSRRE1542967074 | Villas | 8251 | 21 | 10.54 | Residential | Yes | Behind the Meter | All Season Solar | AC Electric | Accepted | 2019-11-05 | 2019-11-07 | 2020-11-07 | Trina | TSM DD05H.05II 310W AUG 2019 | Solar Panels |  | 0.31 | 26 | 118 | 35 |  | Fixed | Roof
Solar Registration Program | NJSRRE1542967074 | Villas | 8251 | 21 | 10.54 | Residential | Yes | Behind the Meter | All Season Solar | AC Electric | Accepted | 2019-11-05 | 2019-11-07 | 2020-11-07 | Trina | TSM DD05H.05II 310W AUG 2019 | Solar Panels |  | 0.31 | 8 | 208 | 26 |  | Fixed | Roof
Solar Registration Program | NJSRRE1542967074 | Villas | 8251 | 21 | 10.54 | Residential | Yes | Behind the Meter | All Season Solar | AC Electric | Accepted | 2019-11-05 | 2019-11-07 | 2020-11-07 | Enphase | IQ7 | Inverters | 240 |  | 34 |  |  | 0.97 |  | Outdoor | Under Module
Solar Registration Program | NJSRRE1542967235 | Parkertown | 8087 | 18 | 10.54 | Residential | Yes | Behind the Meter | All Season Solar | AC Electric | Accepted | 2019-11-05 | 2019-11-07 | 2020-11-07 | Trina | TSM DD05H.05II 310W AUG 2019 | Solar Panels |  | 0.31 | 16 | 149 | 18 |  | Fixed | Roof
Solar Registration Program | NJSRRE1542967235 | Parkertown | 8087 | 18 | 10.54 | Residential | Yes | Behind the Meter | All Season Solar | AC Electric | Accepted | 2019-11-05 | 2019-11-07 | 2020-11-07 | Trina | TSM DD05H.05II 310W AUG 2019 | Solar Panels |  | 0.31 | 16 | 239 | 18 |  | Fixed | Roof
Solar Registration Program | NJSRRE1542967235 | Parkertown | 8087 | 18 | 10.54 | Residential | Yes | Behind the Meter | All Season Solar | AC Electric | Accepted | 2019-11-05 | 2019-11-07 | 2020-11-07 | Trina | TSM DD05H.05II 310W AUG 2019 | Solar Panels |  | 0.31 | 2 | 149 | 18 |  | Fixed | Roof
Solar Registration Program | NJSRRE1542967235 | Parkertown | 8087 | 18 | 10.54 | Residential | Yes | Behind the Meter | All Season Solar | AC Electric | Accepted | 2019-11-05 | 2019-11-07 | 2020-11-07 | Enphase | IQ7 | Inverters | 240 |  | 34 |  |  | 0.97 |  | Outdoor | Under Module
Solar Registration Program | NJSRRE1543041005 | Pennsville | 8070 | 16 | 10.54 | Residential | No | Behind the Meter | RCL Enterprises Inc. | AC Electric | Accepted | 2019-11-06 | 2019-11-08 | 2020-11-08 | Trina Solar | TSM-310DD05H | Solar Panels |  | 0.31 | 34 | 222 | 16 |  | Fixed | Roof
Solar Registration Program | NJSRRE1543041005 | Pennsville | 8070 | 16 | 10.54 | Residential | No | Behind the Meter | RCL Enterprises Inc. | AC Electric | Accepted | 2019-11-06 | 2019-11-08 | 2020-11-08 | Enphase | IQ7 | Inverters | 8160 |  | 34 |  |  | 0.96 |  | Outdoor | under panels
Solar Registration Program | NJSRRE1543041761 | Lakewood | 8701 | 18 | 10.54 | Residential | No | Behind the Meter | Powerlutions | JCP&L | Accepted | 2019-11-06 | 2019-11-11 | 2020-11-11 | Trina | TSM-310 DD05A | Solar Panels |  | 0.31 | 15 | 187 | 33 |  | Fixed | Roof
Solar Registration Program | NJSRRE1543041761 | Lakewood | 8701 | 18 | 10.54 | Residential | No | Behind the Meter | Powerlutions | JCP&L | Accepted | 2019-11-06 | 2019-11-11 | 2020-11-11 | Trina | TSM-310 DD05A | Solar Panels |  | 0.31 | 19 | 187 | 18 |  | Fixed | Roof
Solar Registration Program | NJSRRE1543041761 | Lakewood | 8701 | 18 | 10.54 | Residential | No | Behind the Meter | Powerlutions | JCP&L | Accepted | 2019-11-06 | 2019-11-11 | 2020-11-11 | Solar Edge | SE7600H-US | Inverters | 7.6 |  | 1 |  |  | 0.99 |  | Outdoor | near meter
Solar Registration Program | NJSRRE1543315735 | Brick | 8723 | 18 | 10.54 | Residential | Yes | Behind the Meter | Solar Energy World | JCP&L | Accepted | 2019-11-14 | 2019-11-19 | 2020-11-19 | LONGi Green Energy Technology | LR6-60PE-310M | Solar Panels |  | 0.31 | 34 | 87 | 36 |  | Fixed | Roof
Solar Registration Program | NJSRRE1543315735 | Brick | 8723 | 18 | 10.54 | Residential | Yes | Behind the Meter | Solar Energy World | JCP&L | Accepted | 2019-11-14 | 2019-11-19 | 2020-11-19 | Solar Edge | SE7600H-USRGM | Inverters | 7600 |  | 1 |  |  | 0.98 |  | Outdoor | near meter
Solar Registration Program | NJSRRE1543443415 | Cherry Hill | 8034 | 14 | 10.54 | Residential | Yes | Behind the Meter | All Season Solar | PSE&G | Accepted | 2019-11-25 | 2019-11-27 | 2020-11-27 | Trina | TSM DD05H.05II 310W AUG 2019 | Solar Panels |  | 0.31 | 34 | 130 | 20 |  | Fixed | Roof
Solar Registration Program | NJSRRE1543443415 | Cherry Hill | 8034 | 14 | 10.54 | Residential | Yes | Behind the Meter | All Season Solar | PSE&G | Accepted | 2019-11-25 | 2019-11-27 | 2020-11-27 | Enphase | IQ7 | Inverters | 240 |  | 34 |  |  | 0.97 |  | Outdoor | Under Module
Solar Registration Program | NJSRRE1543555624 | Egg Harbor Township | 8234 | 19 | 10.54 | Residential | No | Behind the Meter | Sun Up Zero Down | AC Electric | Accepted | 2019-12-17 | 2019-12-20 | 2020-12-20 | trina | TSM-310 DD05A.05 (II) | Solar Panels |  | 0.31 | 12 | 112 | 34 |  | Fixed | Roof
Solar Registration Program | NJSRRE1543555624 | Egg Harbor Township | 8234 | 19 | 10.54 | Residential | No | Behind the Meter | Sun Up Zero Down | AC Electric | Accepted | 2019-12-17 | 2019-12-20 | 2020-12-20 | trina | TSM-310 DD05A.05 (II) | Solar Panels |  | 0.31 | 22 | 202 | 27 |  | Fixed | Roof
Solar Registration Program | NJSRRE1543555624 | Egg Harbor Township | 8234 | 19 | 10.54 | Residential | No | Behind the Meter | Sun Up Zero Down | AC Electric | Accepted | 2019-12-17 | 2019-12-20 | 2020-12-20 | solaredge | SE7600H-US | Inverters | 7600 |  | 1 |  |  | 0.973 |  | Outside | outside wall
Solar Registration Program | NJSRRE1540896896 | Hillsborough | 8844 | 5 | 10.56 | Residential | No | Behind the Meter | Panatec Corporation | PSE&G | Accepted | 2019-05-09 | 2019-05-09 | 2020-05-09 | Panasonic | VBHN330SA17E | Solar Panels |  | 0.33 | 32 | 190 | 25 |  | Fixed | Roof
Solar Registration Program | NJSRRE1540896896 | Hillsborough | 8844 | 5 | 10.56 | Residential | No | Behind the Meter | Panatec Corporation | PSE&G | Accepted | 2019-05-09 | 2019-05-09 | 2020-05-09 | Enphase | IQ7X | Inverters | 330 |  | 32 |  |  | 0.975 |  | Outdoor | Outdoor
Solar Registration Program | NJSRRE1541028142 | COLUMBUS | 8022 | 13 | 10.56 | Residential | No | Behind the Meter | Amped On Solar LLC | PSE&G | Accepted | 2019-05-21 | 2019-05-24 | 2020-05-24 | PANASONIC | VBHN330SA17E | Solar Panels |  | 0.33 | 26 | 267 | 34 |  | Fixed | Roof
Solar Registration Program | NJSRRE1541028142 | COLUMBUS | 8022 | 13 | 10.56 | Residential | No | Behind the Meter | Amped On Solar LLC | PSE&G | Accepted | 2019-05-21 | 2019-05-24 | 2020-05-24 | PANASONIC | VBHN330SA17E | Solar Panels |  | 0.33 | 6 | 177 | 45 |  | Fixed | Roof
Solar Registration Program | NJSRRE1541028751 | Millstone Township | 8510 | 17 | 10.56 | Residential | No | Behind the Meter | Sunrun Installation Services, Inc. | JCP&L | Accepted | 2019-05-21 | 2019-05-24 | 2020-05-24 | LG Electronics | LG330N1C-A5 | Solar Panels |  | 0.33 | 17 | 240 | 19 |  | Fixed | Roof
Solar Registration Program | NJSRRE1541028751 | Millstone Township | 8510 | 17 | 10.56 | Residential | No | Behind the Meter | Sunrun Installation Services, Inc. | JCP&L | Accepted | 2019-05-21 | 2019-05-24 | 2020-05-24 | LG Electronics | LG330N1C-A5 | Solar Panels |  | 0.33 | 10 | 60 | 18 |  | Fixed | Roof
Solar Registration Program | NJSRRE1541028751 | Millstone Township | 8510 | 17 | 10.56 | Residential | No | Behind the Meter | Sunrun Installation Services, Inc. | JCP&L | Accepted | 2019-05-21 | 2019-05-24 | 2020-05-24 | LG Electronics | LG330N1C-A5 | Solar Panels |  | 0.33 | 5 | 58 | 23 |  | Fixed | Roof
Solar Registration Program | NJSRRE1541028751 | Millstone Township | 8510 | 17 | 10.56 | Residential | No | Behind the Meter | Sunrun Installation Services, Inc. | JCP&L | Accepted | 2019-05-21 | 2019-05-24 | 2020-05-24 | SolarEdge Technologies | SE10000H-USRGM | Inverters | 10000 |  | 1 |  |  | 0.96 |  | Outdoor | Next To Meter
Solar Registration Program | NJSRRE1541088964 | Rahway | 7065 | 10 | 10.56 | Residential | Yes | Behind the Meter | Sunrun Installation Services, Inc. | PSE&G | Accepted | 2019-06-04 | 2019-06-07 | 2020-06-07 | LG Electronics | LG330N1C-A5 | Solar Panels |  | 0.33 | 13 | 218 | 43 |  | Fixed | Roof
Solar Registration Program | NJSRRE1541088964 | Rahway | 7065 | 10 | 10.56 | Residential | Yes | Behind the Meter | Sunrun Installation Services, Inc. | PSE&G | Accepted | 2019-06-04 | 2019-06-07 | 2020-06-07 | LG Electronics | LG330N1C-A5 | Solar Panels |  | 0.33 | 6 | 220 | 18 |  | Fixed | Roof
Solar Registration Program | NJSRRE1541088964 | Rahway | 7065 | 10 | 10.56 | Residential | Yes | Behind the Meter | Sunrun Installation Services, Inc. | PSE&G | Accepted | 2019-06-04 | 2019-06-07 | 2020-06-07 | LG Electronics | LG330N1C-A5 | Solar Panels |  | 0.33 | 6 | 38 | 9 |  | Fixed | Roof
Solar Registration Program | NJSRRE1541088964 | Rahway | 7065 | 10 | 10.56 | Residential | Yes | Behind the Meter | Sunrun Installation Services, Inc. | PSE&G | Accepted | 2019-06-04 | 2019-06-07 | 2020-06-07 | LG Electronics | LG330N1C-A5 | Solar Panels |  | 0.33 | 7 | 40 | 18 |  | Fixed | Roof
Solar Registration Program | NJSRRE1541088964 | Rahway | 7065 | 10 | 10.56 | Residential | Yes | Behind the Meter | Sunrun Installation Services, Inc. | PSE&G | Accepted | 2019-06-04 | 2019-06-07 | 2020-06-07 | Ningbo Ginlong Technologies | Solis-1P9K-4G-US | Inverters | 9000 |  | 1 |  |  | 0.96 |  | Outdoor | Next To Meter
Solar Registration Program | NJSRRE1541685892 | North Caldwell | 7006 | 9 | 10.56 | Residential | No | Behind the Meter | Green Power Energy | PSE&G | Accepted | 2019-07-18 | 2019-07-22 | 2020-07-22 | Panasonic | VBHN330SA17 | Solar Panels |  | 0.33 | 32 | 215 | 27 |  | Fixed | Roof
Solar Registration Program | NJSRRE1541685892 | North Caldwell | 7006 | 9 | 10.56 | Residential | No | Behind the Meter | Green Power Energy | PSE&G | Accepted | 2019-07-18 | 2019-07-22 | 2020-07-22 | Solar Edge | SE10000H-US | Inverters | 10000 |  | 1 |  |  | 0.97 |  | Outside | next to meter
Solar Registration Program | NJSRRE1541726386 | Vineland | 8360 | 20 | 10.56 | Residential | No | Behind the Meter | Green Power Energy | Vineland Muni Electric | Accepted | 2019-08-01 | 2019-08-06 | 2020-08-06 | Panasonic | VBHN330SA17 | Solar Panels |  | 0.33 | 24 | 184 | 27 |  | Fixed | Roof
Solar Registration Program | NJSRRE1541726386 | Vineland | 8360 | 20 | 10.56 | Residential | No | Behind the Meter | Green Power Energy | Vineland Muni Electric | Accepted | 2019-08-01 | 2019-08-06 | 2020-08-06 | Panasonic | VBHN330SA17 | Solar Panels |  | 0.33 | 4 | 92 | 18 |  | Fixed | Roof
Solar Registration Program | NJSRRE1541726386 | Vineland | 8360 | 20 | 10.56 | Residential | No | Behind the Meter | Green Power Energy | Vineland Muni Electric | Accepted | 2019-08-01 | 2019-08-06 | 2020-08-06 | Panasonic | VBHN330SA17 | Solar Panels |  | 0.33 | 4 | 273 | 18 |  | Fixed | Roof
Solar Registration Program | NJSRRE1541726386 | Vineland | 8360 | 20 | 10.56 | Residential | No | Behind the Meter | Green Power Energy | Vineland Muni Electric | Accepted | 2019-08-01 | 2019-08-06 | 2020-08-06 | Solar Edge | SE10000H-US | Inverters | 10000 |  | 1 |  |  | 0.97 |  | Outside | next to meter
Solar Registration Program | NJSRRE1541787862 | North Caldwell | 7006 | 9 | 10.56 | Residential | No | Behind the Meter | Green Power Energy | PSE&G | Accepted | 2019-08-05 | 2019-08-07 | 2020-08-07 | Panasonic | VBHN330SA17 | Solar Panels |  | 0.33 | 32 | 215 | 23 |  | Fixed | Roof
Solar Registration Program | NJSRRE1541787862 | North Caldwell | 7006 | 9 | 10.56 | Residential | No | Behind the Meter | Green Power Energy | PSE&G | Accepted | 2019-08-05 | 2019-08-07 | 2020-08-07 | Solar Edge | SE10000H-US | Inverters | 10000 |  | 1 |  |  | 0.97 |  | Outside | next to meter
Solar Registration Program | NJSRRE1541787980 | Princeton | 8540 | 12 | 10.56 | Residential | No | Behind the Meter | Green Sun Energy Services, LLC | PSE&G | Accepted | 2019-08-05 | 2019-08-07 | 2020-08-07 | Panasonic | VBHN330SA16 | Solar Panels |  | 0.33 | 26 | 188 | 31 |  | Fixed | Roof
Solar Registration Program | NJSRRE1541787980 | Princeton | 8540 | 12 | 10.56 | Residential | No | Behind the Meter | Green Sun Energy Services, LLC | PSE&G | Accepted | 2019-08-05 | 2019-08-07 | 2020-08-07 | Panasonic | VBHN330SA16 | Solar Panels |  | 0.33 | 6 | 0.98 | 31 |  | Fixed | Roof
Solar Registration Program | NJSRRE1541787980 | Princeton | 8540 | 12 | 10.56 | Residential | No | Behind the Meter | Green Sun Energy Services, LLC | PSE&G | Accepted | 2019-08-05 | 2019-08-07 | 2020-08-07 | SolarEdge | SE7600H-US000NNC2 | Inverters | 7600 |  | 1 |  |  | 0.99 |  | Outside | Outdoors (Next To Generator ATS)
Solar Registration Program | NJSRRE1541787980 | Princeton | 8540 | 12 | 10.56 | Residential | No | Behind the Meter | Green Sun Energy Services, LLC | PSE&G | Accepted | 2019-08-05 | 2019-08-07 | 2020-08-07 | SolarEdge | SE7600H-US000NNC2 | Meters | 7600 |  | 1
Solar Registration Program | NJSRRE1541810057 | Franklin Township | 8540 | 12 | 10.56 | Residential | No | Behind the Meter | NJ Solar Power, LLC | PSE&G | Accepted | 2019-08-09 | 2019-08-23 | 2020-08-23 | Solaredge | SE10000H-US | Inverters | 10000 |  | 1 |  |  | 0.99 |  | Indoor | garage
Solar Registration Program | NJSRRE1541810057 | Franklin Township | 8540 | 12 | 10.56 | Residential | No | Behind the Meter | NJ Solar Power, LLC | PSE&G | Accepted | 2019-08-09 | 2019-08-23 | 2020-08-23 | Panasonic | VBHN330SA17 | Solar Panels |  | 0.33 | 32 | 176 | 37 |  | Fixed | Roof
Solar Registration Program | NJSRRE1541815023 | Chester | 7930 | 3 | 10.56 | Residential | No | Behind the Meter | Green Power Energy | JCP&L | Final As-Built Received | 2019-08-12 | 2019-08-23 | 2020-08-23 | Panasonic | VBHN330SA17 | Solar Panels |  | 0.33 | 32 | 187 | 23 |  | Fixed | Roof
Solar Registration Program | NJSRRE1541815023 | Chester | 7930 | 3 | 10.56 | Residential | No | Behind the Meter | Green Power Energy | JCP&L | Final As-Built Received | 2019-08-12 | 2019-08-23 | 2020-08-23 | Solar Edge | SE10000H-US | Inverters | 10000 |  | 1 |  |  | 0.97 |  | Outside | next to meter
Solar Registration Program | NJSRRE1541815023 | Chester | 7930 | 3 | 10.56 | Residential | No | Behind the Meter | Green Power Energy | JCP&L | Final As-Built Received | 2019-08-12 | 2019-08-23 | 2020-08-23 | Hialeah | CL200 | Meters |  |  | 1 |  |  |  | Yes | Outdoor
Solar Registration Program | NJSRRE1541862274 | Metuchen | 8840 | 11 | 10.56 | Residential | No | Behind the Meter | Green Power Energy | PSE&G | Accepted | 2019-08-20 | 2019-08-26 | 2020-08-26 | Panasonic | VBHN330SA17 | Solar Panels |  | 0.33 | 32 | 184 | 27 |  | Fixed | Roof
Solar Registration Program | NJSRRE1541862274 | Metuchen | 8840 | 11 | 10.56 | Residential | No | Behind the Meter | Green Power Energy | PSE&G | Accepted | 2019-08-20 | 2019-08-26 | 2020-08-26 | Solar Edge | SE10000H-US | Inverters | 10000 |  | 1 |  |  | 0.97 |  | Outside | next to meter
Solar Registration Program | NJSRRE1542346172 | Audubon | 8106 | 14 | 10.56 | Residential | No | Behind the Meter | NJ Solar Power, LLC | PSE&G | Accepted | 2019-09-06 | 2019-09-11 | 2020-09-11 | Panasonic | VBHN330SA17 | Solar Panels |  | 0.33 | 8 | 63 | 20 |  | Fixed | Roof
Solar Registration Program | NJSRRE1542346172 | Audubon | 8106 | 14 | 10.56 | Residential | No | Behind the Meter | NJ Solar Power, LLC | PSE&G | Accepted | 2019-09-06 | 2019-09-11 | 2020-09-11 | Panasonic | VBHN330SA17 | Solar Panels |  | 0.33 | 16 | 153 | 20 |  | Fixed | Roof
Solar Registration Program | NJSRRE1542346172 | Audubon | 8106 | 14 | 10.56 | Residential | No | Behind the Meter | NJ Solar Power, LLC | PSE&G | Accepted | 2019-09-06 | 2019-09-11 | 2020-09-11 | Panasonic | VBHN330SA17 | Solar Panels |  | 0.33 | 8 | 243 | 20 |  | Fixed | Roof
Solar Registration Program | NJSRRE1542346172 | Audubon | 8106 | 14 | 10.56 | Residential | No | Behind the Meter | NJ Solar Power, LLC | PSE&G | Accepted | 2019-09-06 | 2019-09-11 | 2020-09-11 | Solaredge | SE10000H-US | Inverters | 10000 |  | 1 |  |  | 0.99 |  | Indoor | garage
Solar Registration Program | NJSRRE1542390438 | Egg Harbor Township | 8234 | 19 | 10.56 | Residential | No | Behind the Meter | Castle Energy, LLC | AC Electric | Accepted | 2019-09-11 | 2019-09-13 | 2020-09-13 | LG Electronics | LG320N1K-A5 | Solar Panels |  | 0.32 | 15 | 141 | 25 |  | Fixed | Roof
Solar Registration Program | NJSRRE1542390438 | Egg Harbor Township | 8234 | 19 | 10.56 | Residential | No | Behind the Meter | Castle Energy, LLC | AC Electric | Accepted | 2019-09-11 | 2019-09-13 | 2020-09-13 | LG Electronics | LG320N1K-A5 | Solar Panels |  | 0.32 | 18 | 141 | 25 |  | Fixed | Roof
Solar Registration Program | NJSRRE1542390438 | Egg Harbor Township | 8234 | 19 | 10.56 | Residential | No | Behind the Meter | Castle Energy, LLC | AC Electric | Accepted | 2019-09-11 | 2019-09-13 | 2020-09-13 | Enphase Energy | IQ7-60-2-US | Inverters | 240 |  | 33 |  |  | 0.967 |  | Outside | on the rooftop under each solar panel
Solar Registration Program | NJSRRE1542513436 | SEWELL | 8080 | 15 | 10.56 | Residential | No | Behind the Meter | Amped On Solar LLC | AC Electric | Accepted | 2019-10-07 | 2019-10-10 | 2020-10-10 | PANASONIC | VBHN330SA17E | Solar Panels |  | 0.33 | 8 | 125 | 39 |  | Fixed | Roof
Solar Registration Program | NJSRRE1542513436 | SEWELL | 8080 | 15 | 10.56 | Residential | No | Behind the Meter | Amped On Solar LLC | AC Electric | Accepted | 2019-10-07 | 2019-10-10 | 2020-10-10 | PANASONIC | VBHN330SA17E | Solar Panels |  | 0.33 | 24 | 215 | 28 |  | Fixed | Roof
Solar Registration Program | NJSRRE1542513436 | SEWELL | 8080 | 15 | 10.56 | Residential | No | Behind the Meter | Amped On Solar LLC | AC Electric | Accepted | 2019-10-07 | 2019-10-10 | 2020-10-10 | ENPHASE | IQ7X | Inverters | 10240 |  | 32 |  |  | 0.975 |  | Outdoor | ON RACKING
Solar Registration Program | NJSRRE1542548346 | Woodland Park | 7424 | 6 | 10.56 | Residential | No | Behind the Meter | ACDC Solar LLC | PSE&G | Accepted | 2019-10-16 | 2019-10-22 | 2020-10-22 | Canadian Solar | CS1H-330MS | Solar Panels |  | 0.33 | 32 | 197 | 41 |  | Fixed | Roof
Solar Registration Program | NJSRRE1542548346 | Woodland Park | 7424 | 6 | 10.56 | Residential | No | Behind the Meter | ACDC Solar LLC | PSE&G | Accepted | 2019-10-16 | 2019-10-22 | 2020-10-22 | Solaredge | SE7600US-A | Inverters | 7600 |  | 1 |  |  | 0.97 |  | Outside | Side of house
Solar Registration Program | NJSRRE1542591586 | Lakewood Township | 8701 | 18 | 10.56 | Residential | No | Behind the Meter | Green Power Energy | JCP&L | Accepted | 2019-10-25 | 2019-10-29 | 2020-10-29 | Panasonic | VBHN330SA17 | Solar Panels |  | 0.33 | 32 | 205 | 27 |  | Fixed | Roof
Solar Registration Program | NJSRRE1542591586 | Lakewood Township | 8701 | 18 | 10.56 | Residential | No | Behind the Meter | Green Power Energy | JCP&L | Accepted | 2019-10-25 | 2019-10-29 | 2020-10-29 | SolarEdge | SE10000H-US | Inverters | 10000 |  | 1 |  |  | 0.97 |  | Outside | Next to Meter
Solar Registration Program | NJSRRE1542884189 | Tuckerton | 8087 | 18 | 10.56 | Residential | No | Behind the Meter | Castle Energy, LLC | AC Electric | Accepted | 2019-11-01 | 2019-11-05 | 2020-11-05 | Hanwha Q-Cells | Q.Peak DUO-G5 320 | Solar Panels |  | 0.32 | 25 | 246 | 28 |  | Fixed | Roof
Solar Registration Program | NJSRRE1542884189 | Tuckerton | 8087 | 18 | 10.56 | Residential | No | Behind the Meter | Castle Energy, LLC | AC Electric | Accepted | 2019-11-01 | 2019-11-05 | 2020-11-05 | Hanwha Q-Cells | Q.Peak DUO-G5 320 | Solar Panels |  | 0.32 | 8 | 246 | 21 |  | Fixed | Roof
Solar Registration Program | NJSRRE1542884189 | Tuckerton | 8087 | 18 | 10.56 | Residential | No | Behind the Meter | Castle Energy, LLC | AC Electric | Accepted | 2019-11-01 | 2019-11-05 | 2020-11-05 | Enphase Energy | IQ7-60-2-US | Inverters | 240 |  | 33 |  |  | 0.967 |  | Outside | on the rooftop under each solar panel
Solar Registration Program | NJSRRE1543072572 | Robbinsville | 8691 | 12 | 10.56 | Residential | No | Behind the Meter | Panatec Corporation | JCP&L | Accepted | 2019-12-14 | 2019-12-16 | 2020-12-16 | Panasonic | VBHN330SA17E | Solar Panels |  | 0.33 | 32 | 260 | 25 |  | Fixed | Roof
Solar Registration Program | NJSRRE1543072572 | Robbinsville | 8691 | 12 | 10.56 | Residential | No | Behind the Meter | Panatec Corporation | JCP&L | Accepted | 2019-12-14 | 2019-12-16 | 2020-12-16 | Enphase | IQ-7X | Inverters | 330 |  | 32 |  |  | 0.975 |  | Outdoor | Outdoor
Solar Registration Program | NJSRRE1543434151 | Brick Township | 8723 | 18 | 10.56 | Residential | Yes | Behind the Meter | Sunrun Installation Services, Inc. | JCP&L | Accepted | 2019-11-21 | 2019-11-25 | 2020-11-25 | LG Electronics | LG330N1C-A5 | Solar Panels |  | 0.33 | 19 | 92 | 18 |  | Fixed | Roof
Solar Registration Program | NJSRRE1543434151 | Brick Township | 8723 | 18 | 10.56 | Residential | Yes | Behind the Meter | Sunrun Installation Services, Inc. | JCP&L | Accepted | 2019-11-21 | 2019-11-25 | 2020-11-25 | LG Electronics | LG330N1C-A5 | Solar Panels |  | 0.33 | 13 | 272 | 18 |  | Fixed | Roof
Solar Registration Program | NJSRRE1543434151 | Brick Township | 8723 | 18 | 10.56 | Residential | Yes | Behind the Meter | Sunrun Installation Services, Inc. | JCP&L | Accepted | 2019-11-21 | 2019-11-25 | 2020-11-25 | Delta Electronics | M10-TL-US | Inverters | 9600 |  | 1 |  |  | 0.96 |  | Outdoor | Next To Meter
Solar Registration Program | NJSRRE1543463672 | Neptune | 7753 | 17 | 10.56 | Residential | No | Behind the Meter | Ecological Systems LLC | JCP&L | Accepted | 2019-12-02 | 2019-12-04 | 2020-12-04 | Blue Sun | BSM330M-60 | Solar Panels |  | 0.33 | 32 | 180 | 25 |  | Fixed | Roof
Solar Registration Program | NJSRRE1543463672 | Neptune | 7753 | 17 | 10.56 | Residential | No | Behind the Meter | Ecological Systems LLC | JCP&L | Accepted | 2019-12-02 | 2019-12-04 | 2020-12-04 | SMA | 7.0 US | Inverters | 7000 |  | 1 |  |  | 0.975 |  | Outside | at meter
Solar Registration Program | NJSRRE1543463672 | Neptune | 7753 | 17 | 10.56 | Residential | No | Behind the Meter | Ecological Systems LLC | JCP&L | Accepted | 2019-12-02 | 2019-12-04 | 2020-12-04 | Solar Log | NA | Meters |  |  | 1 |  |  |  | Yes | Outdoor
Solar Registration Program | NJSRRE1543464421 | Chesterfield | 8515 | 13 | 10.56 | Residential | No | Behind the Meter | Panatec Corporation | PSE&G | Accepted | 2019-12-14 | 2019-12-16 | 2020-12-16 | Panasonic | VBHN330SA17E | Solar Panels |  | 0.33 | 32 | 352 | 25 |  | Fixed | Roof
Solar Registration Program | NJSRRE1543464421 | Chesterfield | 8515 | 13 | 10.56 | Residential | No | Behind the Meter | Panatec Corporation | PSE&G | Accepted | 2019-12-14 | 2019-12-16 | 2020-12-16 | Enphase | IQ-7X | Inverters | 330 |  | 32 |  |  | 0.975 |  | Outdoor | outdoor
Solar Registration Program | NJSRRE1540407941 | Carlstadt | 7072 | 7 | 10.62 | Residential | Yes | Behind the Meter | Pro Custom Solar dba Momentum Solar | PSE&G | Accepted | 2019-02-28 | 2019-03-01 | 2020-03-01 | HANWHA Q-CELLS | Q.PEAK BLK-G4.1 295 | Solar Panels |  | 0.295 | 4 | 128 | 14 |  | Fixed | Roof
Solar Registration Program | NJSRRE1540407941 | Carlstadt | 7072 | 7 | 10.62 | Residential | Yes | Behind the Meter | Pro Custom Solar dba Momentum Solar | PSE&G | Accepted | 2019-02-28 | 2019-03-01 | 2020-03-01 | HANWHA Q-CELLS | Q.PEAK BLK-G4.1 295 | Solar Panels |  | 0.295 | 5 | 308 | 15 |  | Fixed | Roof
Solar Registration Program | NJSRRE1540407941 | Carlstadt | 7072 | 7 | 10.62 | Residential | Yes | Behind the Meter | Pro Custom Solar dba Momentum Solar | PSE&G | Accepted | 2019-02-28 | 2019-03-01 | 2020-03-01 | HANWHA Q-CELLS | Q.PEAK BLK-G4.1 295 | Solar Panels |  | 0.295 | 17 | 36 | 14 |  | Fixed | Roof
Solar Registration Program | NJSRRE1540407941 | Carlstadt | 7072 | 7 | 10.62 | Residential | Yes | Behind the Meter | Pro Custom Solar dba Momentum Solar | PSE&G | Accepted | 2019-02-28 | 2019-03-01 | 2020-03-01 | HANWHA Q-CELLS | Q.PEAK BLK-G4.1 295 | Solar Panels |  | 0.295 | 10 | 218 | 15 |  | Fixed | Roof
Solar Registration Program | NJSRRE1540407941 | Carlstadt | 7072 | 7 | 10.62 | Residential | Yes | Behind the Meter | Pro Custom Solar dba Momentum Solar | PSE&G | Accepted | 2019-02-28 | 2019-03-01 | 2020-03-01 | ENPHASE | IQ6-60-2-US | Inverters | 240 |  | 36 |  |  | 0.97 |  | Outdoor | ROOF
Solar Registration Program | NJSRRE1540474635 | Plumsted Township | 8533 | 18 | 10.62 | Residential | No | Behind the Meter | Pro Custom Solar dba Momentum Solar | JCP&L | Accepted | 2019-03-11 | 2019-03-13 | 2020-03-13 | HANWHA Q-CELLS | Q.PEAK BLK-G4.1 295 | Solar Panels |  | 0.295 | 36 | 254 | 18 |  | Fixed | Roof
Solar Registration Program | NJSRRE1540474635 | Plumsted Township | 8533 | 18 | 10.62 | Residential | No | Behind the Meter | Pro Custom Solar dba Momentum Solar | JCP&L | Accepted | 2019-03-11 | 2019-03-13 | 2020-03-13 | ENPHASE | IQ7-60-2-US | Inverters | 250 |  | 36 |  |  | 0.97 |  | Outdoor | ROOF
Solar Registration Program | NJSRRE1540829195 | Belleville | 7109 | 9 | 10.62 | Residential | Yes | Behind the Meter | Pro Custom Solar dba Momentum Solar | PSE&G | Accepted | 2019-04-08 | 2019-04-09 | 2020-04-09 | HANWHA Q-CELLS | Q.PEAK BLK-G4.1 295 | Solar Panels |  | 0.295 | 22 | 113 | 33 |  | Fixed | Roof
Solar Registration Program | NJSRRE1540829195 | Belleville | 7109 | 9 | 10.62 | Residential | Yes | Behind the Meter | Pro Custom Solar dba Momentum Solar | PSE&G | Accepted | 2019-04-08 | 2019-04-09 | 2020-04-09 | HANWHA Q-CELLS | Q.PEAK BLK-G4.1 295 | Solar Panels |  | 0.295 | 8 | 293 | 33 |  | Fixed | Roof
Solar Registration Program | NJSRRE1540829195 | Belleville | 7109 | 9 | 10.62 | Residential | Yes | Behind the Meter | Pro Custom Solar dba Momentum Solar | PSE&G | Accepted | 2019-04-08 | 2019-04-09 | 2020-04-09 | HANWHA Q-CELLS | Q.PEAK BLK-G4.1 295 | Solar Panels |  | 0.295 | 6 | 293 | 12 |  | Fixed | Roof
Solar Registration Program | NJSRRE1540829195 | Belleville | 7109 | 9 | 10.62 | Residential | Yes | Behind the Meter | Pro Custom Solar dba Momentum Solar | PSE&G | Accepted | 2019-04-08 | 2019-04-09 | 2020-04-09 | ENPHASE | IQ6-60-2-US | Inverters | 240 |  | 36 |  |  | 0.97 |  | Outdoor | ROOF
Solar Registration Program | NJSRRE1541637584 | Franklinville | 8322 | 15 | 10.62 | Residential | Yes | Behind the Meter | Bright Planet Solar | AC Electric | Accepted | 2019-07-12 | 2019-07-16 | 2020-07-16 | HANWHA Q-CELLS | Q.PEAK BLK-G4.1 295W | Solar Panels |  | 0.295 | 9 | 219 | 25 |  | Fixed | Roof
Solar Registration Program | NJSRRE1541637584 | Franklinville | 8322 | 15 | 10.62 | Residential | Yes | Behind the Meter | Bright Planet Solar | AC Electric | Accepted | 2019-07-12 | 2019-07-16 | 2020-07-16 | HANWHA Q-CELLS | Q.PEAK BLK-G4.1 295W | Solar Panels |  | 0.295 | 15 | 130 | 25 |  | Fixed | Roof
Solar Registration Program | NJSRRE1541637584 | Franklinville | 8322 | 15 | 10.62 | Residential | Yes | Behind the Meter | Bright Planet Solar | AC Electric | Accepted | 2019-07-12 | 2019-07-16 | 2020-07-16 | HANWHA Q-CELLS | Q.PEAK BLK-G4.1 295W | Solar Panels |  | 0.295 | 12 | 310 | 25 |  | Fixed | Roof
Solar Registration Program | NJSRRE1541637584 | Franklinville | 8322 | 15 | 10.62 | Residential | Yes | Behind the Meter | Bright Planet Solar | AC Electric | Accepted | 2019-07-12 | 2019-07-16 | 2020-07-16 | SOLAR EDGE | SE10000H-USRGM | Inverters | 10 |  | 1 |  |  | 0.98 |  | Outdoor | NEXT TO METER
Solar Registration Program | NJSRRE1540265275 | East Brunswick | 8816 | 11 | 10.65 | Residential | No | Behind the Meter | All-Power Electric Inc. | PSE&G | Accepted | 2019-01-22 | 2019-01-25 | 2020-01-25 | S-Energy | SN355M | Solar Panels |  | 0.355 | 30 | SE | 19 |  | Fixed | Roof
Solar Registration Program | NJSRRE1540265275 | East Brunswick | 8816 | 11 | 10.65 | Residential | No | Behind the Meter | All-Power Electric Inc. | PSE&G | Accepted | 2019-01-22 | 2019-01-25 | 2020-01-25 | APSystems | YC500A | Inverters | 500 |  | 15 |  |  | 0.955 |  | Outdoor | Roof
Solar Registration Program | NJSRRE1541419470 | Mount Royal | 8061 | 15 | 10.68 | Residential | Yes | Behind the Meter | All Season Solar | AC Electric | Accepted | 2019-06-18 | 2019-06-21 | 2020-06-21 | Trina | TSM DD05A.05II 305W MAR 2019 | Solar Panels |  | 0.305 | 4 | 249 | 45 |  | Fixed | Roof
Solar Registration Program | NJSRRE1541419470 | Mount Royal | 8061 | 15 | 10.68 | Residential | Yes | Behind the Meter | All Season Solar | AC Electric | Accepted | 2019-06-18 | 2019-06-21 | 2020-06-21 | Trina | TSM DD05A.05II 305W MAR 2019 | Solar Panels |  | 0.305 | 5 | 159 | 45 |  | Fixed | Roof
Solar Registration Program | NJSRRE1541419470 | Mount Royal | 8061 | 15 | 10.68 | Residential | Yes | Behind the Meter | All Season Solar | AC Electric | Accepted | 2019-06-18 | 2019-06-21 | 2020-06-21 | Trina | TSM DD05A.05II 305W MAR 2019 | Solar Panels |  | 0.305 | 6 | 249 | 26 |  | Fixed | Roof
Solar Registration Program | NJSRRE1541419470 | Mount Royal | 8061 | 15 | 10.68 | Residential | Yes | Behind the Meter | All Season Solar | AC Electric | Accepted | 2019-06-18 | 2019-06-21 | 2020-06-21 | Trina | TSM DD05A.05II 305W MAR 2019 | Solar Panels |  | 0.305 | 10 | 339 | 14 |  | Fixed | Roof
Solar Registration Program | NJSRRE1541419470 | Mount Royal | 8061 | 15 | 10.68 | Residential | Yes | Behind the Meter | All Season Solar | AC Electric | Accepted | 2019-06-18 | 2019-06-21 | 2020-06-21 | Trina | TSM DD05A.05II 305W MAR 2019 | Solar Panels |  | 0.305 | 10 | 159 | 45 |  | Fixed | Roof
Solar Registration Program | NJSRRE1541419470 | Mount Royal | 8061 | 15 | 10.68 | Residential | Yes | Behind the Meter | All Season Solar | AC Electric | Accepted | 2019-06-18 | 2019-06-21 | 2020-06-21 | Enphase | IQ7 | Inverters | 240 |  | 35 |  |  | 0.97 |  | Outdoor | Under Module
Solar Registration Program | NJSRRE1541888874 | Lawrence TWP | 8648 | 12 | 10.68 | Residential | Yes | Behind the Meter | 1st Light Energy Inc | PSE&G | Accepted | 2019-08-27 | 2019-08-30 | 2020-08-30 | Trina | TSM-305DD05A.05 | Solar Panels |  | 0.305 | 20 | 121 | 18 |  | Fixed | Roof
Solar Registration Program | NJSRRE1541888874 | Lawrence TWP | 8648 | 12 | 10.68 | Residential | Yes | Behind the Meter | 1st Light Energy Inc | PSE&G | Accepted | 2019-08-27 | 2019-08-30 | 2020-08-30 | Trina | TSM-305DD05A.05 | Solar Panels |  | 0.305 | 15 | 301 | 18 |  | Fixed | Roof
Solar Registration Program | NJSRRE1541888874 | Lawrence TWP | 8648 | 12 | 10.68 | Residential | Yes | Behind the Meter | 1st Light Energy Inc | PSE&G | Accepted | 2019-08-27 | 2019-08-30 | 2020-08-30 | Solaredge | SE10000H-USRGM | Inverters | 10000 |  | 1 |  |  | 0.99 |  | Outside | within 10 feet of meter
Solar Registration Program | NJSRRE1542192595 | Toms River | 8753 | 18 | 10.68 | Residential | Yes | Behind the Meter | All Season Solar | JCP&L | Final As-Built Received | 2019-09-04 | 2019-09-06 | 2020-09-06 | Trina | TSM DD05A.05II 305W MAR 2019 | Solar Panels |  | 0.305 | 23 | 240 | 22 |  | Fixed | Roof
Solar Registration Program | NJSRRE1542192595 | Toms River | 8753 | 18 | 10.68 | Residential | Yes | Behind the Meter | All Season Solar | JCP&L | Final As-Built Received | 2019-09-04 | 2019-09-06 | 2020-09-06 | Trina | TSM DD05A.05II 305W MAR 2019 | Solar Panels |  | 0.305 | 12 | 60 | 22 |  | Fixed | Roof
Solar Registration Program | NJSRRE1542192595 | Toms River | 8753 | 18 | 10.68 | Residential | Yes | Behind the Meter | All Season Solar | JCP&L | Final As-Built Received | 2019-09-04 | 2019-09-06 | 2020-09-06 | Enphase | IQ7 | Inverters | 240 |  | 35 |  |  | 0.97 |  | Outdoor | Under Module
Solar Registration Program | NJSRRE1542377424 | Willingboro Township | 8046 | 13 | 10.68 | Residential | No | Behind the Meter | Bright Planet Solar | PSE&G | Accepted | 2019-09-10 | 2019-09-12 | 2020-09-12 | LONGI | LR6-60PB-305M | Solar Panels |  | 0.305 | 15 | 210 | 16 |  | Fixed | Roof
Solar Registration Program | NJSRRE1542377424 | Willingboro Township | 8046 | 13 | 10.68 | Residential | No | Behind the Meter | Bright Planet Solar | PSE&G | Accepted | 2019-09-10 | 2019-09-12 | 2020-09-12 | LONGI | LR6-60PB-305M | Solar Panels |  | 0.305 | 20 | 120 | 25 |  | Fixed | Roof
Solar Registration Program | NJSRRE1542377424 | Willingboro Township | 8046 | 13 | 10.68 | Residential | No | Behind the Meter | Bright Planet Solar | PSE&G | Accepted | 2019-09-10 | 2019-09-12 | 2020-09-12 | SOLAR EDGE | SE7600H-USRGM | Inverters | 7600 |  | 1 |  |  | 0.98 |  | Outdoor | NEXT TO METER
Solar Registration Program | NJSRRE1542461256 | Washington | 7676 | 7 | 10.7 | Residential | Yes | Behind the Meter | Pro Custom Solar dba Momentum Solar | PSE&G | Accepted | 2019-09-30 | 2019-10-02 | 2020-10-02 | LG ELECTRONICS | LG 345N1C-V5 | Solar Panels |  | 0.345 | 12 | 178 | 24 |  | Fixed | Roof
Solar Registration Program | NJSRRE1542461256 | Washington | 7676 | 7 | 10.7 | Residential | Yes | Behind the Meter | Pro Custom Solar dba Momentum Solar | PSE&G | Accepted | 2019-09-30 | 2019-10-02 | 2020-10-02 | LG ELECTRONICS | LG 345N1C-V5 | Solar Panels |  | 0.345 | 3 | 88 | 22 |  | Fixed | Roof
Solar Registration Program | NJSRRE1542461256 | Washington | 7676 | 7 | 10.7 | Residential | Yes | Behind the Meter | Pro Custom Solar dba Momentum Solar | PSE&G | Accepted | 2019-09-30 | 2019-10-02 | 2020-10-02 | LG ELECTRONICS | LG 345N1C-V5 | Solar Panels |  | 0.345 | 3 | 178 | 21 |  | Fixed | Roof
Solar Registration Program | NJSRRE1542461256 | Washington | 7676 | 7 | 10.7 | Residential | Yes | Behind the Meter | Pro Custom Solar dba Momentum Solar | PSE&G | Accepted | 2019-09-30 | 2019-10-02 | 2020-10-02 | LG ELECTRONICS | LG 345N1C-V5 | Solar Panels |  | 0.345 | 13 | 268 | 24 |  | Fixed | Roof
Solar Registration Program | NJSRRE1542461256 | Washington | 7676 | 7 | 10.7 | Residential | Yes | Behind the Meter | Pro Custom Solar dba Momentum Solar | PSE&G | Accepted | 2019-09-30 | 2019-10-02 | 2020-10-02 | Enphase Energy | IQ7-60-2-US | Inverters | 250 |  | 31 |  |  | 0.97 |  | Outdoor | Roof
Solar Registration Program | NJSRRE1542515308 | Irvington | 7111 | 9 | 10.7 | Residential | Yes | Behind the Meter | MOMENTUM CAPITAL NJ I LLC | PSE&G | Accepted | 2019-10-08 | 2019-10-10 | 2020-10-10 | LG ELECTRONICS | LG 345N1C-V5 | Solar Panels |  | 0.345 | 17 | 107 | 39 |  | Fixed | Roof
Solar Registration Program | NJSRRE1542515308 | Irvington | 7111 | 9 | 10.7 | Residential | Yes | Behind the Meter | MOMENTUM CAPITAL NJ I LLC | PSE&G | Accepted | 2019-10-08 | 2019-10-10 | 2020-10-10 | LG ELECTRONICS | LG 345N1C-V5 | Solar Panels |  | 0.345 | 12 | 107 | 39 |  | Fixed | Roof
Solar Registration Program | NJSRRE1542515308 | Irvington | 7111 | 9 | 10.7 | Residential | Yes | Behind the Meter | MOMENTUM CAPITAL NJ I LLC | PSE&G | Accepted | 2019-10-08 | 2019-10-10 | 2020-10-10 | LG ELECTRONICS | LG 345N1C-V5 | Solar Panels |  | 0.345 | 2 | 197 | 36 |  | Fixed | Roof
Solar Registration Program | NJSRRE1542515308 | Irvington | 7111 | 9 | 10.7 | Residential | Yes | Behind the Meter | MOMENTUM CAPITAL NJ I LLC | PSE&G | Accepted | 2019-10-08 | 2019-10-10 | 2020-10-10 | Enphase Energy | IQ7-60-2-US | Inverters | 250 |  | 31 |  |  | 0.97 |  | Outdoor | Roof
Solar Registration Program | NJSRRE1542540370 | Pennsauken | 8109 | 14 | 10.7 | Residential | Yes | Behind the Meter | Pro Custom Solar dba Momentum Solar | PSE&G | Accepted | 2019-10-14 | 2019-10-16 | 2020-10-16 | LG ELECTRONICS | LG 345N1C-V5 | Solar Panels |  | 0.345 | 7 | 304 | 20 |  | Fixed | Roof
Solar Registration Program | NJSRRE1542540370 | Pennsauken | 8109 | 14 | 10.7 | Residential | Yes | Behind the Meter | Pro Custom Solar dba Momentum Solar | PSE&G | Accepted | 2019-10-14 | 2019-10-16 | 2020-10-16 | LG ELECTRONICS | LG 345N1C-V5 | Solar Panels |  | 0.345 | 24 | 124 | 20 |  | Fixed | Roof
Solar Registration Program | NJSRRE1542540370 | Pennsauken | 8109 | 14 | 10.7 | Residential | Yes | Behind the Meter | Pro Custom Solar dba Momentum Solar | PSE&G | Accepted | 2019-10-14 | 2019-10-16 | 2020-10-16 | Enphase Energy | IQ7-60-2-US | Inverters | 250 |  | 31 |  |  | 0.97 |  | Outdoor | Roof
Solar Registration Program | NJSRRE1542541529 | Bloomfield | 7003 | 9 | 10.7 | Residential | Yes | Behind the Meter | Pro Custom Solar dba Momentum Solar | PSE&G | Accepted | 2019-10-14 | 2019-10-16 | 2020-10-16 | LG ELECTRONICS | LG 345N1C-V5 | Solar Panels |  | 0.345 | 7 | 200 | 47 |  | Fixed | Roof
Solar Registration Program | NJSRRE1542541529 | Bloomfield | 7003 | 9 | 10.7 | Residential | Yes | Behind the Meter | Pro Custom Solar dba Momentum Solar | PSE&G | Accepted | 2019-10-14 | 2019-10-16 | 2020-10-16 | LG ELECTRONICS | LG 345N1C-V5 | Solar Panels |  | 0.345 | 4 | 201 | 11 |  | Fixed | Roof
Solar Registration Program | NJSRRE1542541529 | Bloomfield | 7003 | 9 | 10.7 | Residential | Yes | Behind the Meter | Pro Custom Solar dba Momentum Solar | PSE&G | Accepted | 2019-10-14 | 2019-10-16 | 2020-10-16 | LG ELECTRONICS | LG 345N1C-V5 | Solar Panels |  | 0.345 | 11 | 201 | 11 |  | Fixed | Roof
Solar Registration Program | NJSRRE1542541529 | Bloomfield | 7003 | 9 | 10.7 | Residential | Yes | Behind the Meter | Pro Custom Solar dba Momentum Solar | PSE&G | Accepted | 2019-10-14 | 2019-10-16 | 2020-10-16 | LG ELECTRONICS | LG 345N1C-V5 | Solar Panels |  | 0.345 | 9 | 21 | 11 |  | Fixed | Roof
Solar Registration Program | NJSRRE1542541529 | Bloomfield | 7003 | 9 | 10.7 | Residential | Yes | Behind the Meter | Pro Custom Solar dba Momentum Solar | PSE&G | Accepted | 2019-10-14 | 2019-10-16 | 2020-10-16 | Enphase Energy | IQ7-60-2-US | Inverters | 250 |  | 31 |  |  | 0.97 |  | Outdoor | Roof
Solar Registration Program | NJSRRE1543425762 | Irvington | 7111 | 9 | 10.7 | Residential | Yes | Behind the Meter | Pro Custom Solar dba Momentum Solar | PSE&G | Accepted | 2019-11-20 | 2019-11-25 | 2020-11-25 | LG Electronics | LG 345N1C-V5 | Solar Panels |  | 0.345 | 22 | 302 | 2 |  | Fixed | Roof
Solar Registration Program | NJSRRE1543425762 | Irvington | 7111 | 9 | 10.7 | Residential | Yes | Behind the Meter | Pro Custom Solar dba Momentum Solar | PSE&G | Accepted | 2019-11-20 | 2019-11-25 | 2020-11-25 | LG Electronics | LG 345N1C-V5 | Solar Panels |  | 0.345 | 6 | 122 | 41 |  | Fixed | Roof
Solar Registration Program | NJSRRE1543425762 | Irvington | 7111 | 9 | 10.7 | Residential | Yes | Behind the Meter | Pro Custom Solar dba Momentum Solar | PSE&G | Accepted | 2019-11-20 | 2019-11-25 | 2020-11-25 | LG Electronics | LG 345N1C-V5 | Solar Panels |  | 0.345 | 3 | 302 | 50 |  | Fixed | Roof
Solar Registration Program | NJSRRE1543425762 | Irvington | 7111 | 9 | 10.7 | Residential | Yes | Behind the Meter | Pro Custom Solar dba Momentum Solar | PSE&G | Accepted | 2019-11-20 | 2019-11-25 | 2020-11-25 | Enphase Energy | IQ7PLUS-72-2-US | Inverters | 295 |  | 31 |  |  | 0.97 |  | Outdoor | Roof
Solar Registration Program | NJSRRE1543447379 | Sparta | 7871 | 1 | 10.7 | Residential | Yes | Behind the Meter | Pro Custom Solar dba Momentum Solar | JCP&L | Accepted | 2019-11-26 | 2019-12-02 | 2020-12-02 | LG Electronics | LG 345N1C-V5 | Solar Panels |  | 0.345 | 10 | 220 | 37 |  | Fixed | Roof
Solar Registration Program | NJSRRE1543447379 | Sparta | 7871 | 1 | 10.7 | Residential | Yes | Behind the Meter | Pro Custom Solar dba Momentum Solar | JCP&L | Accepted | 2019-11-26 | 2019-12-02 | 2020-12-02 | LG Electronics | LG 345N1C-V5 | Solar Panels |  | 0.345 | 12 | 219 | 37 |  | Fixed | Roof
Solar Registration Program | NJSRRE1543447379 | Sparta | 7871 | 1 | 10.7 | Residential | Yes | Behind the Meter | Pro Custom Solar dba Momentum Solar | JCP&L | Accepted | 2019-11-26 | 2019-12-02 | 2020-12-02 | LG Electronics | LG 345N1C-V5 | Solar Panels |  | 0.345 | 9 | 220 | 12 |  | Fixed | Roof
Solar Registration Program | NJSRRE1543447379 | Sparta | 7871 | 1 | 10.7 | Residential | Yes | Behind the Meter | Pro Custom Solar dba Momentum Solar | JCP&L | Accepted | 2019-11-26 | 2019-12-02 | 2020-12-02 | Enphase Energy | IQ7PLUS-72-2-US | Inverters | 295 |  | 31 |  |  | 0.97 |  | Outdoor | Roof
Solar Registration Program | NJSRRE1543547893 | Union | 7083 | 10 | 10.7 | Residential | Yes | Behind the Meter | Pro Custom Solar dba Momentum Solar | PSE&G | Accepted | 2019-12-13 | 2019-12-18 | 2020-12-18 | LG | LG 345N1C-V5 | Solar Panels |  | 0.345 | 8 | 304 | 7 |  | Fixed | Roof
Solar Registration Program | NJSRRE1543547893 | Union | 7083 | 10 | 10.7 | Residential | Yes | Behind the Meter | Pro Custom Solar dba Momentum Solar | PSE&G | Accepted | 2019-12-13 | 2019-12-18 | 2020-12-18 | LG | LG 345N1C-V5 | Solar Panels |  | 0.345 | 9 | 124 | 12 |  | Fixed | Roof
Solar Registration Program | NJSRRE1543547893 | Union | 7083 | 10 | 10.7 | Residential | Yes | Behind the Meter | Pro Custom Solar dba Momentum Solar | PSE&G | Accepted | 2019-12-13 | 2019-12-18 | 2020-12-18 | LG | LG 345N1C-V5 | Solar Panels |  | 0.345 | 14 | 304 | 13 |  | Fixed | Roof
Solar Registration Program | NJSRRE1543547893 | Union | 7083 | 10 | 10.7 | Residential | Yes | Behind the Meter | Pro Custom Solar dba Momentum Solar | PSE&G | Accepted | 2019-12-13 | 2019-12-18 | 2020-12-18 | ENPHASE | IQ7PLUS-72-2-US | Inverters | 290 |  | 31 |  |  | 0.97 |  | Outdoor | ROOF
Solar Registration Program | NJSRRE1540324969 | Hightstown | 8520 | 12 | 10.71 | Residential | Yes | Behind the Meter | Vivint Solar Developer, LLC | JCP&L | Accepted | 2019-02-08 | 2019-02-08 | 2020-02-08 | Hanwha Solar | Q.Peak BLK-G5 315 | Solar Panels |  | 0.315 | 22 | 193 | 18 |  | Fixed | Roof
Solar Registration Program | NJSRRE1540324969 | Hightstown | 8520 | 12 | 10.71 | Residential | Yes | Behind the Meter | Vivint Solar Developer, LLC | JCP&L | Accepted | 2019-02-08 | 2019-02-08 | 2020-02-08 | Hanwha Solar | Q.Peak BLK-G5 315 | Solar Panels |  | 0.315 | 12 | 193 | 18 |  | Fixed | Roof
Solar Registration Program | NJSRRE1540324969 | Hightstown | 8520 | 12 | 10.71 | Residential | Yes | Behind the Meter | Vivint Solar Developer, LLC | JCP&L | Accepted | 2019-02-08 | 2019-02-08 | 2020-02-08 | Solar Edge | SE7600H-US | Inverters | 7600 |  | 1 |  |  | 0.992 |  | Outdoor | Near the Utility Meter.
Solar Registration Program | NJSRRE1540361816 | Cherry Hill | 8034 | 14 | 10.71 | Residential | Yes | Behind the Meter | Pro Custom Solar dba Momentum Solar | PSE&G | Accepted | 2019-02-13 | 2019-02-18 | 2020-02-18 | HANWHA | Q.PEAK DUO BLK-G5 315 | Solar Panels |  | 0.315 | 12 | 40 | 19 |  | Fixed | Roof
Solar Registration Program | NJSRRE1540361816 | Cherry Hill | 8034 | 14 | 10.71 | Residential | Yes | Behind the Meter | Pro Custom Solar dba Momentum Solar | PSE&G | Accepted | 2019-02-13 | 2019-02-18 | 2020-02-18 | HANWHA | Q.PEAK DUO BLK-G5 315 | Solar Panels |  | 0.315 | 4 | 130 | 21 |  | Fixed | Roof
Solar Registration Program | NJSRRE1540361816 | Cherry Hill | 8034 | 14 | 10.71 | Residential | Yes | Behind the Meter | Pro Custom Solar dba Momentum Solar | PSE&G | Accepted | 2019-02-13 | 2019-02-18 | 2020-02-18 | HANWHA | Q.PEAK DUO BLK-G5 315 | Solar Panels |  | 0.315 | 5 | 220 | 22 |  | Fixed | Roof
Solar Registration Program | NJSRRE1540361816 | Cherry Hill | 8034 | 14 | 10.71 | Residential | Yes | Behind the Meter | Pro Custom Solar dba Momentum Solar | PSE&G | Accepted | 2019-02-13 | 2019-02-18 | 2020-02-18 | HANWHA | Q.PEAK DUO BLK-G5 315 | Solar Panels |  | 0.315 | 13 | 130 | 26 |  | Fixed | Roof
Solar Registration Program | NJSRRE1540361816 | Cherry Hill | 8034 | 14 | 10.71 | Residential | Yes | Behind the Meter | Pro Custom Solar dba Momentum Solar | PSE&G | Accepted | 2019-02-13 | 2019-02-18 | 2020-02-18 | ENPHASE | IQ7-60-2-US | Inverters | 250 |  | 34 |  |  | 0.97 |  | Outdoor | ROOF
Solar Registration Program | NJSRRE1540396467 | Brick | 8724 | 18 | 10.71 | Residential | Yes | Behind the Meter | Trinity Solar | JCP&L | Accepted | 2019-02-26 | 2019-02-27 | 2020-02-27 | Hanwha | Q.PEAK DUO BLK-G5 315 | Solar Panels |  | 0.315 | 11 | 45 | 18 |  | Fixed | Roof
Solar Registration Program | NJSRRE1540396467 | Brick | 8724 | 18 | 10.71 | Residential | Yes | Behind the Meter | Trinity Solar | JCP&L | Accepted | 2019-02-26 | 2019-02-27 | 2020-02-27 | Hanwha | Q.PEAK DUO BLK-G5 315 | Solar Panels |  | 0.315 | 23 | 225 | 18 |  | Fixed | Roof
Solar Registration Program | NJSRRE1540396467 | Brick | 8724 | 18 | 10.71 | Residential | Yes | Behind the Meter | Trinity Solar | JCP&L | Accepted | 2019-02-26 | 2019-02-27 | 2020-02-27 | Solar Edge | SE10000 | Inverters | 10000 |  | 1 |  |  | 0.97 |  | Outside | side
Solar Registration Program | NJSRRE1540397362 | Ewing | 8628 | 12 | 10.71 | Residential | Yes | Behind the Meter | Vivint Solar Developer, LLC | PSE&G | Accepted | 2019-02-27 | 2019-02-28 | 2020-02-28 | Hanwha Solar | Q.Peak BLK-G5 315 | Solar Panels |  | 0.315 | 28 | 251 | 22 |  | Fixed | Roof
Solar Registration Program | NJSRRE1540397362 | Ewing | 8628 | 12 | 10.71 | Residential | Yes | Behind the Meter | Vivint Solar Developer, LLC | PSE&G | Accepted | 2019-02-27 | 2019-02-28 | 2020-02-28 | Hanwha Solar | Q.Peak BLK-G5 315 | Solar Panels |  | 0.315 | 6 | 71 | 22 |  | Fixed | Roof
Solar Registration Program | NJSRRE1540397362 | Ewing | 8628 | 12 | 10.71 | Residential | Yes | Behind the Meter | Vivint Solar Developer, LLC | PSE&G | Accepted | 2019-02-27 | 2019-02-28 | 2020-02-28 | Solar Edge | SE7600H-US | Inverters | 7600 |  | 1 |  |  | 0.992 |  | Outdoor | Near the Utility Meter.
Solar Registration Program | NJSRRE1540462819 | Blackwood | 8012 | 14 | 10.71 | Residential | Yes | Behind the Meter | Suntuity Solar LLC | AC Electric | Accepted | 2019-03-09 | 2019-03-12 | 2020-03-12 | Hanwha Solar | Q-Cells 315 Mono | Solar Panels |  | 0.315 | 5 | 200 | 12 |  | Fixed | Roof
Solar Registration Program | NJSRRE1540462819 | Blackwood | 8012 | 14 | 10.71 | Residential | Yes | Behind the Meter | Suntuity Solar LLC | AC Electric | Accepted | 2019-03-09 | 2019-03-12 | 2020-03-12 | Hanwha solar | Q-Cells 315 Mono | Solar Panels |  | 0.315 | 29 | 200 | 22 |  | Fixed | Roof
Solar Registration Program | NJSRRE1540462819 | Blackwood | 8012 | 14 | 10.71 | Residential | Yes | Behind the Meter | Suntuity Solar LLC | AC Electric | Accepted | 2019-03-09 | 2019-03-12 | 2020-03-12 | Enphase Energy | IQ7-60-2-US | Inverters | 240 |  | 34 |  |  | 0.97 |  | Outdoor | Behind the modules
Solar Registration Program | NJSRRE1540719190 | PORT MONMOUTH | 7758 | 17 | 10.71 | Residential | Yes | Behind the Meter | Vivint Solar Developer, LLC | JCP&L | Accepted | 2019-03-26 | 2019-03-26 | 2020-03-26 | Hanwha Solar | Q.PEAK DUO BLK-G5 315 | Solar Panels |  | 0.315 | 12 | 304 | 18 |  | Fixed | Roof
Solar Registration Program | NJSRRE1540719190 | PORT MONMOUTH | 7758 | 17 | 10.71 | Residential | Yes | Behind the Meter | Vivint Solar Developer, LLC | JCP&L | Accepted | 2019-03-26 | 2019-03-26 | 2020-03-26 | Hanwha Solar | Q.PEAK DUO BLK-G5 315 | Solar Panels |  | 0.315 | 22 | 124 | 18 |  | Fixed | Roof
Solar Registration Program | NJSRRE1540719190 | PORT MONMOUTH | 7758 | 17 | 10.71 | Residential | Yes | Behind the Meter | Vivint Solar Developer, LLC | JCP&L | Accepted | 2019-03-26 | 2019-03-26 | 2020-03-26 | Solar Edge | SE7600H-US | Inverters | 7600 |  | 1 |  |  | 0.992 |  | Outdoor | Near the Utility Meter
Solar Registration Program | NJSRRE1540722183 | HOWELL | 7731 | 17 | 10.71 | Residential | Yes | Behind the Meter | Vivint Solar Developer, LLC | JCP&L | Accepted | 2019-03-27 | 2019-03-28 | 2020-03-28 | Hanwha Solar | Q.PEAK DUO BLK-G5 315 | Solar Panels |  | 0.315 | 16 | 206 | 22 |  | Fixed | Roof
Solar Registration Program | NJSRRE1540722183 | HOWELL | 7731 | 17 | 10.71 | Residential | Yes | Behind the Meter | Vivint Solar Developer, LLC | JCP&L | Accepted | 2019-03-27 | 2019-03-28 | 2020-03-28 | Hanwha Solar | Q.PEAK DUO BLK-G5 315 | Solar Panels |  | 0.315 | 18 | 26 | 22 |  | Fixed | Roof
Solar Registration Program | NJSRRE1540722183 | HOWELL | 7731 | 17 | 10.71 | Residential | Yes | Behind the Meter | Vivint Solar Developer, LLC | JCP&L | Accepted | 2019-03-27 | 2019-03-28 | 2020-03-28 | Solar Edge | SE7600H-US | Inverters | 7600 |  | 1 |  |  | 0.992 |  | Outdoor | Near the Utility Meter
Solar Registration Program | NJSRRE1540739979 | Cherry Hill | 8034 | 14 | 10.71 | Residential | Yes | Behind the Meter | Pro Custom Solar dba Momentum Solar | PSE&G | Accepted | 2019-03-27 | 2019-03-27 | 2020-03-27 | HANWHA | Q.PEAK DUO BLK-G5 315 | Solar Panels |  | 0.315 | 17 | 195 | 20 |  | Fixed | Roof
Solar Registration Program | NJSRRE1540739979 | Cherry Hill | 8034 | 14 | 10.71 | Residential | Yes | Behind the Meter | Pro Custom Solar dba Momentum Solar | PSE&G | Accepted | 2019-03-27 | 2019-03-27 | 2020-03-27 | HANWHA | Q.PEAK DUO BLK-G5 315 | Solar Panels |  | 0.315 | 17 | 15 | 20 |  | Fixed | Roof
Solar Registration Program | NJSRRE1540739979 | Cherry Hill | 8034 | 14 | 10.71 | Residential | Yes | Behind the Meter | Pro Custom Solar dba Momentum Solar | PSE&G | Accepted | 2019-03-27 | 2019-03-27 | 2020-03-27 | ENPHASE | IQ6-60-2-US | Inverters | 240 |  | 34 |  |  | 0.97 |  | Outdoor | ROOF
Solar Registration Program | NJSRRE1540834052 | Woodbury | 8096 | 15 | 10.71 | Residential | Yes | Behind the Meter | Trinity Solar | PSE&G | Accepted | 2019-04-09 | 2019-04-10 | 2020-04-10 | HANWHA | Q.PEAK DUO BLK-G5 315 | Solar Panels |  | 0.315 | 19 | 212 | 18 |  | Fixed | Roof
Solar Registration Program | NJSRRE1540834052 | Woodbury | 8096 | 15 | 10.71 | Residential | Yes | Behind the Meter | Trinity Solar | PSE&G | Accepted | 2019-04-09 | 2019-04-10 | 2020-04-10 | HANWHA | Q.PEAK DUO BLK-G5 315 | Solar Panels |  | 0.315 | 15 | 32 | 27 |  | Fixed | Roof
Solar Registration Program | NJSRRE1540834052 | Woodbury | 8096 | 15 | 10.71 | Residential | Yes | Behind the Meter | Trinity Solar | PSE&G | Accepted | 2019-04-09 | 2019-04-10 | 2020-04-10 | Solar Edge | SE10000 | Inverters | 10000 |  | 1 |  |  | 0.97 |  | Outside | Side of home
Solar Registration Program | NJSRRE1540866337 | ELIZABETH | 7202 | 10 | 10.71 | Residential | Yes | Behind the Meter | Pro Custom Solar dba Momentum Solar | PSE&G | Accepted | 2019-04-19 | 2019-04-22 | 2020-04-22 | HANWHA | Q.PEAK DUO BLK-G5 315 | Solar Panels |  | 0.315 | 6 | 312 | 7 |  | Fixed | Roof
Solar Registration Program | NJSRRE1540866337 | ELIZABETH | 7202 | 10 | 10.71 | Residential | Yes | Behind the Meter | Pro Custom Solar dba Momentum Solar | PSE&G | Accepted | 2019-04-19 | 2019-04-22 | 2020-04-22 | HANWHA | Q.PEAK DUO BLK-G5 315 | Solar Panels |  | 0.315 | 8 | 312 | 36 |  | Fixed | Roof
Solar Registration Program | NJSRRE1540866337 | ELIZABETH | 7202 | 10 | 10.71 | Residential | Yes | Behind the Meter | Pro Custom Solar dba Momentum Solar | PSE&G | Accepted | 2019-04-19 | 2019-04-22 | 2020-04-22 | HANWHA | Q.PEAK DUO BLK-G5 315 | Solar Panels |  | 0.315 | 14 | 132 | 5 |  | Fixed | Roof
Solar Registration Program | NJSRRE1540866337 | ELIZABETH | 7202 | 10 | 10.71 | Residential | Yes | Behind the Meter | Pro Custom Solar dba Momentum Solar | PSE&G | Accepted | 2019-04-19 | 2019-04-22 | 2020-04-22 | HANWHA | Q.PEAK DUO BLK-G5 315 | Solar Panels |  | 0.315 | 6 | 132 | 36 |  | Fixed | Roof
Solar Registration Program | NJSRRE1540866337 | ELIZABETH | 7202 | 10 | 10.71 | Residential | Yes | Behind the Meter | Pro Custom Solar dba Momentum Solar | PSE&G | Accepted | 2019-04-19 | 2019-04-22 | 2020-04-22 | ENPHASE | IQ6-60-2-US | Inverters | 240 |  | 34 |  |  | 0.97 |  | Outdoor | ROOF
Solar Registration Program | NJSRRE1540870527 | Burlington | 8016 | 13 | 10.71 | Residential | Yes | Behind the Meter | Trinity Solar | PSE&G | Accepted | 2019-04-22 | 2019-04-23 | 2020-04-23 | HANWHA | Q.PEAK DUO BLK-G5 315 | Solar Panels |  | 0.315 | 9 | 215 | 30 |  | Fixed | Roof
Solar Registration Program | NJSRRE1540870527 | Burlington | 8016 | 13 | 10.71 | Residential | Yes | Behind the Meter | Trinity Solar | PSE&G | Accepted | 2019-04-22 | 2019-04-23 | 2020-04-23 | HANWHA | Q.PEAK DUO BLK-G5 315 | Solar Panels |  | 0.315 | 25 | 215 | 30 |  | Fixed | Roof
Solar Registration Program | NJSRRE1540870527 | Burlington | 8016 | 13 | 10.71 | Residential | Yes | Behind the Meter | Trinity Solar | PSE&G | Accepted | 2019-04-22 | 2019-04-23 | 2020-04-23 | SOLAR EDGE | SE10000H-US | Inverters | 10000 |  | 1 |  |  | 0.97 |  | Outside | SIDE OF HOME
Solar Registration Program | NJSRRE1540871052 | Delran | 8075 | 13 | 10.71 | Residential | Yes | Behind the Meter | Vivint Solar Developer, LLC | PSE&G | Accepted | 2019-04-22 | 2019-04-24 | 2020-04-24 | Hanwha Solar | Q.Peak BLK-G5 315 | Solar Panels |  | 0.315 | 16 | 57 | 30 |  | Fixed | Roof
Solar Registration Program | NJSRRE1540871052 | Delran | 8075 | 13 | 10.71 | Residential | Yes | Behind the Meter | Vivint Solar Developer, LLC | PSE&G | Accepted | 2019-04-22 | 2019-04-24 | 2020-04-24 | Hanwha Solar | Q.Peak BLK-G5 315 | Solar Panels |  | 0.315 | 18 | 237 | 30 |  | Fixed | Roof
Solar Registration Program | NJSRRE1540871052 | Delran | 8075 | 13 | 10.71 | Residential | Yes | Behind the Meter | Vivint Solar Developer, LLC | PSE&G | Accepted | 2019-04-22 | 2019-04-24 | 2020-04-24 | Solar Edge | SE7600H-US | Inverters | 7600 |  | 1 |  |  | 0.992 |  | Outdoor | Near the Utility Meter.
Solar Registration Program | NJSRRE1540911229 | Edison | 8817 | 11 | 10.71 | Residential | No | Behind the Meter | Trinity Solar | PSE&G | Accepted | 2019-05-01 | 2019-05-14 | 2020-05-14 | HANWHA | Q.PEAK DUO BLK-G5 315 | Solar Panels |  | 0.315 | 34 | 161 | 19 |  | Fixed | Roof
Solar Registration Program | NJSRRE1540911229 | Edison | 8817 | 11 | 10.71 | Residential | No | Behind the Meter | Trinity Solar | PSE&G | Accepted | 2019-05-01 | 2019-05-14 | 2020-05-14 | Solar Edge | SE10000 | Inverters | 10000 |  | 1 |  |  | 0.97 |  | Outside | Side of home
Solar Registration Program | NJSRRE1541050039 | Keyport | 7735 | 17 | 10.71 | Residential | Yes | Behind the Meter | Vivint Solar Developer, LLC | JCP&L | Accepted | 2019-05-30 | 2019-06-03 | 2020-06-03 | HANWHA SOLAR | Q.PEAK BLK-G5 315 | Solar Panels |  | 0.315 | 5 | 237 | 26 |  | Fixed | Roof
Solar Registration Program | NJSRRE1541050039 | Keyport | 7735 | 17 | 10.71 | Residential | Yes | Behind the Meter | Vivint Solar Developer, LLC | JCP&L | Accepted | 2019-05-30 | 2019-06-03 | 2020-06-03 | HANWHA SOLAR | Q.PEAK BLK-G5 315 | Solar Panels |  | 0.315 | 4 | 27 | 26 |  | Fixed | Roof
Solar Registration Program | NJSRRE1541050039 | Keyport | 7735 | 17 | 10.71 | Residential | Yes | Behind the Meter | Vivint Solar Developer, LLC | JCP&L | Accepted | 2019-05-30 | 2019-06-03 | 2020-06-03 | HANWHA SOLAR | Q.PEAK BLK-G5 315 | Solar Panels |  | 0.315 | 5 | 327 | 26 |  | Fixed | Roof
Solar Registration Program | NJSRRE1541050039 | Keyport | 7735 | 17 | 10.71 | Residential | Yes | Behind the Meter | Vivint Solar Developer, LLC | JCP&L | Accepted | 2019-05-30 | 2019-06-03 | 2020-06-03 | HANWHA SOLAR | Q.PEAK BLK-G5 315 | Solar Panels |  | 0.315 | 20 | 147 | 26 |  | Fixed | Roof
Solar Registration Program | NJSRRE1541050039 | Keyport | 7735 | 17 | 10.71 | Residential | Yes | Behind the Meter | Vivint Solar Developer, LLC | JCP&L | Accepted | 2019-05-30 | 2019-06-03 | 2020-06-03 | SOLAR EDGE | SE7600H-US | Inverters | 7600 |  | 1 |  |  | 0.992 |  | Outdoor | Near the Utility meter
Solar Registration Program | NJSRRE1541414812 | Plainfield | 7060 | 10 | 10.71 | Residential | Yes | Behind the Meter | Vivint Solar Developer, LLC | PSE&G | Accepted | 2019-06-24 | 2019-06-24 | 2020-06-24 | Hanwha Solar | Q.PEAK BLK-G5 315 | Solar Panels |  | 0.315 | 22 | 130 | 22 |  | Fixed | Roof
Solar Registration Program | NJSRRE1541414812 | Plainfield | 7060 | 10 | 10.71 | Residential | Yes | Behind the Meter | Vivint Solar Developer, LLC | PSE&G | Accepted | 2019-06-24 | 2019-06-24 | 2020-06-24 | Hanwha Solar | Q.PEAK BLK-G5 315 | Solar Panels |  | 0.315 | 12 | 310 | 22 |  | Fixed | Roof
Solar Registration Program | NJSRRE1541414812 | Plainfield | 7060 | 10 | 10.71 | Residential | Yes | Behind the Meter | Vivint Solar Developer, LLC | PSE&G | Accepted | 2019-06-24 | 2019-06-24 | 2020-06-24 | SolarEdge | SE7600H-US | Inverters | 7600 |  | 1 |  |  | 0.992 |  | Outdoor | Near The Utility Meter
Solar Registration Program | NJSRRE1541520255 | Clifton | 7011 | 6 | 10.71 | Residential | No | Behind the Meter | Trinity Solar | PSE&G | Accepted | 2019-07-02 | 2019-07-05 | 2020-07-05 | Hanwha 315 | Q.PEAK DUO BLK-G5 315 | Solar Panels |  | 0.315 | 18 | 211 | 37 |  | Fixed | Roof
Solar Registration Program | NJSRRE1541520255 | Clifton | 7011 | 6 | 10.71 | Residential | No | Behind the Meter | Trinity Solar | PSE&G | Accepted | 2019-07-02 | 2019-07-05 | 2020-07-05 | Hanwha 315 | Q.PEAK DUO BLK-G5 315 | Solar Panels |  | 0.315 | 8 | 121 | 27 |  | Fixed | Roof
Solar Registration Program | NJSRRE1541520255 | Clifton | 7011 | 6 | 10.71 | Residential | No | Behind the Meter | Trinity Solar | PSE&G | Accepted | 2019-07-02 | 2019-07-05 | 2020-07-05 | Hanwha 315 | Q.PEAK DUO BLK-G5 315 | Solar Panels |  | 0.315 | 8 | 301 | 27 |  | Fixed | Roof
Solar Registration Program | NJSRRE1541520255 | Clifton | 7011 | 6 | 10.71 | Residential | No | Behind the Meter | Trinity Solar | PSE&G | Accepted | 2019-07-02 | 2019-07-05 | 2020-07-05 | Solar Edge | SE10000H-US | Inverters | 10000 |  | 1 |  |  | 0.97 |  | Outside | side of home
Solar Registration Program | NJSRRE1541530637 | Bergenfield | 7621 | 7 | 10.71 | Residential | Yes | Behind the Meter | Vivint Solar Developer, LLC | PSE&G | Accepted | 2019-07-03 | 2019-07-05 | 2020-07-05 | HANWHA SOLAR | Q.PEAK BLK-G5 315 | Solar Panels |  | 0.315 | 21 | 267 | 23 |  | Fixed | Roof
Solar Registration Program | NJSRRE1541530637 | Bergenfield | 7621 | 7 | 10.71 | Residential | Yes | Behind the Meter | Vivint Solar Developer, LLC | PSE&G | Accepted | 2019-07-03 | 2019-07-05 | 2020-07-05 | HANWHA SOLAR | Q.PEAK BLK-G5 315 | Solar Panels |  | 0.315 | 13 | 87 | 23 |  | Fixed | Roof
Solar Registration Program | NJSRRE1541530637 | Bergenfield | 7621 | 7 | 10.71 | Residential | Yes | Behind the Meter | Vivint Solar Developer, LLC | PSE&G | Accepted | 2019-07-03 | 2019-07-05 | 2020-07-05 | SOLAREDGE | SE7600H-US | Inverters | 7600 |  | 1 |  |  | 0.992 |  | Outdoor | Near The Utility Meter
Solar Registration Program | NJSRRE1541685925 | Chesilhurst | 8089 | 14 | 10.71 | Residential | No | Behind the Meter | New Jersey Clean Energy Solutions | AC Electric | Accepted | 2019-07-18 | 2019-07-22 | 2020-07-22 | Hanwha | Q Peak Duo Blk G5 | Solar Panels |  | 0.315 | 34 | 236 | 30 |  | Fixed | Roof | House
Solar Registration Program | NJSRRE1541685925 | Chesilhurst | 8089 | 14 | 10.71 | Residential | No | Behind the Meter | New Jersey Clean Energy Solutions | AC Electric | Accepted | 2019-07-18 | 2019-07-22 | 2020-07-22 | Solar Edge | SE7600H-US | Inverters | 7600 |  | 1 |  |  | 0.97 |  | Outside | near meter
Solar Registration Program | NJSRRE1541689352 | LONG BRANCH | 7740 | 17 | 10.71 | Residential | Yes | Behind the Meter | Vivint Solar Developer, LLC | JCP&L | Accepted | 2019-07-23 | 2019-07-24 | 2020-07-24 | Hanwha Solar | Q.PEAK BLK-G5 315 | Solar Panels |  | 0.315 | 16 | 174 | 33 |  | Fixed | Roof
Solar Registration Program | NJSRRE1541689352 | LONG BRANCH | 7740 | 17 | 10.71 | Residential | Yes | Behind the Meter | Vivint Solar Developer, LLC | JCP&L | Accepted | 2019-07-23 | 2019-07-24 | 2020-07-24 | Hanwha Solar | Q.PEAK BLK-G5 315 | Solar Panels |  | 0.315 | 18 | 354 | 33 |  | Fixed | Roof
Solar Registration Program | NJSRRE1541689352 | LONG BRANCH | 7740 | 17 | 10.71 | Residential | Yes | Behind the Meter | Vivint Solar Developer, LLC | JCP&L | Accepted | 2019-07-23 | 2019-07-24 | 2020-07-24 | SolarEdge | SE7600H-US | Inverters | 7600 |  | 1 |  |  | 0.992 |  | Outdoor | Near The Utility Meter
Solar Registration Program | NJSRRE1541724024 | Freehold | 7728 | 17 | 10.71 | Residential | No | Behind the Meter | Pro Custom Solar dba Momentum Solar | JCP&L | Accepted | 2019-07-31 | 2019-08-05 | 2020-08-05 | HANWHA | Q.PEAK DUO BLK-G5 315 | Solar Panels |  | 0.315 | 6 | 6 | 24 |  | Fixed | Roof
Solar Registration Program | NJSRRE1541724024 | Freehold | 7728 | 17 | 10.71 | Residential | No | Behind the Meter | Pro Custom Solar dba Momentum Solar | JCP&L | Accepted | 2019-07-31 | 2019-08-05 | 2020-08-05 | HANWHA | Q.PEAK DUO BLK-G5 315 | Solar Panels |  | 0.315 | 8 | 6 | 24 |  | Fixed | Roof
Solar Registration Program | NJSRRE1541724024 | Freehold | 7728 | 17 | 10.71 | Residential | No | Behind the Meter | Pro Custom Solar dba Momentum Solar | JCP&L | Accepted | 2019-07-31 | 2019-08-05 | 2020-08-05 | HANWHA | Q.PEAK DUO BLK-G5 315 | Solar Panels |  | 0.315 | 20 | 186 | 23 |  | Fixed | Roof
Solar Registration Program | NJSRRE1541790233 | Orange | 7050 | 9 | 10.71 | Residential | Yes | Behind the Meter | Trinity Solar | PSE&G | Accepted | 2019-08-06 | 2019-08-08 | 2020-08-08 | Hanwha 315 | Q.PEAK DUO BLK-G5 315 | Solar Panels |  | 0.315 | 17 | 209 | 27 |  | Fixed | Roof
Solar Registration Program | NJSRRE1541790233 | Orange | 7050 | 9 | 10.71 | Residential | Yes | Behind the Meter | Trinity Solar | PSE&G | Accepted | 2019-08-06 | 2019-08-08 | 2020-08-08 | Hanwha 315 | Q.PEAK DUO BLK-G5 315 | Solar Panels |  | 0.315 | 14 | 29 | 27 |  | Fixed | Roof
Solar Registration Program | NJSRRE1541790233 | Orange | 7050 | 9 | 10.71 | Residential | Yes | Behind the Meter | Trinity Solar | PSE&G | Accepted | 2019-08-06 | 2019-08-08 | 2020-08-08 | Hanwha 315 | Q.PEAK DUO BLK-G5 315 | Solar Panels |  | 0.315 | 3 | 209 | 34 |  | Fixed | Roof
Solar Registration Program | NJSRRE1541790233 | Orange | 7050 | 9 | 10.71 | Residential | Yes | Behind the Meter | Trinity Solar | PSE&G | Accepted | 2019-08-06 | 2019-08-08 | 2020-08-08 | Solar Edge | SE10000H-US000BNC4 | Inverters | 10000 |  | 1 |  |  | 0.97 |  | Outside | Side of home
Solar Registration Program | NJSRRE1541809414 | Turnersville | 8012 | 14 | 10.71 | Residential | Yes | Behind the Meter | Trinity Solar | AC Electric | Accepted | 2019-08-09 | 2019-08-23 | 2020-08-23 | Hanwha | Q.PEAK DUO BLK-G5 315 | Solar Panels |  | 0.315 | 16 | 277 | 9 |  | Fixed | Roof
Solar Registration Program | NJSRRE1541809414 | Turnersville | 8012 | 14 | 10.71 | Residential | Yes | Behind the Meter | Trinity Solar | AC Electric | Accepted | 2019-08-09 | 2019-08-23 | 2020-08-23 | Hanwha | Q.PEAK DUO BLK-G5 315 | Solar Panels |  | 0.315 | 6 | 187 | 23 |  | Fixed | Roof
Solar Registration Program | NJSRRE1541809414 | Turnersville | 8012 | 14 | 10.71 | Residential | Yes | Behind the Meter | Trinity Solar | AC Electric | Accepted | 2019-08-09 | 2019-08-23 | 2020-08-23 | Hanwha | Q.PEAK DUO BLK-G5 315 | Solar Panels |  | 0.315 | 6 | 277 | 23 |  | Fixed | Roof
Solar Registration Program | NJSRRE1541809414 | Turnersville | 8012 | 14 | 10.71 | Residential | Yes | Behind the Meter | Trinity Solar | AC Electric | Accepted | 2019-08-09 | 2019-08-23 | 2020-08-23 | Hanwha | Q.PEAK DUO BLK-G5 315 | Solar Panels |  | 0.315 | 6 | 97 | 23 |  | Fixed | Roof
Solar Registration Program | NJSRRE1541809414 | Turnersville | 8012 | 14 | 10.71 | Residential | Yes | Behind the Meter | Trinity Solar | AC Electric | Accepted | 2019-08-09 | 2019-08-23 | 2020-08-23 | Solar Edge | SE10000 | Inverters | 10000 |  | 1 |  |  | 0.97 |  | Outside | side of home
Solar Registration Program | NJSRRE1541873524 | Edison | 8817 | 11 | 10.71 | Residential | No | Behind the Meter | Suntuity Solar LLC | PSE&G | Accepted | 2019-08-22 | 2019-08-26 | 2020-08-26 | Yingli Green Energy | YL315D-30b | Solar Panels |  | 0.315 | 9 | 253 | 16 |  | Fixed | Roof
Solar Registration Program | NJSRRE1541873524 | Edison | 8817 | 11 | 10.71 | Residential | No | Behind the Meter | Suntuity Solar LLC | PSE&G | Accepted | 2019-08-22 | 2019-08-26 | 2020-08-26 | Yingli Green Energy | YL315D-30b | Solar Panels |  | 0.315 | 25 | 163 | 18 |  | Fixed | Roof
Solar Registration Program | NJSRRE1541873524 | Edison | 8817 | 11 | 10.71 | Residential | No | Behind the Meter | Suntuity Solar LLC | PSE&G | Accepted | 2019-08-22 | 2019-08-26 | 2020-08-26 | Enphase Energy | IQ7-60-2-US | Inverters | 240 |  | 34 |  |  | 0.97 |  | Outdoor | Behind the PV Modules
Solar Registration Program | NJSRRE1541883919 | Mantua | 8051 | 15 | 10.71 | Residential | Yes | Behind the Meter | Vivint Solar Developer, LLC | AC Electric | Accepted | 2019-09-03 | 2019-09-03 | 2020-09-03 | HANWHA SOLAR | Q.PEAK BLK-G5 | Solar Panels |  | 0.315 | 28 | 276 | 21 |  | Fixed | Roof
Solar Registration Program | NJSRRE1541883919 | Mantua | 8051 | 15 | 10.71 | Residential | Yes | Behind the Meter | Vivint Solar Developer, LLC | AC Electric | Accepted | 2019-09-03 | 2019-09-03 | 2020-09-03 | Hanwha Solar | Q.PEAK DUO BLK-G5 | Solar Panels |  | 0.315 | 6 | 96 | 21 |  | Fixed | Roof
Solar Registration Program | NJSRRE1541883919 | Mantua | 8051 | 15 | 10.71 | Residential | Yes | Behind the Meter | Vivint Solar Developer, LLC | AC Electric | Accepted | 2019-09-03 | 2019-09-03 | 2020-09-03 | SOLAREDGE | SE7600H-US | Inverters | 7600 |  | 1 |  |  | 0.992 |  | Outdoor | Near the Utility Meter
Solar Registration Program | NJSRRE1541883929 | Edison | 8817 | 11 | 10.71 | Residential | Yes | Behind the Meter | Vivint Solar Developer, LLC | PSE&G | Accepted | 2019-09-03 | 2019-09-03 | 2020-09-03 | HANWHA SOLAR | Q.PEAK BLK-G5 315 | Solar Panels |  | 0.315 | 8 | 98 | 15 |  | Fixed | Roof
Solar Registration Program | NJSRRE1541883929 | Edison | 8817 | 11 | 10.71 | Residential | Yes | Behind the Meter | Vivint Solar Developer, LLC | PSE&G | Accepted | 2019-09-03 | 2019-09-03 | 2020-09-03 | HANWHA SOLAR | Q.PEAK BLK-G5 315 | Solar Panels |  | 0.315 | 6 | 98 | 19 |  | Fixed | Roof
Solar Registration Program | NJSRRE1541883929 | Edison | 8817 | 11 | 10.71 | Residential | Yes | Behind the Meter | Vivint Solar Developer, LLC | PSE&G | Accepted | 2019-09-03 | 2019-09-03 | 2020-09-03 | HANWHA SOLAR | Q.PEAK BLK-G5 315 | Solar Panels |  | 0.315 | 20 | 278 | 19 |  | Fixed | Roof
Solar Registration Program | NJSRRE1541883929 | Edison | 8817 | 11 | 10.71 | Residential | Yes | Behind the Meter | Vivint Solar Developer, LLC | PSE&G | Accepted | 2019-09-03 | 2019-09-03 | 2020-09-03 | SOLAREDGE TECHNOLOGIES | SE7600H-US000BNC4 | Inverters | 7600 |  | 1 |  |  | 0.992 |  | Outdoor | Near the Utility Meter
Solar Registration Program | NJSRRE1541989800 | HOPATCONG | 7843 | 1 | 10.71 | Residential | Yes | Behind the Meter | Vivint Solar Developer, LLC | JCP&L | Accepted | 2019-09-03 | 2019-09-05 | 2020-09-05 | Hanwha Solar | Q.PEAK BLK-G5 315 | Solar Panels |  | 0.315 | 21 | 128 | 19 |  | Fixed | Roof
Solar Registration Program | NJSRRE1541989800 | HOPATCONG | 7843 | 1 | 10.71 | Residential | Yes | Behind the Meter | Vivint Solar Developer, LLC | JCP&L | Accepted | 2019-09-03 | 2019-09-05 | 2020-09-05 | Hanwha Solar | Q.PEAK BLK-G5 315 | Solar Panels |  | 0.315 | 13 | 308 | 19 |  | Fixed | Roof
Solar Registration Program | NJSRRE1541989800 | HOPATCONG | 7843 | 1 | 10.71 | Residential | Yes | Behind the Meter | Vivint Solar Developer, LLC | JCP&L | Accepted | 2019-09-03 | 2019-09-05 | 2020-09-05 | Solar Edge | SE7600H-US000BNC4 | Inverters | 7600 |  | 1 |  |  | 0.992 |  | Outdoor | Near the utility Meter
Solar Registration Program | NJSRRE1542370192 | Bayville | 8721 | 18 | 10.71 | Residential | Yes | Behind the Meter | Suntuity Solar LLC | JCP&L | Accepted | 2019-09-09 | 2019-09-11 | 2020-09-11 | Yingli Green Energy | YL315D-30b | Solar Panels |  | 0.315 | 6 | 230 | 30 |  | Fixed | Roof
Solar Registration Program | NJSRRE1542370192 | Bayville | 8721 | 18 | 10.71 | Residential | Yes | Behind the Meter | Suntuity Solar LLC | JCP&L | Accepted | 2019-09-09 | 2019-09-11 | 2020-09-11 | Enphase Energy | IQ7-60-2-US | Inverters | 240 |  | 34 |  |  | 0.97 |  | Outdoor | Behind the PV Modules
Solar Registration Program | NJSRRE1542370192 | Bayville | 8721 | 18 | 10.71 | Residential | Yes | Behind the Meter | Suntuity Solar LLC | JCP&L | Accepted | 2019-09-09 | 2019-09-11 | 2020-09-11 | Yingli Green Energy | YL315D-30b | Solar Panels |  | 0.315 | 28 | 230 | 30 |  | Fixed | Roof
Solar Registration Program | NJSRRE1542376595 | TOMS RIVER | 8757 | 18 | 10.71 | Residential | Yes | Behind the Meter | Vivint Solar Developer, LLC | JCP&L | Accepted | 2019-09-18 | 2019-09-18 | 2020-09-18 | Hanwha Solar | Q.PEAK BLK-G5 315 | Solar Panels |  | 0.315 | 14 | 256 | 19 |  | Fixed | Roof
Solar Registration Program | NJSRRE1542376595 | TOMS RIVER | 8757 | 18 | 10.71 | Residential | Yes | Behind the Meter | Vivint Solar Developer, LLC | JCP&L | Accepted | 2019-09-18 | 2019-09-18 | 2020-09-18 | Hanwha Solar | Q.PEAK BLK-G5 315 | Solar Panels |  | 0.315 | 20 | 76 | 19 |  | Fixed | Roof
Solar Registration Program | NJSRRE1542376595 | TOMS RIVER | 8757 | 18 | 10.71 | Residential | Yes | Behind the Meter | Vivint Solar Developer, LLC | JCP&L | Accepted | 2019-09-18 | 2019-09-18 | 2020-09-18 | SolarEdge Technologies | SE7600H-US | Inverters | 7600 |  | 1 |  |  | 0.992 |  | Outdoor | Near the Utility Meter
Solar Registration Program | NJSRRE1542411925 | ENGLEWOOD | 7631 | 7 | 10.71 | Residential | Yes | Behind the Meter | Vivint Solar Developer, LLC | PSE&G | Accepted | 2019-10-18 | 2019-10-18 | 2020-10-18 | HANWHA SOLAR | Q.PEAK BLK-G5 315 | Solar Panels |  | 0.315 | 4 | 279 | 25 |  | Fixed | Roof
Solar Registration Program | NJSRRE1542411925 | ENGLEWOOD | 7631 | 7 | 10.71 | Residential | Yes | Behind the Meter | Vivint Solar Developer, LLC | PSE&G | Accepted | 2019-10-18 | 2019-10-18 | 2020-10-18 | HANWHA SOLAR | Q.PEAK BLK-G5 315 | Solar Panels |  | 0.315 | 30 | 99 | 25 |  | Fixed | Roof
Solar Registration Program | NJSRRE1542411925 | ENGLEWOOD | 7631 | 7 | 10.71 | Residential | Yes | Behind the Meter | Vivint Solar Developer, LLC | PSE&G | Accepted | 2019-10-18 | 2019-10-18 | 2020-10-18 | SolarEdge | SE10000H-US000NNC2 | Inverters | 10000 |  | 1 |  |  | 0.992 |  | Outdoor | Near the Utility Meter
Solar Registration Program | NJSRRE1542421572 | Edison | 8817 | 11 | 10.71 | Residential | No | Behind the Meter | Suntuity Solar LLC | PSE&G | Accepted | 2019-09-19 | 2019-09-23 | 2020-09-23 | Yingli Green Energy | YL315D-30b | Solar Panels |  | 0.315 | 6 | 234 | 27 |  | Fixed | Roof
Solar Registration Program | NJSRRE1542421572 | Edison | 8817 | 11 | 10.71 | Residential | No | Behind the Meter | Suntuity Solar LLC | PSE&G | Accepted | 2019-09-19 | 2019-09-23 | 2020-09-23 | Yingli Green Energy | YL315D-30b | Solar Panels |  | 0.315 | 28 | 54 | 16 |  | Fixed | Roof
Solar Registration Program | NJSRRE1542421572 | Edison | 8817 | 11 | 10.71 | Residential | No | Behind the Meter | Suntuity Solar LLC | PSE&G | Accepted | 2019-09-19 | 2019-09-23 | 2020-09-23 | Enphase Energy | IQ7-60-2-US | Inverters | 240 |  | 34 |  |  | 0.97 |  | Outdoor | Behind the PV Modules
Solar Registration Program | NJSRRE1542430956 | PLAINFIELD | 7060 | 10 | 10.71 | Residential | Yes | Behind the Meter | Vivint Solar Developer, LLC | PSE&G | Accepted | 2019-09-24 | 2019-09-26 | 2020-09-26 | HANWHA SOLAR | Q.PEAK BLK-G5 315 | Solar Panels |  | 0.315 | 18 | 347 | 42 |  | Fixed | Roof
Solar Registration Program | NJSRRE1542430956 | PLAINFIELD | 7060 | 10 | 10.71 | Residential | Yes | Behind the Meter | Vivint Solar Developer, LLC | PSE&G | Accepted | 2019-09-24 | 2019-09-26 | 2020-09-26 | HANWHA SOLAR | Q.PEAK BLK-G5 315 | Solar Panels |  | 0.315 | 16 | 167 | 42 |  | Fixed | Roof
Solar Registration Program | NJSRRE1542430956 | PLAINFIELD | 7060 | 10 | 10.71 | Residential | Yes | Behind the Meter | Vivint Solar Developer, LLC | PSE&G | Accepted | 2019-09-24 | 2019-09-26 | 2020-09-26 | SOLAREDGE | SE7600H-US | Inverters | 7600 |  | 1 |  |  | 0.992 |  | Outdoor | Near Utility Meter
Solar Registration Program | NJSRRE1542448046 | Princeton Jct | 8550 | 12 | 10.71 | Residential | No | Behind the Meter | Trinity Solar | PSE&G | Accepted | 2019-09-27 | 2019-10-01 | 2020-10-01 | Hanwha | Q.PEAK DUO BLK-G5 315 | Solar Panels |  | 0.315 | 34 | 211 | 27 |  | Fixed | Roof
Solar Registration Program | NJSRRE1542448046 | Princeton Jct | 8550 | 12 | 10.71 | Residential | No | Behind the Meter | Trinity Solar | PSE&G | Accepted | 2019-09-27 | 2019-10-01 | 2020-10-01 | Solar Edge | SE10000 | Inverters | 10000 |  | 1 |  |  | 0.97 |  | Outside | side of home
Solar Registration Program | NJSRRE1542448530 | Jersey City | 7305 | 8 | 10.71 | Residential | Yes | Behind the Meter | Pro Custom Solar dba Momentum Solar | PSE&G | Accepted | 2019-09-27 | 2019-10-01 | 2020-10-01 | HANWHA | Q.PEAK DUO BLK-G5 315 | Solar Panels |  | 0.315 | 19 | 310 | 22 |  | Fixed | Roof
Solar Registration Program | NJSRRE1542448530 | Jersey City | 7305 | 8 | 10.71 | Residential | Yes | Behind the Meter | Pro Custom Solar dba Momentum Solar | PSE&G | Accepted | 2019-09-27 | 2019-10-01 | 2020-10-01 | HANWHA | Q.PEAK DUO BLK-G5 315 | Solar Panels |  | 0.315 | 15 | 130 | 22 |  | Fixed | Roof
Solar Registration Program | NJSRRE1542448530 | Jersey City | 7305 | 8 | 10.71 | Residential | Yes | Behind the Meter | Pro Custom Solar dba Momentum Solar | PSE&G | Accepted | 2019-09-27 | 2019-10-01 | 2020-10-01 | Enphase Energy | IQ6-60-2-US | Inverters | 240 |  | 34 |  |  | 0.97 |  | Outdoor | Roof
Solar Registration Program | NJSRRE1542448602 | ELMWOOD PARK | 7407 | 7 | 10.71 | Residential | Yes | Behind the Meter | Vivint Solar Developer, LLC | PSE&G | Accepted | 2019-09-27 | 2019-10-01 | 2020-10-01 | Hanwha | Q.PEAK BLK-G5 315 | Solar Panels |  | 0.315 | 4 | 251 | 24 |  | Fixed | Roof
Solar Registration Program | NJSRRE1542448602 | ELMWOOD PARK | 7407 | 7 | 10.71 | Residential | Yes | Behind the Meter | Vivint Solar Developer, LLC | PSE&G | Accepted | 2019-09-27 | 2019-10-01 | 2020-10-01 | Hanwha | Q.PEAK BLK-G5 315 | Solar Panels |  | 0.315 | 9 | 341 | 31 |  | Fixed | Roof
Solar Registration Program | NJSRRE1542448602 | ELMWOOD PARK | 7407 | 7 | 10.71 | Residential | Yes | Behind the Meter | Vivint Solar Developer, LLC | PSE&G | Accepted | 2019-09-27 | 2019-10-01 | 2020-10-01 | Hanwha | Q.PEAK BLK-G5 315 | Solar Panels |  | 0.315 | 4 | 71 | 24 |  | Fixed | Roof
Solar Registration Program | NJSRRE1542448602 | ELMWOOD PARK | 7407 | 7 | 10.71 | Residential | Yes | Behind the Meter | Vivint Solar Developer, LLC | PSE&G | Accepted | 2019-09-27 | 2019-10-01 | 2020-10-01 | Hanwha | Q.PEAK BLK-G5 315 | Solar Panels |  | 0.315 | 4 | 161 | 24 |  | Fixed | Roof
Solar Registration Program | NJSRRE1542448602 | ELMWOOD PARK | 7407 | 7 | 10.71 | Residential | Yes | Behind the Meter | Vivint Solar Developer, LLC | PSE&G | Accepted | 2019-09-27 | 2019-10-01 | 2020-10-01 | Hanwha | Q.PEAK BLK-G5 315 | Solar Panels |  | 0.315 | 13 | 161 | 31 |  | Fixed | Roof
Solar Registration Program | NJSRRE1542448602 | ELMWOOD PARK | 7407 | 7 | 10.71 | Residential | Yes | Behind the Meter | Vivint Solar Developer, LLC | PSE&G | Accepted | 2019-09-27 | 2019-10-01 | 2020-10-01 | Solar Edge | SE7600H-US000BNC4 | Inverters | 7600 |  | 1 |  |  | 0.992 |  | Outdoor | Near the Utility Meter
Solar Registration Program | NJSRRE1542461205 | Wenonah | 8090 | 15 | 10.71 | Residential | Yes | Behind the Meter | Trinity Solar | PSE&G | Accepted | 2019-09-30 | 2019-10-02 | 2020-10-02 | Hanwha 315 | Q.PEAK DUO BLK-G5 315 | Solar Panels |  | 0.315 | 9 | 143 | 9 |  | Fixed | Roof
Solar Registration Program | NJSRRE1542461205 | Wenonah | 8090 | 15 | 10.71 | Residential | Yes | Behind the Meter | Trinity Solar | PSE&G | Accepted | 2019-09-30 | 2019-10-02 | 2020-10-02 | Hanwha 315 | Q.PEAK DUO BLK-G5 315 | Solar Panels |  | 0.315 | 7 | 53 | 14 |  | Fixed | Roof | garage
Solar Registration Program | NJSRRE1542461205 | Wenonah | 8090 | 15 | 10.71 | Residential | Yes | Behind the Meter | Trinity Solar | PSE&G | Accepted | 2019-09-30 | 2019-10-02 | 2020-10-02 | Hanwha 315 | Q.PEAK DUO BLK-G5 315 | Solar Panels |  | 0.315 | 12 | 233 | 23 |  | Fixed | Roof
Solar Registration Program | NJSRRE1542461205 | Wenonah | 8090 | 15 | 10.71 | Residential | Yes | Behind the Meter | Trinity Solar | PSE&G | Accepted | 2019-09-30 | 2019-10-02 | 2020-10-02 | Hanwha 315 | Q.PEAK DUO BLK-G5 315 | Solar Panels |  | 0.315 | 6 | 143 | 23 |  | Fixed | Roof
Solar Registration Program | NJSRRE1542461205 | Wenonah | 8090 | 15 | 10.71 | Residential | Yes | Behind the Meter | Trinity Solar | PSE&G | Accepted | 2019-09-30 | 2019-10-02 | 2020-10-02 | Solar Edge | SE10000H-US | Inverters | 10000 |  | 1 |  |  | 0.97 |  | Outside | Side of home
Solar Registration Program | NJSRRE1542461849 | WEST ORANGE | 7052 | 9 | 10.71 | Residential | Yes | Behind the Meter | Vivint Solar Developer, LLC | PSE&G | Accepted | 2019-10-01 | 2019-10-02 | 2020-10-02 | Hanwha Solar | Q.PEAK DUO BLK-G5 315w | Solar Panels |  | 0.315 | 9 | 293 | 28 |  | Fixed | Roof
Solar Registration Program | NJSRRE1542461849 | WEST ORANGE | 7052 | 9 | 10.71 | Residential | Yes | Behind the Meter | Vivint Solar Developer, LLC | PSE&G | Accepted | 2019-10-01 | 2019-10-02 | 2020-10-02 | Hanwha Solar | Q.PEAK DUO BLK-G5 315w | Solar Panels |  | 0.315 | 13 | 203 | 28 |  | Fixed | Roof
Solar Registration Program | NJSRRE1542461849 | WEST ORANGE | 7052 | 9 | 10.71 | Residential | Yes | Behind the Meter | Vivint Solar Developer, LLC | PSE&G | Accepted | 2019-10-01 | 2019-10-02 | 2020-10-02 | Hanwha Solar | Q.PEAK DUO BLK-G5 315w | Solar Panels |  | 0.315 | 3 | 203 | 28 |  | Fixed | Roof
Solar Registration Program | NJSRRE1542461849 | WEST ORANGE | 7052 | 9 | 10.71 | Residential | Yes | Behind the Meter | Vivint Solar Developer, LLC | PSE&G | Accepted | 2019-10-01 | 2019-10-02 | 2020-10-02 | Hanwha Solar | Q.PEAK DUO BLK-G5 315w | Solar Panels |  | 0.315 | 9 | 113 | 28 |  | Fixed | Roof
Solar Registration Program | NJSRRE1542461849 | WEST ORANGE | 7052 | 9 | 10.71 | Residential | Yes | Behind the Meter | Vivint Solar Developer, LLC | PSE&G | Accepted | 2019-10-01 | 2019-10-02 | 2020-10-02 | Solar Edge | SE10000H-US000BNC4 | Inverters | 10000 |  | 1 |  |  | 0.992 |  | Outdoor | Near the Utility Meter
Solar Registration Program | NJSRRE1542474037 | RIDGEWOOD VILLAGE | 7450 | 7 | 10.71 | Residential | Yes | Behind the Meter | Tesla Energy Operations | PSE&G | Accepted | 2019-10-01 | 2019-10-03 | 2020-10-03 | Hanwha Q-Cells | # Q.Peak DUO BLK-G5/SC315 | Solar Panels |  | 0.315 | 13 | 212 | 28 |  | Fixed | Roof | OUTDOORS
Solar Registration Program | NJSRRE1542474037 | RIDGEWOOD VILLAGE | 7450 | 7 | 10.71 | Residential | Yes | Behind the Meter | Tesla Energy Operations | PSE&G | Accepted | 2019-10-01 | 2019-10-03 | 2020-10-03 | Hanwha Q-Cells | # Q.Peak DUO BLK-G5/SC315 | Solar Panels |  | 0.315 | 21 | 212 | 26 |  | Fixed | Roof | outdoors
Solar Registration Program | NJSRRE1542474037 | RIDGEWOOD VILLAGE | 7450 | 7 | 10.71 | Residential | Yes | Behind the Meter | Tesla Energy Operations | PSE&G | Accepted | 2019-10-01 | 2019-10-03 | 2020-10-03 | SOLAREDGE | SE10000H-US000SNC2 | Inverters | 10000 |  | 1 |  |  | 0.98 |  | Outside | OUTDOORS
Solar Registration Program | NJSRRE1542474037 | RIDGEWOOD VILLAGE | 7450 | 7 | 10.71 | Residential | Yes | Behind the Meter | Tesla Energy Operations | PSE&G | Accepted | 2019-10-01 | 2019-10-03 | 2020-10-03 | Tesla | AC Powerwall 2.0 | Electric Storage Battery |  |  | 1 |  |  |  | Lithium Ion |  | OUTSIDE
Solar Registration Program | NJSRRE1542518933 | Linden | 7036 | 10 | 10.71 | Residential | Yes | Behind the Meter | Pro Custom Solar dba Momentum Solar | PSE&G | Accepted | 2019-10-09 | 2019-10-11 | 2020-10-11 | Hanwha | Q.Peak DUO BLK-G5 315 | Solar Panels |  | 0.315 | 17 | 224 | 20 |  | Fixed | Roof
Solar Registration Program | NJSRRE1542518933 | Linden | 7036 | 10 | 10.71 | Residential | Yes | Behind the Meter | Pro Custom Solar dba Momentum Solar | PSE&G | Accepted | 2019-10-09 | 2019-10-11 | 2020-10-11 | Hanwha | Q.Peak DUO BLK-G5 315 | Solar Panels |  | 0.315 | 9 | 134 | 20 |  | Fixed | Roof
Solar Registration Program | NJSRRE1542518933 | Linden | 7036 | 10 | 10.71 | Residential | Yes | Behind the Meter | Pro Custom Solar dba Momentum Solar | PSE&G | Accepted | 2019-10-09 | 2019-10-11 | 2020-10-11 | Hanwha | Q.Peak DUO BLK-G5 315 | Solar Panels |  | 0.315 | 8 | 44 | 20 |  | Fixed | Roof
Solar Registration Program | NJSRRE1542518933 | Linden | 7036 | 10 | 10.71 | Residential | Yes | Behind the Meter | Pro Custom Solar dba Momentum Solar | PSE&G | Accepted | 2019-10-09 | 2019-10-11 | 2020-10-11 | Enphase Energy | IQ6-60-2-US | Inverters | 240 |  | 34 |  |  | 0.97 |  | Outdoor | Roof
Solar Registration Program | NJSRRE1542538837 | Shamong | 8088 | 13 | 10.71 | Residential | No | Behind the Meter | Suntuity Solar LLC | AC Electric | Accepted | 2019-10-12 | 2019-10-16 | 2020-10-16 | Yingli Green Energy | YL315D-30b | Solar Panels |  | 0.315 | 5 | 142 | 21 |  | Fixed | Roof
Solar Registration Program | NJSRRE1542538837 | Shamong | 8088 | 13 | 10.71 | Residential | No | Behind the Meter | Suntuity Solar LLC | AC Electric | Accepted | 2019-10-12 | 2019-10-16 | 2020-10-16 | Yingli Green Energy | YL315D-30b | Solar Panels |  | 0.315 | 19 | 142 | 21 |  | Fixed | Roof
Solar Registration Program | NJSRRE1542538837 | Shamong | 8088 | 13 | 10.71 | Residential | No | Behind the Meter | Suntuity Solar LLC | AC Electric | Accepted | 2019-10-12 | 2019-10-16 | 2020-10-16 | Yingli Green Energy | YL315D-30b | Solar Panels |  | 0.315 | 10 | 142 | 21 |  | Fixed | Roof
Solar Registration Program | NJSRRE1542538837 | Shamong | 8088 | 13 | 10.71 | Residential | No | Behind the Meter | Suntuity Solar LLC | AC Electric | Accepted | 2019-10-12 | 2019-10-16 | 2020-10-16 | Enphase Energy | IQ7-60-2-US | Inverters | 240 |  | 34 |  |  | 0.97 |  | Outdoor | Behind the PV Modules
Solar Registration Program | NJSRRE1542543847 | Toms River | 8753 | 18 | 10.71 | Residential | Yes | Behind the Meter | Trinity Solar | JCP&L | Accepted | 2019-10-15 | 2019-10-17 | 2020-10-17 | Hanwha | Q.PEAK DUO BLK-G5 315 | Solar Panels |  | 0.315 | 34 | 182 | 18 |  | Fixed | Roof
Solar Registration Program | NJSRRE1542543847 | Toms River | 8753 | 18 | 10.71 | Residential | Yes | Behind the Meter | Trinity Solar | JCP&L | Accepted | 2019-10-15 | 2019-10-17 | 2020-10-17 | Solar Edge | SE10000 | Inverters | 10000 |  | 1 |  |  | 0.97 |  | Outside | side of home
Solar Registration Program | NJSRRE1542544076 | Barnegat | 8005 | 18 | 10.71 | Residential | Yes | Behind the Meter | Vivint Solar Developer, LLC | JCP&L | Accepted | 2019-10-15 | 2019-10-17 | 2020-10-17 | Hanwha | Q.PEAK BLK-G5 315 | Solar Panels |  | 0.315 | 12 | 157 | 26 |  | Fixed | Roof
Solar Registration Program | NJSRRE1542544076 | Barnegat | 8005 | 18 | 10.71 | Residential | Yes | Behind the Meter | Vivint Solar Developer, LLC | JCP&L | Accepted | 2019-10-15 | 2019-10-17 | 2020-10-17 | Hanwha | Q.PEAK BLK-G5 315 | Solar Panels |  | 0.315 | 11 | 157 | 14 |  | Fixed | Roof
Solar Registration Program | NJSRRE1542544076 | Barnegat | 8005 | 18 | 10.71 | Residential | Yes | Behind the Meter | Vivint Solar Developer, LLC | JCP&L | Accepted | 2019-10-15 | 2019-10-17 | 2020-10-17 | Hanwha | Q.PEAK BLK-G5 315 | Solar Panels |  | 0.315 | 11 | 157 | 27 |  | Fixed | Roof
Solar Registration Program | NJSRRE1542544076 | Barnegat | 8005 | 18 | 10.71 | Residential | Yes | Behind the Meter | Vivint Solar Developer, LLC | JCP&L | Accepted | 2019-10-15 | 2019-10-17 | 2020-10-17 | Solar Edge | SE7600H-US000BNC4 | Inverters | 7600 |  | 1 |  |  | 0.992 |  | Outdoor | Near the Utility Meter
Solar Registration Program | NJSRRE1542553283 | Hasbrouck Heights | 7604 | 7 | 10.71 | Residential | No | Behind the Meter | Trinity Solar | PSE&G | Accepted | 2019-10-17 | 2019-10-21 | 2020-10-21 | Hanwha | Q.PEAK DUO BLK-G5 315 | Solar Panels |  | 0.315 | 4 | 38 | 23 |  | Fixed | Roof
Solar Registration Program | NJSRRE1542553283 | Hasbrouck Heights | 7604 | 7 | 10.71 | Residential | No | Behind the Meter | Trinity Solar | PSE&G | Accepted | 2019-10-17 | 2019-10-21 | 2020-10-21 | Hanwha | Q.PEAK DUO BLK-G5 315 | Solar Panels |  | 0.315 | 30 | 218 | 23 |  | Single Axis | Roof
Solar Registration Program | NJSRRE1542553283 | Hasbrouck Heights | 7604 | 7 | 10.71 | Residential | No | Behind the Meter | Trinity Solar | PSE&G | Accepted | 2019-10-17 | 2019-10-21 | 2020-10-21 | Solar Edge | SE10000 | Inverters | 10000 |  | 1 |  |  | 0.97 |  | Outside | side of home
Solar Registration Program | NJSRRE1542561776 | Tuckerton | 8087 | 18 | 10.71 | Residential | Yes | Behind the Meter | Suntuity Solar LLC | AC Electric | Accepted | 2019-10-21 | 2019-10-22 | 2020-10-22 | Longi | LR6-60HPB-315M | Solar Panels |  | 0.315 | 18 | 161 | 9 |  | Fixed | Roof
Solar Registration Program | NJSRRE1542561776 | Tuckerton | 8087 | 18 | 10.71 | Residential | Yes | Behind the Meter | Suntuity Solar LLC | AC Electric | Accepted | 2019-10-21 | 2019-10-22 | 2020-10-22 | Longi | LR6-60HPB-315M | Solar Panels |  | 0.315 | 16 | 342 | 14 |  | Fixed | Roof
Solar Registration Program | NJSRRE1542561776 | Tuckerton | 8087 | 18 | 10.71 | Residential | Yes | Behind the Meter | Suntuity Solar LLC | AC Electric | Accepted | 2019-10-21 | 2019-10-22 | 2020-10-22 | Enphase Energy | IQ7-60-2-US | Inverters | 240 |  | 34 |  |  | 0.97 |  | Outdoor | Behind the PV Modules
Solar Registration Program | NJSRRE1542562005 | Scotch Plains | 7076 | 10 | 10.71 | Residential | Yes | Behind the Meter | Pro Custom Solar dba Momentum Solar | PSE&G | Accepted | 2019-10-21 | 2019-10-23 | 2020-10-23 | Hanwha | Q.Peak DUO BLK-G5 315 | Solar Panels |  | 0.315 | 14 | 283 | 12 |  | Fixed | Roof
Solar Registration Program | NJSRRE1542562005 | Scotch Plains | 7076 | 10 | 10.71 | Residential | Yes | Behind the Meter | Pro Custom Solar dba Momentum Solar | PSE&G | Accepted | 2019-10-21 | 2019-10-23 | 2020-10-23 | Hanwha | Q.Peak DUO BLK-G5 315 | Solar Panels |  | 0.315 | 7 | 104 | 15 |  | Fixed | Roof
Solar Registration Program | NJSRRE1542562005 | Scotch Plains | 7076 | 10 | 10.71 | Residential | Yes | Behind the Meter | Pro Custom Solar dba Momentum Solar | PSE&G | Accepted | 2019-10-21 | 2019-10-23 | 2020-10-23 | Hanwha | Q.Peak DUO BLK-G5 315 | Solar Panels |  | 0.315 | 13 | 103 | 9 |  | Fixed | Roof
Solar Registration Program | NJSRRE1542562005 | Scotch Plains | 7076 | 10 | 10.71 | Residential | Yes | Behind the Meter | Pro Custom Solar dba Momentum Solar | PSE&G | Accepted | 2019-10-21 | 2019-10-23 | 2020-10-23 | Enphase Energy | IQ6-60-2-US | Inverters | 240 |  | 34 |  |  | 0.97 |  | Outdoor | Roof
Solar Registration Program | NJSRRE1542578763 | Westampton | 8060 | 13 | 10.71 | Residential | Yes | Behind the Meter | Trinity Solar | PSE&G | Accepted | 2019-10-23 | 2019-10-25 | 2020-10-25 | Hanwha 315 | Q.PEAK DUO BLK-G5 315 | Solar Panels |  | 0.315 | 34 | 168 | 27 |  | Fixed | Roof
Solar Registration Program | NJSRRE1542578763 | Westampton | 8060 | 13 | 10.71 | Residential | Yes | Behind the Meter | Trinity Solar | PSE&G | Accepted | 2019-10-23 | 2019-10-25 | 2020-10-25 | Solar Edge | SE10000H-US | Inverters | 10000 |  | 1 |  |  | 0.97 |  | Outside | side of home
Solar Registration Program | NJSRRE1542579393 | North Arlington | 7031 | 7 | 10.71 | Residential | No | Behind the Meter | Trinity Solar | PSE&G | Accepted | 2019-10-23 | 2019-10-31 | 2020-10-31 | HANWHA | Q.PEAK DUO BLK-G5 315 | Solar Panels |  | 0.315 | 14 | 304 | 18 |  | Fixed | Roof
Solar Registration Program | NJSRRE1542579393 | North Arlington | 7031 | 7 | 10.71 | Residential | No | Behind the Meter | Trinity Solar | PSE&G | Accepted | 2019-10-23 | 2019-10-31 | 2020-10-31 | HANWHA | Q.PEAK DUO BLK-G5 315 | Solar Panels |  | 0.315 | 14 | 124 | 18 |  | Fixed | Roof
Solar Registration Program | NJSRRE1542579393 | North Arlington | 7031 | 7 | 10.71 | Residential | No | Behind the Meter | Trinity Solar | PSE&G | Accepted | 2019-10-23 | 2019-10-31 | 2020-10-31 | HANWHA | Q.PEAK DUO BLK-G5 315 | Solar Panels |  | 0.315 | 6 | 214 | 18 |  | Fixed | Roof
Solar Registration Program | NJSRRE1542579393 | North Arlington | 7031 | 7 | 10.71 | Residential | No | Behind the Meter | Trinity Solar | PSE&G | Accepted | 2019-10-23 | 2019-10-31 | 2020-10-31 | SOLAR EDGE | SE10000H-US | Inverters | 10000 |  | 1 |  |  | 0.97 |  | Outdoor | SIDE OF HOME
Solar Registration Program | NJSRRE1542630563 | Edison | 8817 | 11 | 10.71 | Residential | Yes | Behind the Meter | Pro Custom Solar dba Momentum Solar | PSE&G | Accepted | 2019-10-25 | 2019-10-29 | 2020-10-29 | Hanwha | Q.Peak DUO BLK-G5 315 | Solar Panels |  | 0.315 | 22 | 182 | 21 |  | Fixed | Roof
Solar Registration Program | NJSRRE1542630563 | Edison | 8817 | 11 | 10.71 | Residential | Yes | Behind the Meter | Pro Custom Solar dba Momentum Solar | PSE&G | Accepted | 2019-10-25 | 2019-10-29 | 2020-10-29 | Hanwha | Q.Peak DUO BLK-G5 315 | Solar Panels |  | 0.315 | 12 | 2 | 20 |  | Fixed | Roof
Solar Registration Program | NJSRRE1542630563 | Edison | 8817 | 11 | 10.71 | Residential | Yes | Behind the Meter | Pro Custom Solar dba Momentum Solar | PSE&G | Accepted | 2019-10-25 | 2019-10-29 | 2020-10-29 | Enphase Energy | IQ6-60-2-US | Inverters | 240 |  | 34 |  |  | 0.97 |  | Outdoor | Roof
Solar Registration Program | NJSRRE1543040818 | Perth Amboy | 8861 | 11 | 10.71 | Residential | Yes | Behind the Meter | Trinity Solar | PSE&G | Accepted | 2019-11-06 | 2019-11-08 | 2020-11-08 | HANWHA | Q.PEAK DUO BLK-G5 315 | Solar Panels |  | 0.315 | 9 | 100 | 18 |  | Fixed | Roof
Solar Registration Program | NJSRRE1543040818 | Perth Amboy | 8861 | 11 | 10.71 | Residential | Yes | Behind the Meter | Trinity Solar | PSE&G | Accepted | 2019-11-06 | 2019-11-08 | 2020-11-08 | HANWHA | Q.PEAK DUO BLK-G5 315 | Solar Panels |  | 0.315 | 10 | 190 | 18 |  | Fixed | Roof
Solar Registration Program | NJSRRE1543040818 | Perth Amboy | 8861 | 11 | 10.71 | Residential | Yes | Behind the Meter | Trinity Solar | PSE&G | Accepted | 2019-11-06 | 2019-11-08 | 2020-11-08 | HANWHA | Q.PEAK DUO BLK-G5 315 | Solar Panels |  | 0.315 | 15 | 280 | 18 |  | Fixed | Roof
Solar Registration Program | NJSRRE1543040818 | Perth Amboy | 8861 | 11 | 10.71 | Residential | Yes | Behind the Meter | Trinity Solar | PSE&G | Accepted | 2019-11-06 | 2019-11-08 | 2020-11-08 | SOLAR EDGE | SE10000H-US | Inverters | 10000 |  | 1 |  |  | 0.97 |  | Outdoor | SIDE OF HOME
Solar Registration Program | NJSRRE1543040846 | Collings Lakes | 8094 | 15 | 10.71 | Residential | No | Behind the Meter | New Jersey Clean Energy Solutions | AC Electric | Accepted | 2019-11-06 | 2019-11-08 | 2020-11-08 | Certainteed | CT315M11-02 | Solar Panels |  | 0.315 | 21 | 120 | 25 |  | Fixed | Roof | House
Solar Registration Program | NJSRRE1543040846 | Collings Lakes | 8094 | 15 | 10.71 | Residential | No | Behind the Meter | New Jersey Clean Energy Solutions | AC Electric | Accepted | 2019-11-06 | 2019-11-08 | 2020-11-08 | Certainteed | CT315M11-02 | Solar Panels |  | 0.315 | 13 | 220 | 20 |  | Fixed | Pole | House
Solar Registration Program | NJSRRE1543040846 | Collings Lakes | 8094 | 15 | 10.71 | Residential | No | Behind the Meter | New Jersey Clean Energy Solutions | AC Electric | Accepted | 2019-11-06 | 2019-11-08 | 2020-11-08 | Enphase | IQ7 | Inverters | 240 |  | 34 |  |  | 0.97 |  | Outside | under panel
Solar Registration Program | NJSRRE1543046418 | Brick | 8724 | 18 | 10.71 | Residential | Yes | Behind the Meter | Trinity Solar | JCP&L | Accepted | 2019-11-07 | 2019-11-11 | 2020-11-11 | Hanwha | Q.PEAK DUO BLK-G5 315 | Solar Panels |  | 0.315 | 18 | 215 | 14 |  | Fixed | Roof
Solar Registration Program | NJSRRE1543046418 | Brick | 8724 | 18 | 10.71 | Residential | Yes | Behind the Meter | Trinity Solar | JCP&L | Accepted | 2019-11-07 | 2019-11-11 | 2020-11-11 | Hanwha | Q.PEAK DUO BLK-G5 315 | Solar Panels |  | 0.315 | 16 | 125 | 27 |  | Fixed | Roof
Solar Registration Program | NJSRRE1543046418 | Brick | 8724 | 18 | 10.71 | Residential | Yes | Behind the Meter | Trinity Solar | JCP&L | Accepted | 2019-11-07 | 2019-11-11 | 2020-11-11 | Solar Edge | SE10000 | Inverters | 10000 |  | 1 |  |  | 0.97 |  | Outside | side of home
Solar Registration Program | NJSRRE1543065356 | Sewell | 8080 | 15 | 10.71 | Residential | No | Behind the Meter | Impact Solar LLC | AC Electric | Accepted | 2019-11-11 | 2019-11-13 | 2020-11-13 | hanwha | Q.PEAKDUO315-G5 | Solar Panels |  | 0.315 | 20 | 225 | 34 |  | Fixed | Roof
Solar Registration Program | NJSRRE1543065356 | Sewell | 8080 | 15 | 10.71 | Residential | No | Behind the Meter | Impact Solar LLC | AC Electric | Accepted | 2019-11-11 | 2019-11-13 | 2020-11-13 | hanwha | Q.PEAKDUO315-G5 | Solar Panels |  | 0.315 | 14 | 225 | 34 |  | Fixed | Roof
Solar Registration Program | NJSRRE1543065356 | Sewell | 8080 | 15 | 10.71 | Residential | No | Behind the Meter | Impact Solar LLC | AC Electric | Accepted | 2019-11-11 | 2019-11-13 | 2020-11-13 | solaredge | solaredge direct | Meters |  |  | 1 |  |  |  | Yes | Indoor
Solar Registration Program | NJSRRE1543065356 | Sewell | 8080 | 15 | 10.71 | Residential | No | Behind the Meter | Impact Solar LLC | AC Electric | Accepted | 2019-11-11 | 2019-11-13 | 2020-11-13 | solaredge | SE10000H-US | Inverters | 1000 |  | 1 |  |  | 0.96 |  | Indoor | garage
Solar Registration Program | NJSRRE1543421700 | Atlantic Highlands | 7716 | 17 | 10.71 | Residential | Yes | Behind the Meter | Vivint Solar Developer, LLC | JCP&L | Accepted | 2019-11-20 | 2019-11-22 | 2020-11-22 | HANWHA SOLAR | Q.PEAK BLK-G5 315 | Solar Panels |  | 0.315 | 20 | 72 | 19 |  | Fixed | Roof
Solar Registration Program | NJSRRE1543421700 | Atlantic Highlands | 7716 | 17 | 10.71 | Residential | Yes | Behind the Meter | Vivint Solar Developer, LLC | JCP&L | Accepted | 2019-11-20 | 2019-11-22 | 2020-11-22 | HANWHA SOLAR | Q.PEAK BLK-G5 315 | Solar Panels |  | 0.315 | 14 | 252 | 19 |  | Fixed | Roof
Solar Registration Program | NJSRRE1543421700 | Atlantic Highlands | 7716 | 17 | 10.71 | Residential | Yes | Behind the Meter | Vivint Solar Developer, LLC | JCP&L | Accepted | 2019-11-20 | 2019-11-22 | 2020-11-22 | solar edge | SE7600H-US | Inverters | 7600 |  | 1 |  |  | 0.992 |  | Outdoor | near the utility meter
Solar Registration Program | NJSRRE1543426772 | Monroe Township | 8831 | 11 | 10.71 | Residential | No | Behind the Meter | Pro Custom Solar dba Momentum Solar | JCP&L | Accepted | 2019-11-20 | 2019-11-25 | 2020-11-25 | Hanwha | Q.Peak DUO BLK-G5 315 | Solar Panels |  | 0.315 | 22 | 178 | 35 |  | Fixed | Roof
Solar Registration Program | NJSRRE1543426772 | Monroe Township | 8831 | 11 | 10.71 | Residential | No | Behind the Meter | Pro Custom Solar dba Momentum Solar | JCP&L | Accepted | 2019-11-20 | 2019-11-25 | 2020-11-25 | Hanwha | Q.Peak DUO BLK-G5 315 | Solar Panels |  | 0.315 | 7 | 268 | 39 |  | Fixed | Roof
Solar Registration Program | NJSRRE1543426772 | Monroe Township | 8831 | 11 | 10.71 | Residential | No | Behind the Meter | Pro Custom Solar dba Momentum Solar | JCP&L | Accepted | 2019-11-20 | 2019-11-25 | 2020-11-25 | Hanwha | Q.Peak DUO BLK-G5 315 | Solar Panels |  | 0.315 | 5 | 268 | 39 |  | Fixed | Roof
Solar Registration Program | NJSRRE1543426772 | Monroe Township | 8831 | 11 | 10.71 | Residential | No | Behind the Meter | Pro Custom Solar dba Momentum Solar | JCP&L | Accepted | 2019-11-20 | 2019-11-25 | 2020-11-25 | Enphase Energy | IQ6-60-2-US | Inverters | 240 |  | 34 |  |  | 0.97 |  | Outdoor | Roof
Solar Registration Program | NJSRRE1543434290 | Hackensack | 7601 | 7 | 10.71 | Residential | No | Behind the Meter | Trinity Solar | PSE&G | Accepted | 2019-11-21 | 2019-11-26 | 2020-11-26 | HANWHA | Q.PEAK DUO BLK-G5 315 | Solar Panels |  | 0.315 | 3 | 218 | 30 |  | Fixed | Roof
Solar Registration Program | NJSRRE1543434290 | Hackensack | 7601 | 7 | 10.71 | Residential | No | Behind the Meter | Trinity Solar | PSE&G | Accepted | 2019-11-21 | 2019-11-26 | 2020-11-26 | HANWHA | Q.PEAK DUO BLK-G5 315 | Solar Panels |  | 0.315 | 10 | 38 | 14 |  | Fixed | Roof
Solar Registration Program | NJSRRE1543434290 | Hackensack | 7601 | 7 | 10.71 | Residential | No | Behind the Meter | Trinity Solar | PSE&G | Accepted | 2019-11-21 | 2019-11-26 | 2020-11-26 | HANWHA | Q.PEAK DUO BLK-G5 315 | Solar Panels |  | 0.315 | 12 | 218 | 45 |  | Fixed | Roof
Solar Registration Program | NJSRRE1543434290 | Hackensack | 7601 | 7 | 10.71 | Residential | No | Behind the Meter | Trinity Solar | PSE&G | Accepted | 2019-11-21 | 2019-11-26 | 2020-11-26 | HANWHA | Q.PEAK DUO BLK-G5 315 | Solar Panels |  | 0.315 | 9 | 38 | 5 |  | Fixed | Roof
Solar Registration Program | NJSRRE1543434290 | Hackensack | 7601 | 7 | 10.71 | Residential | No | Behind the Meter | Trinity Solar | PSE&G | Accepted | 2019-11-21 | 2019-11-26 | 2020-11-26 | Solar Edge | SE10000H-US000BNC4 | Inverters | 10000 |  | 1 |  |  | 0.97 |  | Outdoor | side of home
Solar Registration Program | NJSRRE1543434896 | Blackwood | 8012 | 14 | 10.71 | Residential | No | Behind the Meter | Trinity Solar | PSE&G | Accepted | 2019-11-21 | 2019-11-26 | 2020-11-26 | HANWHA | Q.PEAK DUO BLK-G5 315 | Solar Panels |  | 0.315 | 26 | 184 | 23 |  | Fixed | Roof
Solar Registration Program | NJSRRE1543434896 | Blackwood | 8012 | 14 | 10.71 | Residential | No | Behind the Meter | Trinity Solar | PSE&G | Accepted | 2019-11-21 | 2019-11-26 | 2020-11-26 | HANWHA | Q.PEAK DUO BLK-G5 315 | Solar Panels |  | 0.315 | 8 | 184 | 23 |  | Fixed | Roof
Solar Registration Program | NJSRRE1543434896 | Blackwood | 8012 | 14 | 10.71 | Residential | No | Behind the Meter | Trinity Solar | PSE&G | Accepted | 2019-11-21 | 2019-11-26 | 2020-11-26 | Solar Edge | SE10000H-US000BNC4 | Inverters | 10000 |  | 1 |  |  | 0.97 |  | Outdoor | side of home
Solar Registration Program | NJSRRE1543442848 | Mount Holly | 8060 | 13 | 10.71 | Residential | No | Behind the Meter | Trinity Solar | PSE&G | Accepted | 2019-11-25 | 2019-11-27 | 2020-11-27 | Hanwha | Q.PEAK DUO BLK-G5 315 | Solar Panels |  | 0.315 | 10 | 97 | 18 |  | Fixed | Roof
Solar Registration Program | NJSRRE1543442848 | Mount Holly | 8060 | 13 | 10.71 | Residential | No | Behind the Meter | Trinity Solar | PSE&G | Accepted | 2019-11-25 | 2019-11-27 | 2020-11-27 | Hanwha | Q.PEAK DUO BLK-G5 315 | Solar Panels |  | 0.315 | 12 | 187 | 18 |  | Fixed | Roof
Solar Registration Program | NJSRRE1543442848 | Mount Holly | 8060 | 13 | 10.71 | Residential | No | Behind the Meter | Trinity Solar | PSE&G | Accepted | 2019-11-25 | 2019-11-27 | 2020-11-27 | Hanwha | Q.PEAK DUO BLK-G5 315 | Solar Panels |  | 0.315 | 12 | 277 | 18 |  | Fixed | Roof
Solar Registration Program | NJSRRE1543442848 | Mount Holly | 8060 | 13 | 10.71 | Residential | No | Behind the Meter | Trinity Solar | PSE&G | Accepted | 2019-11-25 | 2019-11-27 | 2020-11-27 | Solar Edge | SE10000 | Inverters | 10000 |  | 1 |  |  | 0.97 |  | Outside | side of home
Solar Registration Program | NJSRRE1543443441 | Cherry Hill TWP | 8034 | 14 | 10.71 | Residential | No | Behind the Meter | Tesla Energy Operations Inc | PSE&G | Accepted | 2019-11-25 | 2019-11-27 | 2020-11-27 | Hanwha Q CELLS | Q.Peak DUO BLK-G5/SC315 | Solar Panels |  | 0.315 | 18 | 96 | 18 |  | Fixed | Roof
Solar Registration Program | NJSRRE1543443441 | Cherry Hill TWP | 8034 | 14 | 10.71 | Residential | No | Behind the Meter | Tesla Energy Operations Inc | PSE&G | Accepted | 2019-11-25 | 2019-11-27 | 2020-11-27 | Hanwha Q CELLS | Q.Peak DUO BLK-G5/SC315 | Solar Panels |  | 0.315 | 4 | 276 | 18 |  | Fixed | Roof
Solar Registration Program | NJSRRE1543443441 | Cherry Hill TWP | 8034 | 14 | 10.71 | Residential | No | Behind the Meter | Tesla Energy Operations Inc | PSE&G | Accepted | 2019-11-25 | 2019-11-27 | 2020-11-27 | Hanwha Q CELLS | Q.Peak DUO BLK-G5/SC315 | Solar Panels |  | 0.315 | 12 | 186 | 18 |  | Fixed | Roof
Solar Registration Program | NJSRRE1543443441 | Cherry Hill TWP | 8034 | 14 | 10.71 | Residential | No | Behind the Meter | Tesla Energy Operations Inc | PSE&G | Accepted | 2019-11-25 | 2019-11-27 | 2020-11-27 | SolarEdge | SE10000H-US000SNC2 | Inverters | 10000 |  | 1 |  |  | 0.99 |  | Outdoor | Outdoor
Solar Registration Program | NJSRRE1543443580 | SICKLERVILLE | 8081 | 14 | 10.71 | Residential | Yes | Behind the Meter | Vivint Solar Developer, LLC | AC Electric | Accepted | 2019-11-27 | 2019-12-04 | 2020-12-04 | HANWHA SOLAR | Q.PEAK BLK-G5 315 | Solar Panels |  | 0.315 | 21 | 26 | 24 |  | Fixed | Roof
Solar Registration Program | NJSRRE1543443580 | SICKLERVILLE | 8081 | 14 | 10.71 | Residential | Yes | Behind the Meter | Vivint Solar Developer, LLC | AC Electric | Accepted | 2019-11-27 | 2019-12-04 | 2020-12-04 | HANWHA SOLAR | Q.PEAK BLK-G5 315 | Solar Panels |  | 0.315 | 13 | 206 | 24 |  | Fixed | Roof
Solar Registration Program | NJSRRE1543443580 | SICKLERVILLE | 8081 | 14 | 10.71 | Residential | Yes | Behind the Meter | Vivint Solar Developer, LLC | AC Electric | Accepted | 2019-11-27 | 2019-12-04 | 2020-12-04 | SOLAREDGE | SE7600H-US | Inverters | 7600 |  | 1 |  |  | 0.992 |  | Outdoor | Near the Utility Meter
Solar Registration Program | NJSRRE1543446624 | Englishtown | 7726 | 17 | 10.71 | Residential | No | Behind the Meter | New Jersey Clean Energy Solutions | JCP&L | Accepted | 2019-11-26 | 2019-12-02 | 2020-12-02 | Certainteed | CT315M11-02 | Solar Panels |  | 0.315 | 18 | 108 | 32 |  | Fixed | Roof | House
Solar Registration Program | NJSRRE1543446624 | Englishtown | 7726 | 17 | 10.71 | Residential | No | Behind the Meter | New Jersey Clean Energy Solutions | JCP&L | Accepted | 2019-11-26 | 2019-12-02 | 2020-12-02 | Certainteed | CT315M-02 | Solar Panels |  | 0.315 | 16 | 198 | 32 |  | Fixed | Roof | House
Solar Registration Program | NJSRRE1543446624 | Englishtown | 7726 | 17 | 10.71 | Residential | No | Behind the Meter | New Jersey Clean Energy Solutions | JCP&L | Accepted | 2019-11-26 | 2019-12-02 | 2020-12-02 | Enphase | IQ7 | Inverters | 240 |  | 34 |  |  | 0.97 |  | Outside | under panel
Solar Registration Program | NJSRRE1543447072 | Northfield | 8225 | 19 | 10.71 | Residential | No | Behind the Meter | Trinity Solar | AC Electric | Accepted | 2019-11-26 | 2019-12-02 | 2020-12-02 | Hanwha | Q.PEAK DUO BLK-G5 315 | Solar Panels |  | 0.315 | 13 | 235 | 34 |  | Fixed | Roof
Solar Registration Program | NJSRRE1543447072 | Northfield | 8225 | 19 | 10.71 | Residential | No | Behind the Meter | Trinity Solar | AC Electric | Accepted | 2019-11-26 | 2019-12-02 | 2020-12-02 | Hanwha | Q.PEAK DUO BLK-G5 315 | Solar Panels |  | 0.315 | 8 | 55 | 21 |  | Fixed | Roof
Solar Registration Program | NJSRRE1543447072 | Northfield | 8225 | 19 | 10.71 | Residential | No | Behind the Meter | Trinity Solar | AC Electric | Accepted | 2019-11-26 | 2019-12-02 | 2020-12-02 | Hanwha | Q.PEAK DUO BLK-G5 315 | Solar Panels |  | 0.315 | 8 | 235 | 5 |  | Fixed | Roof
Solar Registration Program | NJSRRE1543447072 | Northfield | 8225 | 19 | 10.71 | Residential | No | Behind the Meter | Trinity Solar | AC Electric | Accepted | 2019-11-26 | 2019-12-02 | 2020-12-02 | Hanwha | Q.PEAK DUO BLK-G5 315 | Solar Panels |  | 0.315 | 3 | 145 | 34 |  | Fixed | Roof
Solar Registration Program | NJSRRE1543447072 | Northfield | 8225 | 19 | 10.71 | Residential | No | Behind the Meter | Trinity Solar | AC Electric | Accepted | 2019-11-26 | 2019-12-02 | 2020-12-02 | Hanwha | Q.PEAK DUO BLK-G5 315 | Solar Panels |  | 0.315 | 2 | 145 | 34 |  | Fixed | Roof
Solar Registration Program | NJSRRE1543447072 | Northfield | 8225 | 19 | 10.71 | Residential | No | Behind the Meter | Trinity Solar | AC Electric | Accepted | 2019-11-26 | 2019-12-02 | 2020-12-02 | Solar Edge | SE10000 | Inverters | 10000 |  | 1 |  |  | 0.97 |  | Outside | side of home
Solar Registration Program | NJSRRE1543447151 | Garfield | 7026 | 7 | 10.71 | Residential | Yes | Behind the Meter | Trinity Solar | PSE&G | Accepted | 2019-11-26 | 2019-12-02 | 2020-12-02 | Hanwha | Q.PEAK DUO BLK-G5 315 | Solar Panels |  | 0.315 | 34 | 251 | 18 |  | Fixed | Roof
Solar Registration Program | NJSRRE1543447151 | Garfield | 7026 | 7 | 10.71 | Residential | Yes | Behind the Meter | Trinity Solar | PSE&G | Accepted | 2019-11-26 | 2019-12-02 | 2020-12-02 | Solar Edge | SE10000 | Inverters | 10000 |  | 1 |  |  | 0.97 |  | Outside | side of home
Solar Registration Program | NJSRRE1543450699 | Tuckerton | 8087 | 18 | 10.71 | Residential | Yes | Behind the Meter | Suntuity Solar LLC | AC Electric | Accepted | 2019-11-27 | 2019-12-03 | 2020-12-03 | Yingli Green Energy | YL315D-30b | Solar Panels |  | 0.315 | 22 | 99 | 25 |  | Fixed | Roof
Solar Registration Program | NJSRRE1543450699 | Tuckerton | 8087 | 18 | 10.71 | Residential | Yes | Behind the Meter | Suntuity Solar LLC | AC Electric | Accepted | 2019-11-27 | 2019-12-03 | 2020-12-03 | Yingli Green Energy | YL315D-30b | Solar Panels |  | 0.315 | 12 | 279 | 25 |  | Fixed | Roof
Solar Registration Program | NJSRRE1543450699 | Tuckerton | 8087 | 18 | 10.71 | Residential | Yes | Behind the Meter | Suntuity Solar LLC | AC Electric | Accepted | 2019-11-27 | 2019-12-03 | 2020-12-03 | Enphase Energy | IQ7-60-2-US | Inverters | 240 |  | 34 |  |  | 0.97 |  | Outdoor | Behind the PV Modules
Solar Registration Program | NJSRRE1543451552 | Willingboro | 8046 | 13 | 10.71 | Residential | Yes | Behind the Meter | Trinity Solar | PSE&G | Accepted | 2019-11-27 | 2019-12-03 | 2020-12-03 | HANWHA | Q.PEAK DUO BLK-G5 315 | Solar Panels |  | 0.315 | 12 | 198 | 18 |  | Fixed | Roof
Solar Registration Program | NJSRRE1543451552 | Willingboro | 8046 | 13 | 10.71 | Residential | Yes | Behind the Meter | Trinity Solar | PSE&G | Accepted | 2019-11-27 | 2019-12-03 | 2020-12-03 | HANWHA | Q.PEAK DUO BLK-G5 315 | Solar Panels |  | 0.315 | 22 | 198 | 27 |  | Fixed | Roof
Solar Registration Program | NJSRRE1543451552 | Willingboro | 8046 | 13 | 10.71 | Residential | Yes | Behind the Meter | Trinity Solar | PSE&G | Accepted | 2019-11-27 | 2019-12-03 | 2020-12-03 | SOLAR EDGE | SE10000H-US | Inverters | 10000 |  | 1 |  |  | 0.97 |  | Outside | SIDE OF HOME
Solar Registration Program | NJSRRE1543451817 | CLIFFWOOD | 7721 | 17 | 10.71 | Residential | Yes | Behind the Meter | Vivint Solar Developer, LLC | JCP&L | Accepted | 2019-11-27 | 2019-12-03 | 2020-12-03 | Hanwha Solar | Q.PEAK BLK-G5 315 | Solar Panels |  | 0.315 | 9 | 193 | 22 |  | Fixed | Roof
Solar Registration Program | NJSRRE1543451817 | CLIFFWOOD | 7721 | 17 | 10.71 | Residential | Yes | Behind the Meter | Vivint Solar Developer, LLC | JCP&L | Accepted | 2019-11-27 | 2019-12-03 | 2020-12-03 | Hanwha Solar | Q.PEAK BLK-G5 315 | Solar Panels |  | 0.315 | 25 | 103 | 22 |  | Fixed | Roof
Solar Registration Program | NJSRRE1543451817 | CLIFFWOOD | 7721 | 17 | 10.71 | Residential | Yes | Behind the Meter | Vivint Solar Developer, LLC | JCP&L | Accepted | 2019-11-27 | 2019-12-03 | 2020-12-03 | Solar Edge | SE7600H-US | Inverters | 7600 |  | 1 |  |  | 0.992 |  | Outdoor | Near the Utility Meter
Solar Registration Program | NJSRRE1543476534 | Galloway | 8205 | 19 | 10.71 | Residential | Yes | Behind the Meter | Suntuity Solar LLC | AC Electric | Accepted | 2019-12-04 | 2019-12-06 | 2020-12-06 | Yingli Green Energy | YL315D-30b | Solar Panels |  | 0.315 | 4 | 101 | 29 |  | Fixed | Roof
Solar Registration Program | NJSRRE1543476534 | Galloway | 8205 | 19 | 10.71 | Residential | Yes | Behind the Meter | Suntuity Solar LLC | AC Electric | Accepted | 2019-12-04 | 2019-12-06 | 2020-12-06 | Yingli Green Energy | YL315D-30b | Solar Panels |  | 0.315 | 3 | 101 | 36 |  | Fixed | Roof
Solar Registration Program | NJSRRE1543476534 | Galloway | 8205 | 19 | 10.71 | Residential | Yes | Behind the Meter | Suntuity Solar LLC | AC Electric | Accepted | 2019-12-04 | 2019-12-06 | 2020-12-06 | Yingli Green Energy | YL315D-30b | Solar Panels |  | 0.315 | 15 | 11 | 40 |  | Fixed | Roof
Solar Registration Program | NJSRRE1543476534 | Galloway | 8205 | 19 | 10.71 | Residential | Yes | Behind the Meter | Suntuity Solar LLC | AC Electric | Accepted | 2019-12-04 | 2019-12-06 | 2020-12-06 | Yingli Green Energy | YL315D-30b | Solar Panels |  | 0.315 | 12 | 191 | 40 |  | Fixed | Roof
Solar Registration Program | NJSRRE1543476534 | Galloway | 8205 | 19 | 10.71 | Residential | Yes | Behind the Meter | Suntuity Solar LLC | AC Electric | Accepted | 2019-12-04 | 2019-12-06 | 2020-12-06 | Enphase Energy | IQ7-60-2-US | Inverters | 240 |  | 34 |  |  | 0.97 |  | Outdoor | Behind the PV Modules
Solar Registration Program | NJSRRE1543497449 | Little Falls | 7424 | 6 | 10.71 | Residential | Yes | Behind the Meter | Trinity Solar | PSE&G | Accepted | 2019-12-06 | 2019-12-10 | 2020-12-10 | HANWHA | Q.PEAK DUO BLK-G5 315 | Solar Panels |  | 0.315 | 23 | 118 | 40 |  | Fixed | Roof
Solar Registration Program | NJSRRE1543497449 | Little Falls | 7424 | 6 | 10.71 | Residential | Yes | Behind the Meter | Trinity Solar | PSE&G | Accepted | 2019-12-06 | 2019-12-10 | 2020-12-10 | HANWHA | Q.PEAK DUO BLK-G5 315 | Solar Panels |  | 0.315 | 11 | 298 | 9 |  | Fixed | Roof
Solar Registration Program | NJSRRE1543497449 | Little Falls | 7424 | 6 | 10.71 | Residential | Yes | Behind the Meter | Trinity Solar | PSE&G | Accepted | 2019-12-06 | 2019-12-10 | 2020-12-10 | Solar Edge | SE10000H-US000BNC4 | Inverters | 10000 |  | 1 |  |  | 0.97 |  | Outdoor | side of home
Solar Registration Program | NJSRRE1543505620 | Kirkwood | 8043 | 14 | 10.71 | Residential | Yes | Behind the Meter | Trinity Solar | AC Electric | Accepted | 2019-12-10 | 2019-12-12 | 2020-12-12 | HANWHA | Q.PEAK DUO BLK-G5 315 | Solar Panels |  | 0.315 | 8 | 131 | 23 |  | Fixed | Roof
Solar Registration Program | NJSRRE1543505620 | Kirkwood | 8043 | 14 | 10.71 | Residential | Yes | Behind the Meter | Trinity Solar | AC Electric | Accepted | 2019-12-10 | 2019-12-12 | 2020-12-12 | HANWHA | Q.PEAK DUO BLK-G5 315 | Solar Panels |  | 0.315 | 26 | 131 | 23 |  | Fixed | Roof
Solar Registration Program | NJSRRE1543505620 | Kirkwood | 8043 | 14 | 10.71 | Residential | Yes | Behind the Meter | Trinity Solar | AC Electric | Accepted | 2019-12-10 | 2019-12-12 | 2020-12-12 | ENPHASE | IQ7-60-2-US | Inverters | 240 |  | 34 |  |  | 0.96 |  | Outside | UNDER PANELS
Solar Registration Program | NJSRRE1543553131 | Millstone | 8510 | 17 | 10.71 | Residential | No | Behind the Meter | New Jersey Clean Energy Solutions | JCP&L | Accepted | 2019-12-16 | 2019-12-19 | 2020-12-19 | Hanwha | QPeak Duo G5 Blk | Solar Panels |  | 0.315 | 16 | 156 | 21 |  | Fixed | Roof | House
Solar Registration Program | NJSRRE1543553131 | Millstone | 8510 | 17 | 10.71 | Residential | No | Behind the Meter | New Jersey Clean Energy Solutions | JCP&L | Accepted | 2019-12-16 | 2019-12-19 | 2020-12-19 | Hanwha | QPeak Duo G5 Blk | Solar Panels |  | 0.315 | 5 | 156 | 21 |  | Fixed | Roof | House
Solar Registration Program | NJSRRE1543553131 | Millstone | 8510 | 17 | 10.71 | Residential | No | Behind the Meter | New Jersey Clean Energy Solutions | JCP&L | Accepted | 2019-12-16 | 2019-12-19 | 2020-12-19 | Hanwha | QPeak Duo G5 Blk | Solar Panels |  | 0.315 | 13 | 156 | 21 |  | Fixed | Roof | House
Solar Registration Program | NJSRRE1543553131 | Millstone | 8510 | 17 | 10.71 | Residential | No | Behind the Meter | New Jersey Clean Energy Solutions | JCP&L | Accepted | 2019-12-16 | 2019-12-19 | 2020-12-19 | Enphase | IQ7 | Inverters | 240 |  | 34 |  |  | 0.97 |  | Outdoor | under panel
Solar Registration Program | NJSRRE1543555767 | Hillside | 7205 | 10 | 10.71 | Residential | Yes | Behind the Meter | Pro Custom Solar dba Momentum Solar | PSE&G | Accepted | 2019-12-17 | 2019-12-20 | 2020-12-20 | HANWHA | Q.PEAK DUO BLK-G5 315 | Solar Panels |  | 0.315 | 9 | 255 | 26 |  | Fixed | Roof
Solar Registration Program | NJSRRE1543555767 | Hillside | 7205 | 10 | 10.71 | Residential | Yes | Behind the Meter | Pro Custom Solar dba Momentum Solar | PSE&G | Accepted | 2019-12-17 | 2019-12-20 | 2020-12-20 | HANWHA | Q.PEAK DUO BLK-G5 315 | Solar Panels |  | 0.315 | 7 | 75 | 27 |  | Fixed | Roof
Solar Registration Program | NJSRRE1543555767 | Hillside | 7205 | 10 | 10.71 | Residential | Yes | Behind the Meter | Pro Custom Solar dba Momentum Solar | PSE&G | Accepted | 2019-12-17 | 2019-12-20 | 2020-12-20 | HANWHA | Q.PEAK DUO BLK-G5 315 | Solar Panels |  | 0.315 | 4 | 345 | 27 |  | Fixed | Roof
Solar Registration Program | NJSRRE1543555767 | Hillside | 7205 | 10 | 10.71 | Residential | Yes | Behind the Meter | Pro Custom Solar dba Momentum Solar | PSE&G | Accepted | 2019-12-17 | 2019-12-20 | 2020-12-20 | HANWHA | Q.PEAK DUO BLK-G5 315 | Solar Panels |  | 0.315 | 8 | 256 | 19 |  | Fixed | Roof
Solar Registration Program | NJSRRE1543555767 | Hillside | 7205 | 10 | 10.71 | Residential | Yes | Behind the Meter | Pro Custom Solar dba Momentum Solar | PSE&G | Accepted | 2019-12-17 | 2019-12-20 | 2020-12-20 | HANWHA | Q.PEAK DUO BLK-G5 315 | Solar Panels |  | 0.315 | 6 | 76 | 19 |  | Fixed | Roof
Solar Registration Program | NJSRRE1543555767 | Hillside | 7205 | 10 | 10.71 | Residential | Yes | Behind the Meter | Pro Custom Solar dba Momentum Solar | PSE&G | Accepted | 2019-12-17 | 2019-12-20 | 2020-12-20 | Enphase Energy | IQ6-60-2-US | Inverters | 230 |  | 34 |  |  | 0.97 |  | Outdoor | Roof
Solar Registration Program | NJSRRE1543556088 | Clifton | 7013 | 6 | 10.71 | Residential | Yes | Behind the Meter | Pro Custom Solar dba Momentum Solar | PSE&G | Accepted | 2019-12-17 | 2019-12-20 | 2020-12-20 | HANWHA | Q.PEAK DUO BLK-G5 315 | Solar Panels |  | 0.315 | 15 | 223 | 19 |  | Fixed | Roof
Solar Registration Program | NJSRRE1543556088 | Clifton | 7013 | 6 | 10.71 | Residential | Yes | Behind the Meter | Pro Custom Solar dba Momentum Solar | PSE&G | Accepted | 2019-12-17 | 2019-12-20 | 2020-12-20 | HANWHA | Q.PEAK DUO BLK-G5 315 | Solar Panels |  | 0.315 | 15 | 223 | 19 |  | Fixed | Roof
Solar Registration Program | NJSRRE1543556088 | Clifton | 7013 | 6 | 10.71 | Residential | Yes | Behind the Meter | Pro Custom Solar dba Momentum Solar | PSE&G | Accepted | 2019-12-17 | 2019-12-20 | 2020-12-20 | HANWHA | Q.PEAK DUO BLK-G5 315 | Solar Panels |  | 0.315 | 4 | 43 | 19 |  | Fixed | Roof
Solar Registration Program | NJSRRE1543556088 | Clifton | 7013 | 6 | 10.71 | Residential | Yes | Behind the Meter | Pro Custom Solar dba Momentum Solar | PSE&G | Accepted | 2019-12-17 | 2019-12-20 | 2020-12-20 | Enphase Energy | IQ6-60-2-US | Inverters | 230 |  | 34 |  |  | 0.97 |  | Outdoor | Roof
Solar Registration Program | NJSRRE1543556267 | Sewell | 8080 | 15 | 10.71 | Residential | Yes | Behind the Meter | Trinity Solar | AC Electric | Accepted | 2019-12-17 | 2019-12-20 | 2020-12-20 | Hanwha 315 | Q.PEAK DUO BLK-G5 315 | Solar Panels |  | 0.315 | 9 | 60 | 18 |  | Fixed | Roof
Solar Registration Program | NJSRRE1543556267 | Sewell | 8080 | 15 | 10.71 | Residential | Yes | Behind the Meter | Trinity Solar | AC Electric | Accepted | 2019-12-17 | 2019-12-20 | 2020-12-20 | Hanwha 315 | Q.PEAK DUO BLK-G5 315 | Solar Panels |  | 0.315 | 25 | 240 | 18 |  | Fixed | Roof
Solar Registration Program | NJSRRE1543556267 | Sewell | 8080 | 15 | 10.71 | Residential | Yes | Behind the Meter | Trinity Solar | AC Electric | Accepted | 2019-12-17 | 2019-12-20 | 2020-12-20 | Solar Edge | SE10000H-US | Inverters | 10000 |  | 1 |  |  | 0.97 |  | Outside | side of home
Solar Registration Program | NJSRRE1543571145 | Union | 7083 | 10 | 10.71 | Residential | Yes | Behind the Meter | Pro Custom Solar dba Momentum Solar | PSE&G | Accepted | 2019-12-19 | 2019-12-26 | 2020-12-26 | Hanwha | Q.Peak DUO BLK-G5 315 | Solar Panels |  | 0.315 | 10 | 131 | 21 |  | Fixed | Roof
Solar Registration Program | NJSRRE1543571145 | Union | 7083 | 10 | 10.71 | Residential | Yes | Behind the Meter | Pro Custom Solar dba Momentum Solar | PSE&G | Accepted | 2019-12-19 | 2019-12-26 | 2020-12-26 | Hanwha | Q.Peak DUO BLK-G5 315 | Solar Panels |  | 0.315 | 12 | 131 | 39 |  | Fixed | Roof
Solar Registration Program | NJSRRE1543571145 | Union | 7083 | 10 | 10.71 | Residential | Yes | Behind the Meter | Pro Custom Solar dba Momentum Solar | PSE&G | Accepted | 2019-12-19 | 2019-12-26 | 2020-12-26 | Hanwha | Q.Peak DUO BLK-G5 315 | Solar Panels |  | 0.315 | 12 | 311 | 39 |  | Fixed | Roof
Solar Registration Program | NJSRRE1543571145 | Union | 7083 | 10 | 10.71 | Residential | Yes | Behind the Meter | Pro Custom Solar dba Momentum Solar | PSE&G | Accepted | 2019-12-19 | 2019-12-26 | 2020-12-26 | Enphase Energy | IQ6-60-2-US | Inverters | 240 |  | 34 |  |  | 0.97 |  | Outdoor | Roof
Solar Registration Program | NJSRRE1543572465 | Elmer | 8318 | 16 | 10.71 | Residential | No | Behind the Meter | All Season Solar | AC Electric | Accepted | 2019-12-19 | 2019-12-26 | 2020-12-26 | Certain Teed | CT315HC11-04 | Solar Panels |  | 0.315 | 34 | 172 | 19 |  | Fixed | Roof
Solar Registration Program | NJSRRE1543572465 | Elmer | 8318 | 16 | 10.71 | Residential | No | Behind the Meter | All Season Solar | AC Electric | Accepted | 2019-12-19 | 2019-12-26 | 2020-12-26 | Enphase | IQ7 | Inverters | 240 |  | 34 |  |  | 0.97 |  | Outdoor | Under Module
Solar Registration Program | NJSRRE1543574952 | Freehold | 7728 | 17 | 10.71 | Residential | Yes | Behind the Meter | Vivint Solar Developer, LLC | JCP&L | Accepted | 2019-12-20 | 2019-12-26 | 2020-12-26 | HANWHA SOLAR | Q.PEAK BLK-G5 315 | Solar Panels |  | 0.315 | 4 | 145 | 37 |  | Fixed | Roof
Solar Registration Program | NJSRRE1543574952 | Freehold | 7728 | 17 | 10.71 | Residential | Yes | Behind the Meter | Vivint Solar Developer, LLC | JCP&L | Accepted | 2019-12-20 | 2019-12-26 | 2020-12-26 | HANWHA SOLAR | Q.PEAK BLK-G5 315 | Solar Panels |  | 0.315 | 3 | 235 | 37 |  | Fixed | Roof
Solar Registration Program | NJSRRE1543574952 | Freehold | 7728 | 17 | 10.71 | Residential | Yes | Behind the Meter | Vivint Solar Developer, LLC | JCP&L | Accepted | 2019-12-20 | 2019-12-26 | 2020-12-26 | HANWHA SOLAR | Q.PEAK BLK-G5 315 | Solar Panels |  | 0.315 | 5 | 55 | 37 |  | Fixed | Roof
Solar Registration Program | NJSRRE1543574952 | Freehold | 7728 | 17 | 10.71 | Residential | Yes | Behind the Meter | Vivint Solar Developer, LLC | JCP&L | Accepted | 2019-12-20 | 2019-12-26 | 2020-12-26 | HANWHA SOLAR | Q.PEAK BLK-G5 315 | Solar Panels |  | 0.315 | 8 | 235 | 37 |  | Fixed | Roof
Solar Registration Program | NJSRRE1543574952 | Freehold | 7728 | 17 | 10.71 | Residential | Yes | Behind the Meter | Vivint Solar Developer, LLC | JCP&L | Accepted | 2019-12-20 | 2019-12-26 | 2020-12-26 | HANWHA SOLAR | Q.PEAK BLK-G5 315 | Solar Panels |  | 0.315 | 14 | 145 | 37 |  | Fixed | Roof
Solar Registration Program | NJSRRE1543574952 | Freehold | 7728 | 17 | 10.71 | Residential | Yes | Behind the Meter | Vivint Solar Developer, LLC | JCP&L | Accepted | 2019-12-20 | 2019-12-26 | 2020-12-26 | SOLAREDGE | SE7600H-US | Inverters | 7600 |  | 1 |  |  | 0.992 |  | Outdoor | Near the Utility Meter
Solar Registration Program | NJSRRE1543651669 | Colonia | 7067 | 10 | 10.71 | Residential | Yes | Behind the Meter | Pro Custom Solar dba Momentum Solar | PSE&G | Accepted | 2019-12-23 | 2019-12-27 | 2020-12-27 | HANWHA | Q.PEAK DUO BLK-G5 315 | Solar Panels |  | 0.315 | 18 | 263 | 40 |  | Fixed | Roof
Solar Registration Program | NJSRRE1543651669 | Colonia | 7067 | 10 | 10.71 | Residential | Yes | Behind the Meter | Pro Custom Solar dba Momentum Solar | PSE&G | Accepted | 2019-12-23 | 2019-12-27 | 2020-12-27 | HANWHA | Q.PEAK DUO BLK-G5 315 | Solar Panels |  | 0.315 | 3 | 173 | 36 |  | Fixed | Roof
Solar Registration Program | NJSRRE1543651669 | Colonia | 7067 | 10 | 10.71 | Residential | Yes | Behind the Meter | Pro Custom Solar dba Momentum Solar | PSE&G | Accepted | 2019-12-23 | 2019-12-27 | 2020-12-27 | HANWHA | Q.PEAK DUO BLK-G5 315 | Solar Panels |  | 0.315 | 13 | 83 | 40 |  | Fixed | Roof
Solar Registration Program | NJSRRE1543651669 | Colonia | 7067 | 10 | 10.71 | Residential | Yes | Behind the Meter | Pro Custom Solar dba Momentum Solar | PSE&G | Accepted | 2019-12-23 | 2019-12-27 | 2020-12-27 | Enphase Energy | IQ6-60-2-US | Inverters | 230 |  | 34 |  |  | 0.97 |  | Outdoor | Roof
Solar Registration Program | NJSRRE1543651802 | Mount Laurel | 8054 | 13 | 10.71 | Residential | Yes | Behind the Meter | Pro Custom Solar dba Momentum Solar | PSE&G | Accepted | 2019-12-23 | 2019-12-27 | 2020-12-27 | HANWHA | Q.PEAK DUO BLK-G5 315 | Solar Panels |  | 0.315 | 5 | 117 | 33 |  | Fixed | Roof
Solar Registration Program | NJSRRE1543651802 | Mount Laurel | 8054 | 13 | 10.71 | Residential | Yes | Behind the Meter | Pro Custom Solar dba Momentum Solar | PSE&G | Accepted | 2019-12-23 | 2019-12-27 | 2020-12-27 | HANWHA | Q.PEAK DUO BLK-G5 315 | Solar Panels |  | 0.315 | 17 | 207 | 33 |  | Fixed | Roof
Solar Registration Program | NJSRRE1543651802 | Mount Laurel | 8054 | 13 | 10.71 | Residential | Yes | Behind the Meter | Pro Custom Solar dba Momentum Solar | PSE&G | Accepted | 2019-12-23 | 2019-12-27 | 2020-12-27 | HANWHA | Q.PEAK DUO BLK-G5 315 | Solar Panels |  | 0.315 | 12 | 27 | 32 |  | Fixed | Roof
Solar Registration Program | NJSRRE1543651802 | Mount Laurel | 8054 | 13 | 10.71 | Residential | Yes | Behind the Meter | Pro Custom Solar dba Momentum Solar | PSE&G | Accepted | 2019-12-23 | 2019-12-27 | 2020-12-27 | Enphase Energy | IQ6-60-2-US | Inverters | 230 |  | 34 |  |  | 0.97 |  | Outdoor | Roof
Solar Registration Program | NJSRRE1543821039 | ATLANTIC HIGHLANDS | 7716 | 17 | 10.71 | Residential | Yes | Behind the Meter | Vivint Solar Developer, LLC | JCP&L | Accepted | 2019-12-26 | 2019-12-31 | 2020-12-31 | Hanwha Solar | Q.PEAK BLK-G5 315 | Solar Panels |  | 0.315 | 12 | 18 | 17 |  | Fixed | Roof
Solar Registration Program | NJSRRE1543821039 | ATLANTIC HIGHLANDS | 7716 | 17 | 10.71 | Residential | Yes | Behind the Meter | Vivint Solar Developer, LLC | JCP&L | Accepted | 2019-12-26 | 2019-12-31 | 2020-12-31 | Hanwha Solar | Q.PEAK BLK-G5 315 | Solar Panels |  | 0.315 | 16 | 198 | 17 |  | Fixed | Roof
Solar Registration Program | NJSRRE1543821039 | ATLANTIC HIGHLANDS | 7716 | 17 | 10.71 | Residential | Yes | Behind the Meter | Vivint Solar Developer, LLC | JCP&L | Accepted | 2019-12-26 | 2019-12-31 | 2020-12-31 | Hanwha Solar | Q.PEAK BLK-G5 315 | Solar Panels |  | 0.315 | 6 | 198 | 17 |  | Fixed | Roof
Solar Registration Program | NJSRRE1543821039 | ATLANTIC HIGHLANDS | 7716 | 17 | 10.71 | Residential | Yes | Behind the Meter | Vivint Solar Developer, LLC | JCP&L | Accepted | 2019-12-26 | 2019-12-31 | 2020-12-31 | Solar Edge | SE7600H-US | Inverters | 7600 |  | 1 |  |  | 0.992 |  | Outdoor | Near the utility meter
Solar Registration Program | NJSRRE1540908308 | Paramus | 7652 | 7 | 10.72 | Residential | Yes | Behind the Meter | Pro Custom Solar dba Momentum Solar | PSE&G | Accepted | 2019-04-30 | 2019-05-02 | 2020-05-02 | LG | LG 335N1C-A5 | Solar Panels |  | 0.335 | 22 | 218 | 18 |  | Fixed | Roof
Solar Registration Program | NJSRRE1540908308 | Paramus | 7652 | 7 | 10.72 | Residential | Yes | Behind the Meter | Pro Custom Solar dba Momentum Solar | PSE&G | Accepted | 2019-04-30 | 2019-05-02 | 2020-05-02 | LG | LG 335N1C-A5 | Solar Panels |  | 0.335 | 10 | 218 | 19 |  | Fixed | Roof
Solar Registration Program | NJSRRE1540908308 | Paramus | 7652 | 7 | 10.72 | Residential | Yes | Behind the Meter | Pro Custom Solar dba Momentum Solar | PSE&G | Accepted | 2019-04-30 | 2019-05-02 | 2020-05-02 | ENPHASE | IQ7-60-2-US | Inverters | 250 |  | 32 |  |  | 0.97 |  | Outdoor | ROOF
Solar Registration Program | NJSRRE1540964154 | Bound Brook | 8805 | 5 | 10.72 | Residential | Yes | Behind the Meter | Pro Custom Solar dba Momentum Solar | PSE&G | Accepted | 2019-05-07 | 2019-05-10 | 2020-05-10 | LG | LG 335N1C-A5 | Solar Panels |  | 0.335 | 18 | 107 | 40 |  | Fixed | Roof
Solar Registration Program | NJSRRE1540964154 | Bound Brook | 8805 | 5 | 10.72 | Residential | Yes | Behind the Meter | Pro Custom Solar dba Momentum Solar | PSE&G | Accepted | 2019-05-07 | 2019-05-10 | 2020-05-10 | LG | LG 335N1C-A5 | Solar Panels |  | 0.335 | 14 | 287 | 28 |  | Fixed | Roof
Solar Registration Program | NJSRRE1540964154 | Bound Brook | 8805 | 5 | 10.72 | Residential | Yes | Behind the Meter | Pro Custom Solar dba Momentum Solar | PSE&G | Accepted | 2019-05-07 | 2019-05-10 | 2020-05-10 | ENPHASE | IQ7-60-2-US | Inverters | 250 |  | 32 |  |  | 0.97 |  | Outdoor | ROOF
Solar Registration Program | NJSRRE1541580172 | North Brunswick Township | 8902 | 11 | 10.72 | Residential | Yes | Behind the Meter | Pro Custom Solar dba Momentum Solar | PSE&G | Accepted | 2019-07-03 | 2019-07-05 | 2020-07-05 | LG | LG 335N1C-A5 | Solar Panels |  | 0.335 | 12 | 217 | 27 |  | Fixed | Roof
Solar Registration Program | NJSRRE1541580172 | North Brunswick Township | 8902 | 11 | 10.72 | Residential | Yes | Behind the Meter | Pro Custom Solar dba Momentum Solar | PSE&G | Accepted | 2019-07-03 | 2019-07-05 | 2020-07-05 | LG | LG 335N1C-A5 | Solar Panels |  | 0.335 | 20 | 37 | 18 |  | Fixed | Roof
Solar Registration Program | NJSRRE1541580172 | North Brunswick Township | 8902 | 11 | 10.72 | Residential | Yes | Behind the Meter | Pro Custom Solar dba Momentum Solar | PSE&G | Accepted | 2019-07-03 | 2019-07-05 | 2020-07-05 | ENPHASE | IQ7PLUS-72-2-US | Inverters | 295 |  | 32 |  |  | 0.97 |  | Outdoor | ROOF
Solar Registration Program | NJSRRE1541629237 | Linden | 7036 | 10 | 10.72 | Residential | Yes | Behind the Meter | Pro Custom Solar dba Momentum Solar | PSE&G | Accepted | 2019-07-10 | 2019-07-15 | 2020-07-15 | LG ELECTRONICS | LG 335N1C-A5 | Solar Panels |  | 0.335 | 7 | 48 | 34 |  | Fixed | Roof
Solar Registration Program | NJSRRE1541629237 | Linden | 7036 | 10 | 10.72 | Residential | Yes | Behind the Meter | Pro Custom Solar dba Momentum Solar | PSE&G | Accepted | 2019-07-10 | 2019-07-15 | 2020-07-15 | LG ELECTRONICS | LG 335N1C-A5 | Solar Panels |  | 0.335 | 25 | 228 | 38 |  | Fixed | Roof
Solar Registration Program | NJSRRE1541629237 | Linden | 7036 | 10 | 10.72 | Residential | Yes | Behind the Meter | Pro Custom Solar dba Momentum Solar | PSE&G | Accepted | 2019-07-10 | 2019-07-15 | 2020-07-15 | ENPHASE | IQ7-60-2-US | Inverters | 250 |  | 32 |  |  | 0.97 |  | Outdoor | Roof
Solar Registration Program | NJSRRE1541862595 | EDISON | 8820 | 11 | 10.72 | Residential | Yes | Behind the Meter | Pro Custom Solar dba Momentum Solar | PSE&G | Accepted | 2019-08-20 | 2019-08-26 | 2020-08-26 | LG ELECTRONICS | LG 335N1C-V5 | Solar Panels |  | 0.335 | 32 | 85 | 33 |  | Fixed | Roof
Solar Registration Program | NJSRRE1541862595 | EDISON | 8820 | 11 | 10.72 | Residential | Yes | Behind the Meter | Pro Custom Solar dba Momentum Solar | PSE&G | Accepted | 2019-08-20 | 2019-08-26 | 2020-08-26 | Enphase Energy | IQ7-60-2-US | Inverters | 250 |  | 32 |  |  | 0.97 |  | Outdoor | Roof
Solar Registration Program | NJSRRE1542390046 | Glenwood | 7418 | 1 | 10.72 | Residential | Yes | Behind the Meter | Pro Custom Solar dba Momentum Solar | JCP&L | Accepted | 2019-09-11 | 2019-09-13 | 2020-09-13 | LG | LG 335N1C-V5 | Solar Panels |  | 0.335 | 32 | 128 | 22 |  | Fixed | Roof
Solar Registration Program | NJSRRE1542390046 | Glenwood | 7418 | 1 | 10.72 | Residential | Yes | Behind the Meter | Pro Custom Solar dba Momentum Solar | JCP&L | Accepted | 2019-09-11 | 2019-09-13 | 2020-09-13 | ENPHASE | IQ7-60-2-US | Inverters | 250 |  | 32 |  |  | 0.97 |  | Outdoor | ROOF
Solar Registration Program | NJSRRE1542411920 | Newark | 7104 | 9 | 10.72 | Residential | No | Behind the Meter | Pro Custom Solar dba Momentum Solar | PSE&G | Accepted | 2019-09-17 | 2019-09-19 | 2020-09-19 | LG ELECTRONICS | LG 335N1C-V5 | Solar Panels |  | 0.335 | 9 | 289 | 23 |  | Fixed | Roof
Solar Registration Program | NJSRRE1542411920 | Newark | 7104 | 9 | 10.72 | Residential | No | Behind the Meter | Pro Custom Solar dba Momentum Solar | PSE&G | Accepted | 2019-09-17 | 2019-09-19 | 2020-09-19 | LG ELECTRONICS | LG 335N1C-V5 | Solar Panels |  | 0.335 | 8 | 19 | 23 |  | Fixed | Roof
Solar Registration Program | NJSRRE1542411920 | Newark | 7104 | 9 | 10.72 | Residential | No | Behind the Meter | Pro Custom Solar dba Momentum Solar | PSE&G | Accepted | 2019-09-17 | 2019-09-19 | 2020-09-19 | LG ELECTRONICS | LG 335N1C-V5 | Solar Panels |  | 0.335 | 9 | 200 | 23 |  | Fixed | Roof
Solar Registration Program | NJSRRE1542411920 | Newark | 7104 | 9 | 10.72 | Residential | No | Behind the Meter | Pro Custom Solar dba Momentum Solar | PSE&G | Accepted | 2019-09-17 | 2019-09-19 | 2020-09-19 | LG ELECTRONICS | LG 335N1C-V5 | Solar Panels |  | 0.335 | 6 | 109 | 23 |  | Fixed | Roof
Solar Registration Program | NJSRRE1542411920 | Newark | 7104 | 9 | 10.72 | Residential | No | Behind the Meter | Pro Custom Solar dba Momentum Solar | PSE&G | Accepted | 2019-09-17 | 2019-09-19 | 2020-09-19 | Enphase Energy | IQ7-60-2-US | Inverters | 250 |  | 32 |  |  | 0.97 |  | Outdoor | Roof
Solar Registration Program | NJSRRE1542419391 | Newark | 7104 | 9 | 10.72 | Residential | Yes | Behind the Meter | Pro Custom Solar dba Momentum Solar | PSE&G | Accepted | 2019-09-18 | 2019-09-20 | 2020-09-20 | LG ELECTRONICS | LG 335N1C-V5 | Solar Panels |  | 0.335 | 11 | 201 | 27 |  | Fixed | Roof
Solar Registration Program | NJSRRE1542419391 | Newark | 7104 | 9 | 10.72 | Residential | Yes | Behind the Meter | Pro Custom Solar dba Momentum Solar | PSE&G | Accepted | 2019-09-18 | 2019-09-20 | 2020-09-20 | LG ELECTRONICS | LG 335N1C-V5 | Solar Panels |  | 0.335 | 14 | 291 | 3 |  | Fixed | Roof
Solar Registration Program | NJSRRE1542419391 | Newark | 7104 | 9 | 10.72 | Residential | Yes | Behind the Meter | Pro Custom Solar dba Momentum Solar | PSE&G | Accepted | 2019-09-18 | 2019-09-20 | 2020-09-20 | LG ELECTRONICS | LG 335N1C-V5 | Solar Panels |  | 0.335 | 7 | 21 | 27 |  | Fixed | Roof
Solar Registration Program | NJSRRE1542419391 | Newark | 7104 | 9 | 10.72 | Residential | Yes | Behind the Meter | Pro Custom Solar dba Momentum Solar | PSE&G | Accepted | 2019-09-18 | 2019-09-20 | 2020-09-20 | Enphase Energy | IQ7-60-2-US | Inverters | 250 |  | 32 |  |  | 0.97 |  | Outdoor | Roof
Solar Registration Program | NJSRRE1542498644 | Berlin | 8009 | 14 | 10.72 | Residential | No | Behind the Meter | US Power Savers | AC Electric | Accepted | 2019-10-02 | 2019-10-04 | 2020-10-04 | LG | LG335N1C-A5 | Solar Panels |  | 0.335 | 14 | 110 | 27 |  | Fixed | Roof
Solar Registration Program | NJSRRE1542498644 | Berlin | 8009 | 14 | 10.72 | Residential | No | Behind the Meter | US Power Savers | AC Electric | Accepted | 2019-10-02 | 2019-10-04 | 2020-10-04 | LG | LG335N1C-A5 | Solar Panels |  | 0.335 | 18 | 110 | 27 |  | Fixed | Roof
Solar Registration Program | NJSRRE1542498644 | Berlin | 8009 | 14 | 10.72 | Residential | No | Behind the Meter | US Power Savers | AC Electric | Accepted | 2019-10-02 | 2019-10-04 | 2020-10-04 | SolarEdge | SE7600H-US | Inverters | 7600 |  | 1 |  |  | 0.99 |  | Outdoor | Near Meter
Solar Registration Program | NJSRRE1542562140 | Lumberton | 8048 | 13 | 10.72 | Residential | No | Behind the Meter | Public Service Solar | PSE&G | Accepted | 2019-10-21 | 2019-10-23 | 2020-10-23 | LG | LG335N1K-V5 | Solar Panels |  | 0.335 | 32 | 165 | 24 |  | Fixed | Roof
Solar Registration Program | NJSRRE1542562140 | Lumberton | 8048 | 13 | 10.72 | Residential | No | Behind the Meter | Public Service Solar | PSE&G | Accepted | 2019-10-21 | 2019-10-23 | 2020-10-23 | Enphase | IQ7+ | Inverters | 0.335 |  | 32 |  |  | 0.96 |  | Outside | Under panels
Solar Registration Program | NJSRRE1542797772 | Morganville | 7751 | 17 | 10.72 | Residential | No | Behind the Meter | Morgan Associates and Consulting LLC | JCP&L | Accepted | 2019-10-30 | 2019-11-01 | 2020-11-01 | LG | LG335 | Solar Panels |  | 0.335 | 32 | 192 | 14 |  | Fixed | Roof | roof
Solar Registration Program | NJSRRE1542797772 | Morganville | 7751 | 17 | 10.72 | Residential | No | Behind the Meter | Morgan Associates and Consulting LLC | JCP&L | Accepted | 2019-10-30 | 2019-11-01 | 2020-11-01 | Enphase | iq7 | Inverters | 0.3 |  | 32 |  |  | 0.98 |  | Outside | roof
Solar Registration Program | NJSRRE1543041074 | Hillsborough | 8844 | 5 | 10.72 | Residential | No | Behind the Meter | Green House Solar | PSE&G | Accepted | 2019-11-06 | 2019-11-11 | 2020-11-11 | Sunpower | SPR-X21-335-E-AC | Solar Panels |  | 0.335 | 32 | 155 | 37 |  | Fixed | Roof
Solar Registration Program | NJSRRE1543041074 | Hillsborough | 8844 | 5 | 10.72 | Residential | No | Behind the Meter | Green House Solar | PSE&G | Accepted | 2019-11-06 | 2019-11-11 | 2020-11-11 | Sunpower | SPR-X21-335-E-AC | Inverters | 315 |  | 32 |  |  | 0.975 |  | Other | Panel Mounted
Solar Registration Program | NJSRRE1543433620 | Hillsborough | 8844 | 5 | 10.72 | Residential | No | Behind the Meter | Green House Solar | PSE&G | Accepted | 2019-11-22 | 2019-11-25 | 2020-11-25 | Sunpower | SPR-X21-335-E-AC | Solar Panels |  | 0.335 | 2 | 261 | 40 |  | Fixed | Roof
Solar Registration Program | NJSRRE1543433620 | Hillsborough | 8844 | 5 | 10.72 | Residential | No | Behind the Meter | Green House Solar | PSE&G | Accepted | 2019-11-22 | 2019-11-25 | 2020-11-25 | Sunpower | SPR-X21-335-E-AC | Solar Panels |  | 0.335 | 4 | 171 | 25 |  | Fixed | Roof
Solar Registration Program | NJSRRE1543433620 | Hillsborough | 8844 | 5 | 10.72 | Residential | No | Behind the Meter | Green House Solar | PSE&G | Accepted | 2019-11-22 | 2019-11-25 | 2020-11-25 | Sunpower | SPR-X21-335-E-AC | Solar Panels |  | 0.335 | 26 | 171 | 35 |  | Fixed | Roof
Solar Registration Program | NJSRRE1543433620 | Hillsborough | 8844 | 5 | 10.72 | Residential | No | Behind the Meter | Green House Solar | PSE&G | Accepted | 2019-11-22 | 2019-11-25 | 2020-11-25 | Enphase | IQ7XS | Inverters | 315 |  | 32 |  |  | 0.975 |  | Other | Panel Mounted
Solar Registration Program | NJSRRE1540216320 | North Bergen Twp | 7047 | 8 | 10.73 | Residential | Yes | Behind the Meter | Sunrun Installation Services, Inc. | PSE&G | Accepted | 2019-01-08 | 2019-01-11 | 2020-01-11 | REC Solar | REC290TP2 BLK | Solar Panels |  | 0.29 | 19 | 301 | 23 |  | Fixed | Roof
Solar Registration Program | NJSRRE1540216320 | North Bergen Twp | 7047 | 8 | 10.73 | Residential | Yes | Behind the Meter | Sunrun Installation Services, Inc. | PSE&G | Accepted | 2019-01-08 | 2019-01-11 | 2020-01-11 | REC Solar | REC290TP2 BLK | Solar Panels |  | 0.29 | 16 | 121 | 23 |  | Fixed | Roof
Solar Registration Program | NJSRRE1540216320 | North Bergen Twp | 7047 | 8 | 10.73 | Residential | Yes | Behind the Meter | Sunrun Installation Services, Inc. | PSE&G | Accepted | 2019-01-08 | 2019-01-11 | 2020-01-11 | REC Solar | REC290TP2 BLK | Solar Panels |  | 0.29 | 2 | 211 | 23 |  | Fixed | Roof
Solar Registration Program | NJSRRE1540216320 | North Bergen Twp | 7047 | 8 | 10.73 | Residential | Yes | Behind the Meter | Sunrun Installation Services, Inc. | PSE&G | Accepted | 2019-01-08 | 2019-01-11 | 2020-01-11 | SolarEdge Technologies | SE11400H-USRGM | Inverters | 11400 |  | 1 |  |  | 0.96 |  | Outdoor | Next To Meter
Solar Registration Program | NJSRRE1540301259 | Edison Twp | 8817 | 11 | 10.73 | Residential | Yes | Behind the Meter | Sunrun Installation Services, Inc. | PSE&G | Accepted | 2019-01-30 | 2019-02-01 | 2020-02-01 | REC Solar | REC290TP2 BLK | Solar Panels |  | 0.29 | 14 | 85 | 23 |  | Fixed | Roof
Solar Registration Program | NJSRRE1540301259 | Edison Twp | 8817 | 11 | 10.73 | Residential | Yes | Behind the Meter | Sunrun Installation Services, Inc. | PSE&G | Accepted | 2019-01-30 | 2019-02-01 | 2020-02-01 | REC Solar | REC290TP2 BLK | Solar Panels |  | 0.29 | 12 | 265 | 23 |  | Fixed | Roof
Solar Registration Program | NJSRRE1540301259 | Edison Twp | 8817 | 11 | 10.73 | Residential | Yes | Behind the Meter | Sunrun Installation Services, Inc. | PSE&G | Accepted | 2019-01-30 | 2019-02-01 | 2020-02-01 | REC Solar | REC290TP2 BLK | Solar Panels |  | 0.29 | 11 | 179 | 27 |  | Fixed | Roof
Solar Registration Program | NJSRRE1540301259 | Edison Twp | 8817 | 11 | 10.73 | Residential | Yes | Behind the Meter | Sunrun Installation Services, Inc. | PSE&G | Accepted | 2019-01-30 | 2019-02-01 | 2020-02-01 | SolarEdge Technologies | SE11400H-USRGM | Inverters | 11400 |  | 1 |  |  | 0.96 |  | Outdoor | Next To Meter
Solar Registration Program | NJSRRE1540476733 | East Brunswick Twp | 8816 | 11 | 10.73 | Residential | Yes | Behind the Meter | Sunrun Installation Services, Inc. | PSE&G | Accepted | 2019-03-12 | 2019-03-13 | 2020-03-13 | REC Solar | REC290TP2 BLK | Solar Panels |  | 0.29 | 21 | 105 | 27 |  | Fixed | Roof
Solar Registration Program | NJSRRE1540476733 | East Brunswick Twp | 8816 | 11 | 10.73 | Residential | Yes | Behind the Meter | Sunrun Installation Services, Inc. | PSE&G | Accepted | 2019-03-12 | 2019-03-13 | 2020-03-13 | REC Solar | REC290TP2 BLK | Solar Panels |  | 0.29 | 16 | 285 | 27 |  | Fixed | Roof
Solar Registration Program | NJSRRE1540476733 | East Brunswick Twp | 8816 | 11 | 10.73 | Residential | Yes | Behind the Meter | Sunrun Installation Services, Inc. | PSE&G | Accepted | 2019-03-12 | 2019-03-13 | 2020-03-13 | SMA America | SB3.8-1SP-US-40 | Inverters | 3800 |  | 1 |  |  | 0.96 |  | Outdoor | Next To Meter
Solar Registration Program | NJSRRE1540476733 | East Brunswick Twp | 8816 | 11 | 10.73 | Residential | Yes | Behind the Meter | Sunrun Installation Services, Inc. | PSE&G | Accepted | 2019-03-12 | 2019-03-13 | 2020-03-13 | SMA America | SB5.0-1SP-US-40 | Inverters | 5000 |  | 1 |  |  | 0.96 |  | Outdoor | Next To Meter
Solar Registration Program | NJSRRE1540721453 | Lakewood | 8701 | 18 | 10.73 | Residential | Yes | Behind the Meter | Sunrun Installation Services, Inc. | JCP&L | Accepted | 2019-03-26 | 2019-03-27 | 2020-03-27 | REC Solar | REC290TP2 BLK | Solar Panels |  | 0.29 | 12 | 301 | 14 |  | Fixed | Roof
Solar Registration Program | NJSRRE1540721453 | Lakewood | 8701 | 18 | 10.73 | Residential | Yes | Behind the Meter | Sunrun Installation Services, Inc. | JCP&L | Accepted | 2019-03-26 | 2019-03-27 | 2020-03-27 | REC Solar | REC290TP2 BLK | Solar Panels |  | 0.29 | 13 | 212 | 18 |  | Fixed | Roof
Solar Registration Program | NJSRRE1540721453 | Lakewood | 8701 | 18 | 10.73 | Residential | Yes | Behind the Meter | Sunrun Installation Services, Inc. | JCP&L | Accepted | 2019-03-26 | 2019-03-27 | 2020-03-27 | REC Solar | REC290TP2 BLK | Solar Panels |  | 0.29 | 6 | 303 | 18 |  | Fixed | Roof
Solar Registration Program | NJSRRE1540721453 | Lakewood | 8701 | 18 | 10.73 | Residential | Yes | Behind the Meter | Sunrun Installation Services, Inc. | JCP&L | Accepted | 2019-03-26 | 2019-03-27 | 2020-03-27 | REC Solar | REC290TP2 BLK | Solar Panels |  | 0.29 | 6 | 302 | 10 |  | Fixed | Roof
Solar Registration Program | NJSRRE1540721453 | Lakewood | 8701 | 18 | 10.73 | Residential | Yes | Behind the Meter | Sunrun Installation Services, Inc. | JCP&L | Accepted | 2019-03-26 | 2019-03-27 | 2020-03-27 | SolarEdge Technologies | SE11400H-USRGM | Inverters | 11400 |  | 1 |  |  | 0.96 |  | Outdoor | Next To Meter
Solar Registration Program | NJSRRE1540818605 | North Plainfield | 7060 | 10 | 10.73 | Residential | No | Behind the Meter | Sunrun Installation Services, Inc. | PSE&G | Accepted | 2019-04-03 | 2019-04-04 | 2020-04-04 | REC Solar | REC290TP2 BLK | Solar Panels |  | 0.29 | 20 | 131 | 34 |  | Fixed | Roof
Solar Registration Program | NJSRRE1540818605 | North Plainfield | 7060 | 10 | 10.73 | Residential | No | Behind the Meter | Sunrun Installation Services, Inc. | PSE&G | Accepted | 2019-04-03 | 2019-04-04 | 2020-04-04 | REC Solar | REC290TP2 BLK | Solar Panels |  | 0.29 | 17 | 311 | 34 |  | Fixed | Roof
Solar Registration Program | NJSRRE1540818605 | North Plainfield | 7060 | 10 | 10.73 | Residential | No | Behind the Meter | Sunrun Installation Services, Inc. | PSE&G | Accepted | 2019-04-03 | 2019-04-04 | 2020-04-04 | SMA America | SB 5.0-1SP-US-40 | Inverters | 5000 |  | 1 |  |  | 0.96 |  | Outdoor | Near Main Panel
Solar Registration Program | NJSRRE1540818605 | North Plainfield | 7060 | 10 | 10.73 | Residential | No | Behind the Meter | Sunrun Installation Services, Inc. | PSE&G | Accepted | 2019-04-03 | 2019-04-04 | 2020-04-04 | SMA America | SB 3.8ΓÇô1SPΓÇôUSΓÇô40 | Inverters | 3800 |  | 1 |  |  | 0.96 |  | Outdoor | Near Main Panel
Solar Registration Program | NJSRRE1541039353 | Ringoes | 8551 | 4 | 10.73 | Residential | Yes | Behind the Meter | Sunrun Installation Services, Inc. | JCP&L | Accepted | 2019-05-23 | 2019-05-29 | 2020-05-29 | REC Solar | REC290TP2 BLK | Solar Panels |  | 0.29 | 37 | 246 | 24 |  | Fixed | Roof
Solar Registration Program | NJSRRE1541039353 | Ringoes | 8551 | 4 | 10.73 | Residential | Yes | Behind the Meter | Sunrun Installation Services, Inc. | JCP&L | Accepted | 2019-05-23 | 2019-05-29 | 2020-05-29 | SMA America | SB3.8-1SP-US-40 | Inverters | 3800 |  | 1 |  |  | 0.96 |  | Outdoor | Next To Meter
Solar Registration Program | NJSRRE1541064135 | Newton | 7860 | 1 | 10.73 | Residential | Yes | Behind the Meter | Sunrun Installation Services, Inc. | JCP&L | Accepted | 2019-05-31 | 2019-06-05 | 2020-06-05 | REC Solar | REC290TP2 BLK | Solar Panels |  | 0.29 | 19 | 242 | 18 |  | Fixed | Roof
Solar Registration Program | NJSRRE1541064135 | Newton | 7860 | 1 | 10.73 | Residential | Yes | Behind the Meter | Sunrun Installation Services, Inc. | JCP&L | Accepted | 2019-05-31 | 2019-06-05 | 2020-06-05 | REC Solar | REC290TP2 BLK | Solar Panels |  | 0.29 | 18 | 61 | 18 |  | Fixed | Roof
Solar Registration Program | NJSRRE1541064135 | Newton | 7860 | 1 | 10.73 | Residential | Yes | Behind the Meter | Sunrun Installation Services, Inc. | JCP&L | Accepted | 2019-05-31 | 2019-06-05 | 2020-06-05 | Ningbo Ginlong Technologies | Solis-1P9K-4G-US | Inverters | 9000 |  | 1 |  |  | 0.96 |  | Outdoor | Next To Meter
Solar Registration Program | NJSRRE1541501343 | Blackwood | 8012 | 14 | 10.73 | Residential | Yes | Behind the Meter | Sunrun Installation Services, Inc. | AC Electric | Accepted | 2019-06-27 | 2019-07-02 | 2020-07-02 | REC Solar | REC290TP2 BLK | Solar Panels |  | 0.29 | 19 | 40 | 18 |  | Fixed | Roof
Solar Registration Program | NJSRRE1541501343 | Blackwood | 8012 | 14 | 10.73 | Residential | Yes | Behind the Meter | Sunrun Installation Services, Inc. | AC Electric | Accepted | 2019-06-27 | 2019-07-02 | 2020-07-02 | REC Solar | REC290TP2 BLK | Solar Panels |  | 0.29 | 18 | 218 | 18 |  | Fixed | Roof
Solar Registration Program | NJSRRE1541501343 | Blackwood | 8012 | 14 | 10.73 | Residential | Yes | Behind the Meter | Sunrun Installation Services, Inc. | AC Electric | Accepted | 2019-06-27 | 2019-07-02 | 2020-07-02 | Ningbo Ginlong Technologies | Solis-1P9K-4G-US | Inverters | 9000 |  | 1 |  |  | 0.96 |  | Outdoor | Next To Meter
Solar Registration Program | NJSRRE1541680331 | North Brunswick | 8902 | 11 | 10.73 | Residential | No | Behind the Meter | Maier Solar Engineering dba Solar Me | PSE&G | Accepted | 2019-07-18 | 2019-07-22 | 2020-07-22 | Hanwha | Q.Peak DUO-G5.1 325W | Solar Panels |  | 0.325 | 17 | 230 | 19 |  | Fixed | Roof
Solar Registration Program | NJSRRE1541680331 | North Brunswick | 8902 | 11 | 10.73 | Residential | No | Behind the Meter | Maier Solar Engineering dba Solar Me | PSE&G | Accepted | 2019-07-18 | 2019-07-22 | 2020-07-22 | Hanwha | Q.Peak DUO-G5.1 325W | Solar Panels |  | 0.325 | 7 | 320 | 16 |  | Fixed | Roof
Solar Registration Program | NJSRRE1541680331 | North Brunswick | 8902 | 11 | 10.73 | Residential | No | Behind the Meter | Maier Solar Engineering dba Solar Me | PSE&G | Accepted | 2019-07-18 | 2019-07-22 | 2020-07-22 | Hanwha | Q.Peak DUO-G5.1 325W | Solar Panels |  | 0.325 | 9 | 230 | 19 |  | Fixed | Roof
Solar Registration Program | NJSRRE1541680331 | North Brunswick | 8902 | 11 | 10.73 | Residential | No | Behind the Meter | Maier Solar Engineering dba Solar Me | PSE&G | Accepted | 2019-07-18 | 2019-07-22 | 2020-07-22 | Solar Edge | SE3000H-US | Inverters | 3000 |  | 1 |  |  | 0.97 |  | Outdoor | Next to meter
Solar Registration Program | NJSRRE1541693190 | Mount Holly | 8060 | 13 | 10.73 | Residential | No | Behind the Meter | Azimuth Renewable Energy | PSE&G | Accepted | 2019-07-22 | 2019-07-24 | 2020-07-24 | Hanwha | Q Cell325 | Solar Panels |  | 0.325 | 33 | 240 | 26 |  | Fixed | Roof
Solar Registration Program | NJSRRE1541693190 | Mount Holly | 8060 | 13 | 10.73 | Residential | No | Behind the Meter | Azimuth Renewable Energy | PSE&G | Accepted | 2019-07-22 | 2019-07-24 | 2020-07-24 | Enphase | Envoy-S | Meters |  |  | 1 |  |  |  |  | Outdoor
Solar Registration Program | NJSRRE1541693190 | Mount Holly | 8060 | 13 | 10.73 | Residential | No | Behind the Meter | Azimuth Renewable Energy | PSE&G | Accepted | 2019-07-22 | 2019-07-24 | 2020-07-24 | Enphase | IQ 7 | Inverters | 0.24 |  | 33 |  |  | 0.975 |  | Outside | Roof
Solar Registration Program | NJSRRE1541800154 | Monroe | 8831 | 11 | 10.73 | Residential | No | Behind the Meter | US Clean Energy Construction Inc. | JCP&L | Final As-Built Received | 2019-08-07 | 2019-08-12 | 2020-08-12 | Qcells | Qcell 325W | Solar Panels |  | 0.325 | 23 | 240 | 40 |  | Fixed | Roof
Solar Registration Program | NJSRRE1541800154 | Monroe | 8831 | 11 | 10.73 | Residential | No | Behind the Meter | US Clean Energy Construction Inc. | JCP&L | Final As-Built Received | 2019-08-07 | 2019-08-12 | 2020-08-12 | Qcells | Qcell 325 | Solar Panels |  | 0.325 | 10 | 150 | 40 |  | Fixed | Roof
Solar Registration Program | NJSRRE1541800154 | Monroe | 8831 | 11 | 10.73 | Residential | No | Behind the Meter | US Clean Energy Construction Inc. | JCP&L | Final As-Built Received | 2019-08-07 | 2019-08-12 | 2020-08-12 | solar Edge | SE7600H | Inverters | 7.6 |  | 1 |  |  | 0.98 |  | Indoor | near utility panel
Solar Registration Program | NJSRRE1541800154 | Monroe | 8831 | 11 | 10.73 | Residential | No | Behind the Meter | US Clean Energy Construction Inc. | JCP&L | Final As-Built Received | 2019-08-07 | 2019-08-12 | 2020-08-12 | vison meter | Cat. 2E2A1P | Meters |  |  | 1 |  |  |  |  | Indoor
Solar Registration Program | NJSRRE1541895096 | Manahawkin | 8050 | 18 | 10.73 | Residential | Yes | Behind the Meter | Sunrun Installation Services, Inc. | AC Electric | Accepted | 2019-08-28 | 2019-09-03 | 2020-09-03 | REC Solar | REC290TP2 BLK | Solar Panels |  | 0.29 | 24 | 121 | 23 |  | Fixed | Roof
Solar Registration Program | NJSRRE1541895096 | Manahawkin | 8050 | 18 | 10.73 | Residential | Yes | Behind the Meter | Sunrun Installation Services, Inc. | AC Electric | Accepted | 2019-08-28 | 2019-09-03 | 2020-09-03 | REC Solar | REC290TP2 BLK | Solar Panels |  | 0.29 | 13 | 301 | 23 |  | Fixed | Roof
Solar Registration Program | NJSRRE1541895096 | Manahawkin | 8050 | 18 | 10.73 | Residential | Yes | Behind the Meter | Sunrun Installation Services, Inc. | AC Electric | Accepted | 2019-08-28 | 2019-09-03 | 2020-09-03 | Ningbo Ginlong Technologies | Solis-1P9K-4G-US | Inverters | 9000 |  | 1 |  |  | 0.96 |  | Outdoor | Next To Meter
Solar Registration Program | NJSRRE1542248627 | Northfield | 8225 | 19 | 10.73 | Residential | Yes | Behind the Meter | Sunrun Installation Services, Inc. | AC Electric | Accepted | 2019-09-05 | 2019-09-10 | 2020-09-10 | REC Solar | REC290TP2 BLK | Solar Panels |  | 0.29 | 16 | 40 | 23 |  | Fixed | Roof
Solar Registration Program | NJSRRE1542248627 | Northfield | 8225 | 19 | 10.73 | Residential | Yes | Behind the Meter | Sunrun Installation Services, Inc. | AC Electric | Accepted | 2019-09-05 | 2019-09-10 | 2020-09-10 | REC Solar | REC290TP2 BLK | Solar Panels |  | 0.29 | 21 | 220 | 23 |  | Fixed | Roof
Solar Registration Program | NJSRRE1542248627 | Northfield | 8225 | 19 | 10.73 | Residential | Yes | Behind the Meter | Sunrun Installation Services, Inc. | AC Electric | Accepted | 2019-09-05 | 2019-09-10 | 2020-09-10 | Ningbo Ginlong Technologies | Solis-1P9K-4G-US | Inverters | 9000 |  | 1 |  |  | 0.96 |  | Outdoor | Next To Meter
Solar Registration Program | NJSRRE1542409015 | Bradley Beach | 7720 | 17 | 10.73 | Residential | No | Behind the Meter | Green Power Energy | JCP&L | Accepted | 2019-09-16 | 2019-09-18 | 2020-09-18 | Panasonic | VBHN325KA03 | Solar Panels |  | 0.325 | 33 | 202 | 14 |  | Fixed | Roof
Solar Registration Program | NJSRRE1542409015 | Bradley Beach | 7720 | 17 | 10.73 | Residential | No | Behind the Meter | Green Power Energy | JCP&L | Accepted | 2019-09-16 | 2019-09-18 | 2020-09-18 | Solar Edge | SE10000H-US | Inverters | 10000 |  | 1 |  |  | 0.97 |  | Outside | next to meter
Solar Registration Program | NJSRRE1542419992 | Cape May Beach | 8204 | 21 | 10.73 | Residential | Yes | Behind the Meter | Sunrun Installation Services, Inc. | AC Electric | Accepted | 2019-09-18 | 2019-09-20 | 2020-09-20 | REC Solar | REC290TP2 BLK | Solar Panels |  | 0.29 | 3 | 194 | 34 |  | Fixed | Roof
Solar Registration Program | NJSRRE1542419992 | Cape May Beach | 8204 | 21 | 10.73 | Residential | Yes | Behind the Meter | Sunrun Installation Services, Inc. | AC Electric | Accepted | 2019-09-18 | 2019-09-20 | 2020-09-20 | REC Solar | REC290TP2 BLK | Solar Panels |  | 0.29 | 18 | 105 | 43 |  | Fixed | Roof
Solar Registration Program | NJSRRE1542419992 | Cape May Beach | 8204 | 21 | 10.73 | Residential | Yes | Behind the Meter | Sunrun Installation Services, Inc. | AC Electric | Accepted | 2019-09-18 | 2019-09-20 | 2020-09-20 | REC Solar | REC290TP2 BLK | Solar Panels |  | 0.29 | 4 | 103 | 27 |  | Fixed | Roof
Solar Registration Program | NJSRRE1542419992 | Cape May Beach | 8204 | 21 | 10.73 | Residential | Yes | Behind the Meter | Sunrun Installation Services, Inc. | AC Electric | Accepted | 2019-09-18 | 2019-09-20 | 2020-09-20 | REC Solar | REC290TP2 BLK | Solar Panels |  | 0.29 | 12 | 285 | 43 |  | Fixed | Roof
Solar Registration Program | NJSRRE1542419992 | Cape May Beach | 8204 | 21 | 10.73 | Residential | Yes | Behind the Meter | Sunrun Installation Services, Inc. | AC Electric | Accepted | 2019-09-18 | 2019-09-20 | 2020-09-20 | SolarEdge Technologies | SE10000H-USRGM | Inverters | 10000 |  | 1 |  |  | 0.96 |  | Outdoor | Next To Meter
Solar Registration Program | NJSRRE1542431394 | Newfield | 8344 | 15 | 10.73 | Residential | No | Behind the Meter | Sunrun Installation Services, Inc. | AC Electric | Accepted | 2019-09-24 | 2019-09-26 | 2020-09-26 | REC Solar | REC290TP2 BLK | Solar Panels |  | 0.29 | 19 | 66 | 18 |  | Fixed | Roof
Solar Registration Program | NJSRRE1542431394 | Newfield | 8344 | 15 | 10.73 | Residential | No | Behind the Meter | Sunrun Installation Services, Inc. | AC Electric | Accepted | 2019-09-24 | 2019-09-26 | 2020-09-26 | REC Solar | REC290TP2 BLK | Solar Panels |  | 0.29 | 18 | 246 | 18 |  | Fixed | Roof
Solar Registration Program | NJSRRE1542431394 | Newfield | 8344 | 15 | 10.73 | Residential | No | Behind the Meter | Sunrun Installation Services, Inc. | AC Electric | Accepted | 2019-09-24 | 2019-09-26 | 2020-09-26 | Ningbo Ginlong Technologies | Solis-1P9K-4G-US | Inverters | 9000 |  | 1 |  |  | 0.96 |  | Outdoor | Next To Meter
Solar Registration Program | NJSRRE1542448527 | Cherry Hill | 8002 | 14 | 10.73 | Residential | No | Behind the Meter | Impact Solar LLC | PSE&G | Accepted | 2019-09-27 | 2019-10-01 | 2020-10-01 | panasonic | VBHN325SA17 | Solar Panels |  | 0.325 | 6 | 260 | 19 |  | Fixed | Roof
Solar Registration Program | NJSRRE1542448527 | Cherry Hill | 8002 | 14 | 10.73 | Residential | No | Behind the Meter | Impact Solar LLC | PSE&G | Accepted | 2019-09-27 | 2019-10-01 | 2020-10-01 | panasonic | VBHN325SA17 | Solar Panels |  | 0.325 | 11 | 80 | 19 |  | Fixed | Roof
Solar Registration Program | NJSRRE1542448527 | Cherry Hill | 8002 | 14 | 10.73 | Residential | No | Behind the Meter | Impact Solar LLC | PSE&G | Accepted | 2019-09-27 | 2019-10-01 | 2020-10-01 | panasonic | VBHN325SA17 | Solar Panels |  | 0.325 | 16 | 170 | 19 |  | Fixed | Roof
Solar Registration Program | NJSRRE1542448527 | Cherry Hill | 8002 | 14 | 10.73 | Residential | No | Behind the Meter | Impact Solar LLC | PSE&G | Accepted | 2019-09-27 | 2019-10-01 | 2020-10-01 | solaredge | SE10000H-US | Inverters | 10000 |  | 1 |  |  | 0.96 |  | Outside | west side
Solar Registration Program | NJSRRE1542448527 | Cherry Hill | 8002 | 14 | 10.73 | Residential | No | Behind the Meter | Impact Solar LLC | PSE&G | Accepted | 2019-09-27 | 2019-10-01 | 2020-10-01 | solaredge | solaredge direct | Meters |  |  | 1 |  |  |  | Yes | Outdoor
Solar Registration Program | NJSRRE1542501725 | Whiting | 8759 | 18 | 10.73 | Residential | Yes | Behind the Meter | Sunrun Installation Services, Inc. | JCP&L | Accepted | 2019-10-03 | 2019-10-08 | 2020-10-08 | REC Solar | REC290TP2 BLK | Solar Panels |  | 0.29 | 16 | 290 | 18 |  | Fixed | Roof
Solar Registration Program | NJSRRE1542501725 | Whiting | 8759 | 18 | 10.73 | Residential | Yes | Behind the Meter | Sunrun Installation Services, Inc. | JCP&L | Accepted | 2019-10-03 | 2019-10-08 | 2020-10-08 | REC Solar | REC290TP2 BLK | Solar Panels |  | 0.29 | 21 | 110 | 18 |  | Fixed | Roof
Solar Registration Program | NJSRRE1542501725 | Whiting | 8759 | 18 | 10.73 | Residential | Yes | Behind the Meter | Sunrun Installation Services, Inc. | JCP&L | Accepted | 2019-10-03 | 2019-10-08 | 2020-10-08 | Ningbo Ginlong Technologies | Solis-1P9K-4G-US | Inverters | 9000 |  | 1 |  |  | 0.96 |  | Outdoor | Next To Meter
Solar Registration Program | NJSRRE1542510396 | Whippany | 7981 | 3 | 10.73 | Residential | Yes | Behind the Meter | Sunrun Installation Services, Inc. | JCP&L | Accepted | 2019-10-05 | 2019-10-09 | 2020-10-09 | REC Solar | REC290TP2 BLK | Solar Panels |  | 0.29 | 16 | 126 | 23 |  | Fixed | Roof
Solar Registration Program | NJSRRE1542510396 | Whippany | 7981 | 3 | 10.73 | Residential | Yes | Behind the Meter | Sunrun Installation Services, Inc. | JCP&L | Accepted | 2019-10-05 | 2019-10-09 | 2020-10-09 | REC Solar | REC290TP2 BLK | Solar Panels |  | 0.29 | 21 | 306 | 23 |  | Fixed | Roof
Solar Registration Program | NJSRRE1542510396 | Whippany | 7981 | 3 | 10.73 | Residential | Yes | Behind the Meter | Sunrun Installation Services, Inc. | JCP&L | Accepted | 2019-10-05 | 2019-10-09 | 2020-10-09 | Delta Electronics | M5-TL-US | Inverters | 4800 |  | 1 |  |  | 0.96 |  | Outdoor | Next To Meter
Solar Registration Program | NJSRRE1542510396 | Whippany | 7981 | 3 | 10.73 | Residential | Yes | Behind the Meter | Sunrun Installation Services, Inc. | JCP&L | Accepted | 2019-10-05 | 2019-10-09 | 2020-10-09 | Delta Electronics | M4-TL-US | Inverters | 3840 |  | 1 |  |  | 0.96 |  | Outdoor | Next To Meter
Solar Registration Program | NJSRRE1542518873 | Jackson | 8527 | 18 | 10.73 | Residential | No | Behind the Meter | Maier Solar Engineering dba Solar Me | JCP&L | Final As-Built Received | 2019-10-09 | 2019-10-11 | 2020-10-11 | Canadian | CS1H-325MS | Solar Panels |  | 0.325 | 4 | 237 | 37 |  | Fixed | Roof
Solar Registration Program | NJSRRE1542518873 | Jackson | 8527 | 18 | 10.73 | Residential | No | Behind the Meter | Maier Solar Engineering dba Solar Me | JCP&L | Final As-Built Received | 2019-10-09 | 2019-10-11 | 2020-10-11 | Canadian | CS1H-325MS | Solar Panels |  | 0.325 | 3 | 57 | 37 |  | Fixed | Roof
Solar Registration Program | NJSRRE1542518873 | Jackson | 8527 | 18 | 10.73 | Residential | No | Behind the Meter | Maier Solar Engineering dba Solar Me | JCP&L | Final As-Built Received | 2019-10-09 | 2019-10-11 | 2020-10-11 | Canadian | CS1H-325MS | Solar Panels |  | 0.325 | 10 | 147 | 37 |  | Fixed | Roof
Solar Registration Program | NJSRRE1542518873 | Jackson | 8527 | 18 | 10.73 | Residential | No | Behind the Meter | Maier Solar Engineering dba Solar Me | JCP&L | Final As-Built Received | 2019-10-09 | 2019-10-11 | 2020-10-11 | Canadian | CS1H-325MS | Solar Panels |  | 0.325 | 10 | 147 | 37 |  | Fixed | Roof
Solar Registration Program | NJSRRE1542518873 | Jackson | 8527 | 18 | 10.73 | Residential | No | Behind the Meter | Maier Solar Engineering dba Solar Me | JCP&L | Final As-Built Received | 2019-10-09 | 2019-10-11 | 2020-10-11 | Canadian | CS1H-325MS | Solar Panels |  | 0.325 | 6 | 147 | 15 |  | Fixed | Roof
Solar Registration Program | NJSRRE1542518873 | Jackson | 8527 | 18 | 10.73 | Residential | No | Behind the Meter | Maier Solar Engineering dba Solar Me | JCP&L | Final As-Built Received | 2019-10-09 | 2019-10-11 | 2020-10-11 | Enphase | IQ7 | Inverters | 240 |  | 33 |  |  | 0.96 |  | Outdoor | Next to meter
Solar Registration Program | NJSRRE1542554452 | Newton | 7860 | 1 | 10.73 | Residential | Yes | Behind the Meter | Sunrun Installation Services, Inc. | JCP&L | Accepted | 2019-10-17 | 2019-10-21 | 2020-10-21 | REC Solar | REC290TP2 BLK | Solar Panels |  | 0.29 | 19 | 318 | 27 |  | Fixed | Roof
Solar Registration Program | NJSRRE1542554452 | Newton | 7860 | 1 | 10.73 | Residential | Yes | Behind the Meter | Sunrun Installation Services, Inc. | JCP&L | Accepted | 2019-10-17 | 2019-10-21 | 2020-10-21 | REC Solar | REC290TP2 BLK | Solar Panels |  | 0.29 | 18 | 138 | 27 |  | Fixed | Roof
Solar Registration Program | NJSRRE1542554452 | Newton | 7860 | 1 | 10.73 | Residential | Yes | Behind the Meter | Sunrun Installation Services, Inc. | JCP&L | Accepted | 2019-10-17 | 2019-10-21 | 2020-10-21 | Delta Electronics | M5-TL-US | Inverters | 4800 |  | 1 |  |  | 0.96 |  | Outdoor | Next To Meter
Solar Registration Program | NJSRRE1542554452 | Newton | 7860 | 1 | 10.73 | Residential | Yes | Behind the Meter | Sunrun Installation Services, Inc. | JCP&L | Accepted | 2019-10-17 | 2019-10-21 | 2020-10-21 | Delta Electronics | M4-TL-US | Inverters | 3840 |  | 1 |  |  | 0.96 |  | Outdoor | Next To Meter
Solar Registration Program | NJSRRE1542556373 | Old Bridge | 8857 | 11 | 10.73 | Residential | No | Behind the Meter | Advanced Solar & Energy Solutions, LLC | JCP&L | Accepted | 2019-10-18 | 2019-10-22 | 2020-10-22 | LG | LG325 watt | Solar Panels |  | 0.325 | 33 | 200 | 18 |  | Fixed | Roof
Solar Registration Program | NJSRRE1542556373 | Old Bridge | 8857 | 11 | 10.73 | Residential | No | Behind the Meter | Advanced Solar & Energy Solutions, LLC | JCP&L | Accepted | 2019-10-18 | 2019-10-22 | 2020-10-22 | Solar Edge | SE10000-US | Inverters | 10000 |  | 1 |  |  | 0.97 |  | Outdoor | side of house next to meter
Solar Registration Program | NJSRRE1542573274 | North Plainfield | 7060 | 10 | 10.73 | Residential | Yes | Behind the Meter | Sunrun Installation Services, Inc. | PSE&G | Accepted | 2019-10-21 | 2019-10-23 | 2020-10-23 | REC Solar | REC290TP2 BLK | Solar Panels |  | 0.29 | 12 | 318 | 34 |  | Fixed | Roof
Solar Registration Program | NJSRRE1542573274 | North Plainfield | 7060 | 10 | 10.73 | Residential | Yes | Behind the Meter | Sunrun Installation Services, Inc. | PSE&G | Accepted | 2019-10-21 | 2019-10-23 | 2020-10-23 | REC Solar | REC290TP2 BLK | Solar Panels |  | 0.29 | 25 | 138 | 34 |  | Fixed | Roof
Solar Registration Program | NJSRRE1542573274 | North Plainfield | 7060 | 10 | 10.73 | Residential | Yes | Behind the Meter | Sunrun Installation Services, Inc. | PSE&G | Accepted | 2019-10-21 | 2019-10-23 | 2020-10-23 | Delta Electronics | M10-TL-US | Inverters | 9600 |  | 1 |  |  | 0.96 |  | Outdoor | Next To Meter
Solar Registration Program | NJSRRE1542576384 | West Berlin | 8091 | 14 | 10.73 | Residential | Yes | Behind the Meter | Sunrun Installation Services, Inc. | AC Electric | Accepted | 2019-10-22 | 2019-10-24 | 2020-10-24 | REC Solar | REC290TP2 BLK | Solar Panels |  | 0.29 | 21 | 7 | 23 |  | Fixed | Roof
Solar Registration Program | NJSRRE1542576384 | West Berlin | 8091 | 14 | 10.73 | Residential | Yes | Behind the Meter | Sunrun Installation Services, Inc. | AC Electric | Accepted | 2019-10-22 | 2019-10-24 | 2020-10-24 | REC Solar | REC290TP2 BLK | Solar Panels |  | 0.29 | 16 | 187 | 23 |  | Fixed | Roof
Solar Registration Program | NJSRRE1542576384 | West Berlin | 8091 | 14 | 10.73 | Residential | Yes | Behind the Meter | Sunrun Installation Services, Inc. | AC Electric | Accepted | 2019-10-22 | 2019-10-24 | 2020-10-24 | Delta Electronics | M5-TL-US | Inverters | 4800 |  | 1 |  |  | 0.96 |  | Outdoor | Next To Meter
Solar Registration Program | NJSRRE1542576384 | West Berlin | 8091 | 14 | 10.73 | Residential | Yes | Behind the Meter | Sunrun Installation Services, Inc. | AC Electric | Accepted | 2019-10-22 | 2019-10-24 | 2020-10-24 | Delta Electronics | M4-TL-US | Inverters | 3840 |  | 1 |  |  | 0.96 |  | Outdoor | Next To Meter
Solar Registration Program | NJSRRE1542687594 | WESTFIELD | 7090 | 10 | 10.73 | Residential | No | Behind the Meter | SEA BRIGHT SOLAR, LLC | PSE&G | Accepted | 2019-10-29 | 2019-10-31 | 2020-10-31 | SUNPOWER | SPR-X22-360-E-AC | Solar Panels |  | 0.37 | 9 | 216 | 34 |  | Fixed | Roof | SW
Solar Registration Program | NJSRRE1542687594 | WESTFIELD | 7090 | 10 | 10.73 | Residential | No | Behind the Meter | SEA BRIGHT SOLAR, LLC | PSE&G | Accepted | 2019-10-29 | 2019-10-31 | 2020-10-31 | SUNPOWER | SPR-X22-360-E-AC | Solar Panels |  | 0.37 | 2 | 306 | 34 |  | Fixed | Roof | NW
Solar Registration Program | NJSRRE1542687594 | WESTFIELD | 7090 | 10 | 10.73 | Residential | No | Behind the Meter | SEA BRIGHT SOLAR, LLC | PSE&G | Accepted | 2019-10-29 | 2019-10-31 | 2020-10-31 | SUNPOWER | SPR-X22-360-E-AC | Solar Panels |  | 0.37 | 3 | 216 | 34 |  | Fixed | Roof | SE
Solar Registration Program | NJSRRE1542687594 | WESTFIELD | 7090 | 10 | 10.73 | Residential | No | Behind the Meter | SEA BRIGHT SOLAR, LLC | PSE&G | Accepted | 2019-10-29 | 2019-10-31 | 2020-10-31 | SUNPOWER | SPR-X22-360-E-AC | Solar Panels |  | 0.37 | 5 | 36 | 24 |  | Fixed | Roof | NE
Solar Registration Program | NJSRRE1542687594 | WESTFIELD | 7090 | 10 | 10.73 | Residential | No | Behind the Meter | SEA BRIGHT SOLAR, LLC | PSE&G | Accepted | 2019-10-29 | 2019-10-31 | 2020-10-31 | SUNPOWER | SPR-X22-360-E-AC | Solar Panels |  | 0.37 | 4 | 36 | 34 |  | Fixed | Roof | NE
Solar Registration Program | NJSRRE1542687594 | WESTFIELD | 7090 | 10 | 10.73 | Residential | No | Behind the Meter | SEA BRIGHT SOLAR, LLC | PSE&G | Accepted | 2019-10-29 | 2019-10-31 | 2020-10-31 | SUNPOWER | SPR-X22-360-E-AC | Solar Panels |  | 0.37 | 6 | 306 | 34 |  | Fixed | Roof | NW
Solar Registration Program | NJSRRE1542687594 | WESTFIELD | 7090 | 10 | 10.73 | Residential | No | Behind the Meter | SEA BRIGHT SOLAR, LLC | PSE&G | Accepted | 2019-10-29 | 2019-10-31 | 2020-10-31 | SUNPOWER | SPR-X22-360-E-AC | Inverters | 320 |  | 29 |  |  | 0.96 |  | Indoor | BENEATH ARRAY
Solar Registration Program | NJSRRE1542909095 | Mount Holly | 8060 | 13 | 10.73 | Residential | Yes | Behind the Meter | Sunrun Installation Services, Inc. | PSE&G | Accepted | 2019-11-04 | 2019-11-06 | 2020-11-06 | REC Solar | REC290TP2 BLK | Solar Panels |  | 0.29 | 13 | 153 | 45 |  | Fixed | Roof
Solar Registration Program | NJSRRE1542909095 | Mount Holly | 8060 | 13 | 10.73 | Residential | Yes | Behind the Meter | Sunrun Installation Services, Inc. | PSE&G | Accepted | 2019-11-04 | 2019-11-06 | 2020-11-06 | REC Solar | REC290TP2 BLK | Solar Panels |  | 0.29 | 13 | 64 | 45 |  | Fixed | Roof
Solar Registration Program | NJSRRE1542909095 | Mount Holly | 8060 | 13 | 10.73 | Residential | Yes | Behind the Meter | Sunrun Installation Services, Inc. | PSE&G | Accepted | 2019-11-04 | 2019-11-06 | 2020-11-06 | REC Solar | REC290TP2 BLK | Solar Panels |  | 0.29 | 11 | 243 | 45 |  | Fixed | Roof
Solar Registration Program | NJSRRE1542909095 | Mount Holly | 8060 | 13 | 10.73 | Residential | Yes | Behind the Meter | Sunrun Installation Services, Inc. | PSE&G | Accepted | 2019-11-04 | 2019-11-06 | 2020-11-06 | Ningbo Ginlong Technologies | Solis-1P9K-4G-US | Inverters | 9000 |  | 1 |  |  | 0.96 |  | Outdoor | Next To Meter
Solar Registration Program | NJSRRE1542982246 | Fair Lawn | 7410 | 7 | 10.73 | Residential | No | Behind the Meter | Green Power Energy | PSE&G | Accepted | 2019-11-05 | 2019-11-07 | 2020-11-07 | Panasonic | VBHN325KA03 | Solar Panels |  | 0.325 | 18 | 160 | 30 |  | Fixed | Roof
Solar Registration Program | NJSRRE1542982246 | Fair Lawn | 7410 | 7 | 10.73 | Residential | No | Behind the Meter | Green Power Energy | PSE&G | Accepted | 2019-11-05 | 2019-11-07 | 2020-11-07 | Panasonic | VBHN325KA03 | Solar Panels |  | 0.325 | 15 | 161 | 30 |  | Fixed | Roof
Solar Registration Program | NJSRRE1542982246 | Fair Lawn | 7410 | 7 | 10.73 | Residential | No | Behind the Meter | Green Power Energy | PSE&G | Accepted | 2019-11-05 | 2019-11-07 | 2020-11-07 | SolarEdge | SE10000H-US | Inverters | 10000 |  | 1 |  |  | 0.97 |  | Outside | 0.97
Solar Registration Program | NJSRRE1543254458 | Somerset | 8873 | 5 | 10.73 | Residential | No | Behind the Meter | Green Power energy | PSE&G | Accepted | 2019-11-14 | 2019-11-19 | 2020-11-19 | Panasonic | VBHN325KA03 | Solar Panels |  | 0.325 | 10 | 128 | 27 |  | Fixed | Roof
Solar Registration Program | NJSRRE1543254458 | Somerset | 8873 | 5 | 10.73 | Residential | No | Behind the Meter | Green Power energy | PSE&G | Accepted | 2019-11-14 | 2019-11-19 | 2020-11-19 | Panasonic | VBHN325KA03 | Solar Panels |  | 0.325 | 20 | 308 | 27 |  | Fixed | Roof
Solar Registration Program | NJSRRE1543254458 | Somerset | 8873 | 5 | 10.73 | Residential | No | Behind the Meter | Green Power energy | PSE&G | Accepted | 2019-11-14 | 2019-11-19 | 2020-11-19 | Panasonic | VBHN325KA03 | Solar Panels |  | 0.325 | 3 | 129 | 27 |  | Fixed | Roof
Solar Registration Program | NJSRRE1543254458 | Somerset | 8873 | 5 | 10.73 | Residential | No | Behind the Meter | Green Power energy | PSE&G | Accepted | 2019-11-14 | 2019-11-19 | 2020-11-19 | SolarEdge | SE10000H-US | Inverters | 10000 |  | 1 |  |  | 0.97 |  | Outside | Next to Meter
Solar Registration Program | NJSRRE1543425818 | Pennsauken Township | 8109 | 14 | 10.73 | Residential | Yes | Behind the Meter | Sunrun Installation Services, Inc. | PSE&G | Accepted | 2019-11-20 | 2019-11-25 | 2020-11-25 | REC Solar | REC290TP2 BLK | Solar Panels |  | 0.29 | 33 | 231 | 27 |  | Fixed | Roof
Solar Registration Program | NJSRRE1543425818 | Pennsauken Township | 8109 | 14 | 10.73 | Residential | Yes | Behind the Meter | Sunrun Installation Services, Inc. | PSE&G | Accepted | 2019-11-20 | 2019-11-25 | 2020-11-25 | REC Solar | REC290TP2 BLK | Solar Panels |  | 0.29 | 4 | 51 | 27 |  | Fixed | Roof
Solar Registration Program | NJSRRE1543425818 | Pennsauken Township | 8109 | 14 | 10.73 | Residential | Yes | Behind the Meter | Sunrun Installation Services, Inc. | PSE&G | Accepted | 2019-11-20 | 2019-11-25 | 2020-11-25 | Enphase Energy | IQ7-60-x-US (240V) | Inverters | 240 |  | 37 |  |  | 0.96 |  | Outdoor | Rooftop
Solar Registration Program | NJSRRE1543502226 | Livingston | 7039 | 9 | 10.73 | Residential | No | Behind the Meter | Ampericon | PSE&G | Accepted | 2019-12-09 | 2019-12-12 | 2020-12-12 | Silfab | SLA-M-370 | Solar Panels |  | 0.37 | 26 | 114 | 25 |  | Fixed | Roof
Solar Registration Program | NJSRRE1543502226 | Livingston | 7039 | 9 | 10.73 | Residential | No | Behind the Meter | Ampericon | PSE&G | Accepted | 2019-12-09 | 2019-12-12 | 2020-12-12 | Silfab | SLA-M-370 | Solar Panels |  | 0.37 | 3 | 204 | 25 |  | Fixed | Roof
Solar Registration Program | NJSRRE1543502226 | Livingston | 7039 | 9 | 10.73 | Residential | No | Behind the Meter | Ampericon | PSE&G | Accepted | 2019-12-09 | 2019-12-12 | 2020-12-12 | EnPhase | IQ7 | Inverters | 240 |  | 29 |  |  | 0.965 |  | Other | Roof
Solar Registration Program | NJSRRE1543556241 | Elizabeth | 7208 | 10 | 10.73 | Residential | Yes | Behind the Meter | Sunrun Installation Services, Inc. | PSE&G | Accepted | 2019-12-17 | 2019-12-20 | 2020-12-20 | REC Solar | REC290TP2 BLK | Solar Panels |  | 0.29 | 17 | 214 | 34 |  | Fixed | Roof
Solar Registration Program | NJSRRE1543556241 | Elizabeth | 7208 | 10 | 10.73 | Residential | Yes | Behind the Meter | Sunrun Installation Services, Inc. | PSE&G | Accepted | 2019-12-17 | 2019-12-20 | 2020-12-20 | REC Solar | REC290TP2 BLK | Solar Panels |  | 0.29 | 20 | 214 | 18 |  | Fixed | Roof
Solar Registration Program | NJSRRE1543556241 | Elizabeth | 7208 | 10 | 10.73 | Residential | Yes | Behind the Meter | Sunrun Installation Services, Inc. | PSE&G | Accepted | 2019-12-17 | 2019-12-20 | 2020-12-20 | Delta Electronics | M4-TL-US | Inverters | 3840 |  | 1 |  |  | 0.96 |  | Outdoor | Next To Meter
Solar Registration Program | NJSRRE1543556241 | Elizabeth | 7208 | 10 | 10.73 | Residential | Yes | Behind the Meter | Sunrun Installation Services, Inc. | PSE&G | Accepted | 2019-12-17 | 2019-12-20 | 2020-12-20 | Delta Electronics | M5-TL-US | Inverters | 4800 |  | 1 |  |  | 0.96 |  | Outdoor | Next To Meter
Solar Registration Program | NJSRRE1540453805 | Stafford Township | 8050 | 18 | 10.79 | Residential | Yes | Behind the Meter | SunPower Corporation, Systems | AC Electric | Accepted | 2019-03-05 | 2019-03-06 | 2020-03-06 | SunPower | SPR-E20-327-D-AC | Solar Panels |  | 0.327 | 22 | 156 | 44 |  | Fixed | Roof
Solar Registration Program | NJSRRE1540453805 | Stafford Township | 8050 | 18 | 10.79 | Residential | Yes | Behind the Meter | SunPower Corporation, Systems | AC Electric | Accepted | 2019-03-05 | 2019-03-06 | 2020-03-06 | SunPower | SPR-E20-327-D-AC | Solar Panels |  | 0.327 | 11 | 156 | 44 |  | Fixed | Roof
Solar Registration Program | NJSRRE1540453805 | Stafford Township | 8050 | 18 | 10.79 | Residential | Yes | Behind the Meter | SunPower Corporation, Systems | AC Electric | Accepted | 2019-03-05 | 2019-03-06 | 2020-03-06 | SunPower | SPR-E20-327-D-AC | Inverters | 320 |  | 33 |  |  | 0.96 |  | Other | under each panel
Solar Registration Program | NJSRRE1541442938 | Rahway | 7065 | 10 | 10.79 | Residential | No | Behind the Meter | SunPower Corporation, Systems | PSE&G | Accepted | 2019-06-21 | 2019-06-25 | 2020-06-25 | SUNPOWER | SPR-E20-327-E-AC | Solar Panels |  | 0.327 | 12 | 110 | 20 |  | Fixed | Roof
Solar Registration Program | NJSRRE1541442938 | Rahway | 7065 | 10 | 10.79 | Residential | No | Behind the Meter | SunPower Corporation, Systems | PSE&G | Accepted | 2019-06-21 | 2019-06-25 | 2020-06-25 | SUNPOWER | SPR-E20-327-E-AC | Solar Panels |  | 0.327 | 10 | 290 | 20 |  | Fixed | Roof
Solar Registration Program | NJSRRE1541442938 | Rahway | 7065 | 10 | 10.79 | Residential | No | Behind the Meter | SunPower Corporation, Systems | PSE&G | Accepted | 2019-06-21 | 2019-06-25 | 2020-06-25 | SUNPOWER | SPR-E20-327-E-AC | Solar Panels |  | 0.327 | 11 | 200 | 10 |  | Fixed | Roof
Solar Registration Program | NJSRRE1541442938 | Rahway | 7065 | 10 | 10.79 | Residential | No | Behind the Meter | SunPower Corporation, Systems | PSE&G | Accepted | 2019-06-21 | 2019-06-25 | 2020-06-25 | SUNPOWER | SPR-E20-327-E-AC | Inverters | 320 |  | 33 |  |  | 0.96 |  | Other | under each panel
Solar Registration Program | NJSRRE1541787845 | East Brunswick Twp | 8816 | 11 | 10.79 | Residential | No | Behind the Meter | SunnyMac LLC | PSE&G | Accepted | 2019-08-05 | 2019-08-07 | 2020-08-07 | Enphase | IQ7XS-96-ACM-US | Inverters | 0.315 |  | 33 |  |  | 0.99 |  | Outdoor | roof
Solar Registration Program | NJSRRE1541787845 | East Brunswick Twp | 8816 | 11 | 10.79 | Residential | No | Behind the Meter | SunnyMac LLC | PSE&G | Accepted | 2019-08-05 | 2019-08-07 | 2020-08-07 | sunpower | SPR-E20-327 | Solar Panels |  | 0.327 | 6 | 262 | 34 |  | Fixed | Roof
Solar Registration Program | NJSRRE1541787845 | East Brunswick Twp | 8816 | 11 | 10.79 | Residential | No | Behind the Meter | SunnyMac LLC | PSE&G | Accepted | 2019-08-05 | 2019-08-07 | 2020-08-07 | sunpower | SPR-E20-327 | Solar Panels |  | 0.327 | 8 | 172 | 34 |  | Fixed | Roof
Solar Registration Program | NJSRRE1541787845 | East Brunswick Twp | 8816 | 11 | 10.79 | Residential | No | Behind the Meter | SunnyMac LLC | PSE&G | Accepted | 2019-08-05 | 2019-08-07 | 2020-08-07 | sunpower | SPR-E20-327 | Solar Panels |  | 0.327 | 2 | 172 | 34 |  | Fixed | Roof
Solar Registration Program | NJSRRE1541787845 | East Brunswick Twp | 8816 | 11 | 10.79 | Residential | No | Behind the Meter | SunnyMac LLC | PSE&G | Accepted | 2019-08-05 | 2019-08-07 | 2020-08-07 | sunpower | SPR-E20-327 | Solar Panels |  | 0.327 | 17 | 172 | 34 |  | Fixed | Roof
Solar Registration Program | NJSRRE1541809822 | Wrightstown | 8562 | 13 | 10.79 | Residential | No | Behind the Meter | SunnyMac LLC | JCP&L | Final As-Built Received | 2019-08-09 | 2019-08-23 | 2020-08-23 | SunPower | SPR-E20-327 | Solar Panels |  | 0.327 | 33 | 249 | 21 |  | Fixed | Roof
Solar Registration Program | NJSRRE1541809822 | Wrightstown | 8562 | 13 | 10.79 | Residential | No | Behind the Meter | SunnyMac LLC | JCP&L | Final As-Built Received | 2019-08-09 | 2019-08-23 | 2020-08-23 | Enphase | IQ7XS-96-ACM-US | Inverters | 0.315 |  | 33 |  |  | 0.99 |  | Outdoor | roof
Solar Registration Program | NJSRRE1541809822 | Wrightstown | 8562 | 13 | 10.79 | Residential | No | Behind the Meter | SunnyMac LLC | JCP&L | Final As-Built Received | 2019-08-09 | 2019-08-23 | 2020-08-23 | Sunpower | Pvs6 | Meters |  |  | 1 |  |  |  | Yes | Outdoor
Solar Registration Program | NJSRRE1541820541 | Wood-Ridge | 7075 | 7 | 10.79 | Residential | Yes | Behind the Meter | SunPower Corporation, Systems | PSE&G | Accepted | 2019-08-13 | 2019-08-23 | 2020-08-23 | SUNPOWER | SPR-E20-327-E-AC | Solar Panels |  | 0.327 | 12 | 217 | 30 |  | Fixed | Roof
Solar Registration Program | NJSRRE1541820541 | Wood-Ridge | 7075 | 7 | 10.79 | Residential | Yes | Behind the Meter | SunPower Corporation, Systems | PSE&G | Accepted | 2019-08-13 | 2019-08-23 | 2020-08-23 | SUNPOWER | SPR-E20-327-E-AC | Solar Panels |  | 0.327 | 9 | 37 | 30 |  | Fixed | Roof
Solar Registration Program | NJSRRE1541820541 | Wood-Ridge | 7075 | 7 | 10.79 | Residential | Yes | Behind the Meter | SunPower Corporation, Systems | PSE&G | Accepted | 2019-08-13 | 2019-08-23 | 2020-08-23 | SUNPOWER | SPR-E20-327-E-AC | Solar Panels |  | 0.327 | 4 | 307 | 14 |  | Fixed | Roof
Solar Registration Program | NJSRRE1541820541 | Wood-Ridge | 7075 | 7 | 10.79 | Residential | Yes | Behind the Meter | SunPower Corporation, Systems | PSE&G | Accepted | 2019-08-13 | 2019-08-23 | 2020-08-23 | SUNPOWER | SPR-E20-327-E-AC | Solar Panels |  | 0.327 | 8 | 127 | 14 |  | Fixed | Roof
Solar Registration Program | NJSRRE1541820541 | Wood-Ridge | 7075 | 7 | 10.79 | Residential | Yes | Behind the Meter | SunPower Corporation, Systems | PSE&G | Accepted | 2019-08-13 | 2019-08-23 | 2020-08-23 | SUNPOWER | SPR-E20-327-E-AC | Inverters | 320 |  | 33 |  |  | 0.96 |  | Other | under each panel
Solar Registration Program | NJSRRE1542248409 | Teaneck | 7666 | 7 | 10.79 | Residential | Yes | Behind the Meter | SunPower Corporation, Systems | PSE&G | Accepted | 2019-09-05 | 2019-09-09 | 2020-09-09 | SUNPOWER | SPR-E20-327-E-AC | Solar Panels |  | 0.327 | 15 | 25 | 18 |  | Fixed | Roof
Solar Registration Program | NJSRRE1542248409 | Teaneck | 7666 | 7 | 10.79 | Residential | Yes | Behind the Meter | SunPower Corporation, Systems | PSE&G | Accepted | 2019-09-05 | 2019-09-09 | 2020-09-09 | SUNPOWER | SPR-E20-327-E-AC | Solar Panels |  | 0.327 | 18 | 205 | 18 |  | Fixed | Roof
Solar Registration Program | NJSRRE1542248409 | Teaneck | 7666 | 7 | 10.79 | Residential | Yes | Behind the Meter | SunPower Corporation, Systems | PSE&G | Accepted | 2019-09-05 | 2019-09-09 | 2020-09-09 | SUNPOWER | SPR-E20-327-E-AC | Inverters | 320 |  | 33 |  |  | 0.96 |  | Other | under each panel
Solar Registration Program | NJSRRE1542373570 | Verona | 7044 | 9 | 10.79 | Residential | No | Behind the Meter | GenRenew, LLC | PSE&G | Final As-Built Received | 2019-09-09 | 2019-09-12 | 2020-09-12 | Sunpower | E20-327-E-AC | Solar Panels |  | 0.327 | 7 | 292 | 15 |  | Fixed | Roof
Solar Registration Program | NJSRRE1542373570 | Verona | 7044 | 9 | 10.79 | Residential | No | Behind the Meter | GenRenew, LLC | PSE&G | Final As-Built Received | 2019-09-09 | 2019-09-12 | 2020-09-12 | Sunpower | E20-327-E-AC | Solar Panels |  | 0.327 | 7 | 112 | 15 |  | Fixed | Roof
Solar Registration Program | NJSRRE1542373570 | Verona | 7044 | 9 | 10.79 | Residential | No | Behind the Meter | GenRenew, LLC | PSE&G | Final As-Built Received | 2019-09-09 | 2019-09-12 | 2020-09-12 | Sunpower | E20-327-E-AC | Solar Panels |  | 0.327 | 19 | 202 | 25 |  | Fixed | Roof
Solar Registration Program | NJSRRE1542373570 | Verona | 7044 | 9 | 10.79 | Residential | No | Behind the Meter | GenRenew, LLC | PSE&G | Final As-Built Received | 2019-09-09 | 2019-09-12 | 2020-09-12 | Sunpower | MI-D-320-US208/240 | Inverters | 320 |  | 33 |  |  | 0.96 |  | Outdoor | microinverters under modules
Solar Registration Program | NJSRRE1542373570 | Verona | 7044 | 9 | 10.79 | Residential | No | Behind the Meter | GenRenew, LLC | PSE&G | Final As-Built Received | 2019-09-09 | 2019-09-12 | 2020-09-12 | sunpower | pvs6 | Meters |  |  | 1 |  |  |  | Yes | Outdoor
Solar Registration Program | NJSRRE1542381850 | Mullica Hill | 8062 | 15 | 10.79 | Residential | Yes | Behind the Meter | Vision Solar LLC | AC Electric | Accepted | 2019-09-11 | 2019-09-12 | 2020-09-12 | sunpower | e20-327-e-ac | Solar Panels |  | 0.327 | 30 | 151 | 18 |  | Fixed | Roof
Solar Registration Program | NJSRRE1542381850 | Mullica Hill | 8062 | 15 | 10.79 | Residential | Yes | Behind the Meter | Vision Solar LLC | AC Electric | Accepted | 2019-09-11 | 2019-09-12 | 2020-09-12 | sunpower | e20-327-e-ac | Solar Panels |  | 0.327 | 3 | 151 | 11 |  | Fixed | Roof
Solar Registration Program | NJSRRE1542381850 | Mullica Hill | 8062 | 15 | 10.79 | Residential | Yes | Behind the Meter | Vision Solar LLC | AC Electric | Accepted | 2019-09-11 | 2019-09-12 | 2020-09-12 | sunpower | e20-327-e-ac | Inverters | 0.32 |  | 33 |  |  | 0.96 |  | Other | behind panels
Solar Registration Program | NJSRRE1542389894 | Sewell | 8080 | 15 | 10.79 | Residential | Yes | Behind the Meter | SunPower Corporation, Systems | AC Electric | Accepted | 2019-09-11 | 2019-09-13 | 2020-09-13 | SUNPOWER | SPR-E20-327-E-AC | Solar Panels |  | 0.327 | 16 | 331 | 23 |  | Fixed | Roof
Solar Registration Program | NJSRRE1542389894 | Sewell | 8080 | 15 | 10.79 | Residential | Yes | Behind the Meter | SunPower Corporation, Systems | AC Electric | Accepted | 2019-09-11 | 2019-09-13 | 2020-09-13 | SUNPOWER | SPR-E20-327-E-AC | Solar Panels |  | 0.327 | 17 | 151 | 23 |  | Fixed | Roof
Solar Registration Program | NJSRRE1542389894 | Sewell | 8080 | 15 | 10.79 | Residential | Yes | Behind the Meter | SunPower Corporation, Systems | AC Electric | Accepted | 2019-09-11 | 2019-09-13 | 2020-09-13 | SUNPOWER | SPR-E20-327-E-AC | Inverters | 320 |  | 33 |  |  | 0.96 |  | Other | under each panel
Solar Registration Program | NJSRRE1542409420 | Clifton City | 7013 | 6 | 10.79 | Residential | Yes | Behind the Meter | SunnyMac LLC | PSE&G | Accepted | 2019-09-16 | 2019-09-18 | 2020-09-18 | SunPower | SPR-E20-327 | Solar Panels |  | 0.327 | 4 | 129 | 37 |  | Fixed | Roof
Solar Registration Program | NJSRRE1542409420 | Clifton City | 7013 | 6 | 10.79 | Residential | Yes | Behind the Meter | SunnyMac LLC | PSE&G | Accepted | 2019-09-16 | 2019-09-18 | 2020-09-18 | SunPower | SPR-E20-327 | Solar Panels |  | 0.327 | 4 | 129 | 34 |  | Fixed | Roof
Solar Registration Program | NJSRRE1542409420 | Clifton City | 7013 | 6 | 10.79 | Residential | Yes | Behind the Meter | SunnyMac LLC | PSE&G | Accepted | 2019-09-16 | 2019-09-18 | 2020-09-18 | SunPower | SPR-E20-327 | Solar Panels |  | 0.327 | 13 | 129 | 37 |  | Fixed | Roof
Solar Registration Program | NJSRRE1542409420 | Clifton City | 7013 | 6 | 10.79 | Residential | Yes | Behind the Meter | SunnyMac LLC | PSE&G | Accepted | 2019-09-16 | 2019-09-18 | 2020-09-18 | SunPower | SPR-E20-327 | Solar Panels |  | 0.327 | 9 | 219 | 30 |  | Fixed | Roof
Solar Registration Program | NJSRRE1542409420 | Clifton City | 7013 | 6 | 10.79 | Residential | Yes | Behind the Meter | SunnyMac LLC | PSE&G | Accepted | 2019-09-16 | 2019-09-18 | 2020-09-18 | SunPower | SPR-E20-327 | Solar Panels |  | 0.327 | 3 | 309 | 37 |  | Fixed | Roof
Solar Registration Program | NJSRRE1542409420 | Clifton City | 7013 | 6 | 10.79 | Residential | Yes | Behind the Meter | SunnyMac LLC | PSE&G | Accepted | 2019-09-16 | 2019-09-18 | 2020-09-18 | Enphase | IQ7XS-96-ACM-US | Inverters | 0.315 |  | 33 |  |  | 0.99 |  | Outdoor | roof
Solar Registration Program | NJSRRE1542515382 | Linden | 7036 | 10 | 10.79 | Residential | No | Behind the Meter | SunPower Corporation, Systems | PSE&G | Accepted | 2019-10-08 | 2019-10-10 | 2020-10-10 | SUNPOWER | SPR-E20-327-E-AC | Solar Panels |  | 0.327 | 17 | 128 | 25 |  | Fixed | Roof
Solar Registration Program | NJSRRE1542515382 | Linden | 7036 | 10 | 10.79 | Residential | No | Behind the Meter | SunPower Corporation, Systems | PSE&G | Accepted | 2019-10-08 | 2019-10-10 | 2020-10-10 | SUNPOWER | SPR-E20-327-E-AC | Solar Panels |  | 0.327 | 16 | 308 | 25 |  | Fixed | Roof
Solar Registration Program | NJSRRE1542515382 | Linden | 7036 | 10 | 10.79 | Residential | No | Behind the Meter | SunPower Corporation, Systems | PSE&G | Accepted | 2019-10-08 | 2019-10-10 | 2020-10-10 | SUNPOWER | SPR-E20-327-E-AC | Inverters | 320 |  | 33 |  |  | 0.96 |  | Other | under each panel
Solar Registration Program | NJSRRE1542524603 | Basking Ridge | 7920 | 5 | 10.79 | Residential | No | Behind the Meter | SunnyMac LLC | JCP&L | Accepted | 2019-10-10 | 2019-10-14 | 2020-10-14 | SunPower | SPR-E20-327 | Solar Panels |  | 0.327 | 3 | 67 | 35 |  | Fixed | Roof
Solar Registration Program | NJSRRE1542524603 | Basking Ridge | 7920 | 5 | 10.79 | Residential | No | Behind the Meter | SunnyMac LLC | JCP&L | Accepted | 2019-10-10 | 2019-10-14 | 2020-10-14 | SunPower | SPR-E20-327 | Solar Panels |  | 0.327 | 27 | 157 | 33 |  | Fixed | Roof
Solar Registration Program | NJSRRE1542524603 | Basking Ridge | 7920 | 5 | 10.79 | Residential | No | Behind the Meter | SunnyMac LLC | JCP&L | Accepted | 2019-10-10 | 2019-10-14 | 2020-10-14 | SunPower | SPR-E20-327 | Solar Panels |  | 0.327 | 3 | 247 | 35 |  | Fixed | Roof
Solar Registration Program | NJSRRE1542524603 | Basking Ridge | 7920 | 5 | 10.79 | Residential | No | Behind the Meter | SunnyMac LLC | JCP&L | Accepted | 2019-10-10 | 2019-10-14 | 2020-10-14 | Enphase | IQ7XS-96-ACM-US | Inverters | 0.315 |  | 33 |  |  | 0.99 |  | Outdoor | roof
Solar Registration Program | NJSRRE1542547517 | Little silver | 7739 | 17 | 10.79 | Residential | Yes | Behind the Meter | Vision Solar LLC | JCP&L | Accepted | 2019-10-16 | 2019-10-18 | 2020-10-18 | sunpower | e20-327-e-ac | Solar Panels |  | 0.327 | 23 | 232 | 22 |  | Fixed | Roof
Solar Registration Program | NJSRRE1542547517 | Little silver | 7739 | 17 | 10.79 | Residential | Yes | Behind the Meter | Vision Solar LLC | JCP&L | Accepted | 2019-10-16 | 2019-10-18 | 2020-10-18 | sunpower | E20-327-E-AC | Solar Panels |  | 0.327 | 2 | 142 | 23 |  | Fixed | Roof
Solar Registration Program | NJSRRE1542547517 | Little silver | 7739 | 17 | 10.79 | Residential | Yes | Behind the Meter | Vision Solar LLC | JCP&L | Accepted | 2019-10-16 | 2019-10-18 | 2020-10-18 | SUNPOWER | E20-327-E-AC | Solar Panels |  | 0.327 | 8 | 232 | 37 |  | Fixed | Roof
Solar Registration Program | NJSRRE1542547517 | Little silver | 7739 | 17 | 10.79 | Residential | Yes | Behind the Meter | Vision Solar LLC | JCP&L | Accepted | 2019-10-16 | 2019-10-18 | 2020-10-18 | sunpower | e20-327-e-ac | Inverters | 0.32 |  | 33 |  |  | 0.96 |  | Other | behind panels
Solar Registration Program | NJSRRE1542553834 | Hammonton | 8037 | 19 | 10.79 | Residential | Yes | Behind the Meter | Vision Solar LLC | AC Electric | Final As-Built Received | 2019-10-17 | 2019-10-21 | 2020-10-21 | sunpower | e20-327-e-ac | Solar Panels |  | 0.327 | 17 | 220 | 32 |  | Fixed | Roof
Solar Registration Program | NJSRRE1542553834 | Hammonton | 8037 | 19 | 10.79 | Residential | Yes | Behind the Meter | Vision Solar LLC | AC Electric | Final As-Built Received | 2019-10-17 | 2019-10-21 | 2020-10-21 | sunpower | e20-327-e-ac | Solar Panels |  | 0.327 | 7 | 220 | 34 |  | Fixed | Roof
Solar Registration Program | NJSRRE1542553834 | Hammonton | 8037 | 19 | 10.79 | Residential | Yes | Behind the Meter | Vision Solar LLC | AC Electric | Final As-Built Received | 2019-10-17 | 2019-10-21 | 2020-10-21 | sunpower | e20-327-e-ac | Solar Panels |  | 0.327 | 9 | 130 | 34 |  | Fixed | Roof
Solar Registration Program | NJSRRE1542553834 | Hammonton | 8037 | 19 | 10.79 | Residential | Yes | Behind the Meter | Vision Solar LLC | AC Electric | Final As-Built Received | 2019-10-17 | 2019-10-21 | 2020-10-21 | sunpower | e20-327-e-ac | Inverters | 0.32 |  | 33 |  |  | 0.96 |  | Other | behind panels
Solar Registration Program | NJSRRE1542680109 | Willingboro Twp | 8046 | 13 | 10.79 | Residential | Yes | Behind the Meter | SunnyMac LLC | PSE&G | Accepted | 2019-10-26 | 2019-10-29 | 2020-10-29 | SunPower | SPR-E20-327 | Solar Panels |  | 0.327 | 26 | 138 | 20 |  | Fixed | Roof
Solar Registration Program | NJSRRE1542680109 | Willingboro Twp | 8046 | 13 | 10.79 | Residential | Yes | Behind the Meter | SunnyMac LLC | PSE&G | Accepted | 2019-10-26 | 2019-10-29 | 2020-10-29 | SunPower | SPR-E20-327 | Solar Panels |  | 0.327 | 7 | 228 | 20 |  | Fixed | Roof
Solar Registration Program | NJSRRE1542680109 | Willingboro Twp | 8046 | 13 | 10.79 | Residential | Yes | Behind the Meter | SunnyMac LLC | PSE&G | Accepted | 2019-10-26 | 2019-10-29 | 2020-10-29 | Enphase | IQ7XS-96-ACM-US | Inverters | 0.315 |  | 33 |  |  | 0.99 |  | Outdoor | roof
Solar Registration Program | NJSRRE1543065471 | Hillsborough Twp | 8844 | 5 | 10.79 | Residential | No | Behind the Meter | SunnyMac LLC | PSE&G | Accepted | 2019-11-11 | 2019-11-13 | 2020-11-13 | SunPower | SPR-E20-327 | Solar Panels |  | 0.327 | 31 | 271 | 34 |  | Fixed | Roof
Solar Registration Program | NJSRRE1543065471 | Hillsborough Twp | 8844 | 5 | 10.79 | Residential | No | Behind the Meter | SunnyMac LLC | PSE&G | Accepted | 2019-11-11 | 2019-11-13 | 2020-11-13 | SunPower | SPR-E20-327 | Solar Panels |  | 0.327 | 2 | 91 | 34 |  | Fixed | Roof
Solar Registration Program | NJSRRE1543065471 | Hillsborough Twp | 8844 | 5 | 10.79 | Residential | No | Behind the Meter | SunnyMac LLC | PSE&G | Accepted | 2019-11-11 | 2019-11-13 | 2020-11-13 | Enphase | IQ7XS-96-ACM-US | Inverters | 0.315 |  | 33 |  |  | 0.99 |  | Outdoor | roof
Solar Registration Program | NJSRRE1543417312 | BERKELEY TOWNSHIP | 8721 | 18 | 10.79 | Residential | No | Behind the Meter | SEA BRIGHT SOLAR, LLC | JCP&L | Accepted | 2019-11-18 | 2019-11-20 | 2020-11-20 | SUNPOWER | SPR-E20-327-AC | Solar Panels |  | 0.327 | 33 | 215 | 34 |  | Fixed | Roof | SW
Solar Registration Program | NJSRRE1543417312 | BERKELEY TOWNSHIP | 8721 | 18 | 10.79 | Residential | No | Behind the Meter | SEA BRIGHT SOLAR, LLC | JCP&L | Accepted | 2019-11-18 | 2019-11-20 | 2020-11-20 | SUNPOWER | SPR-E20-327-AC | Inverters | 320 |  | 33 |  |  | 0.96 |  | Outside | BENEATH ARRAY
Solar Registration Program | NJSRRE1543421610 | Jersey City | 7305 | 8 | 10.79 | Residential | Yes | Behind the Meter | SunPower Corporation, Systems | PSE&G | Accepted | 2019-11-19 | 2019-11-21 | 2020-11-21 | SUNPOWER | SPR-E20-327-E-AC | Solar Panels |  | 0.327 | 33 | 202 | 23 |  | Fixed | Roof
Solar Registration Program | NJSRRE1543421610 | Jersey City | 7305 | 8 | 10.79 | Residential | Yes | Behind the Meter | SunPower Corporation, Systems | PSE&G | Accepted | 2019-11-19 | 2019-11-21 | 2020-11-21 | SUNPOWER | SPR-E20-327-E-AC | Inverters | 320 |  | 33 |  |  | 0.96 |  | Other | under each panel
Solar Registration Program | NJSRRE1543443428 | Union | 7083 | 10 | 10.79 | Residential | No | Behind the Meter | GenRenew, LLC | PSE&G | Accepted | 2019-11-25 | 2019-11-27 | 2020-11-27 | Sunpower | SPR-E20-327-E-AC | Solar Panels |  | 0.327 | 3 | 230 | 18 |  | Fixed | Roof
Solar Registration Program | NJSRRE1543443428 | Union | 7083 | 10 | 10.79 | Residential | No | Behind the Meter | GenRenew, LLC | PSE&G | Accepted | 2019-11-25 | 2019-11-27 | 2020-11-27 | Sunpower | SPR-E20-327-E-AC | Solar Panels |  | 0.327 | 7 | 230 | 25 |  | Fixed | Roof
Solar Registration Program | NJSRRE1543443428 | Union | 7083 | 10 | 10.79 | Residential | No | Behind the Meter | GenRenew, LLC | PSE&G | Accepted | 2019-11-25 | 2019-11-27 | 2020-11-27 | Sunpower | SPR-E20-327-E-AC | Solar Panels |  | 0.327 | 23 | 230 | 25 |  | Fixed | Roof
Solar Registration Program | NJSRRE1543443428 | Union | 7083 | 10 | 10.79 | Residential | No | Behind the Meter | GenRenew, LLC | PSE&G | Accepted | 2019-11-25 | 2019-11-27 | 2020-11-27 | Sunpower | MI-E-320-US208/240 | Inverters | 320 |  | 33 |  |  | 0.96 |  | Outdoor | microinverters under modules
Solar Registration Program | NJSRRE1543477516 | Moorestown | 8057 | 13 | 10.79 | Residential | No | Behind the Meter | GenRenew, LLC | PSE&G | Accepted | 2019-12-04 | 2019-12-06 | 2020-12-06 | Sunpower | SPR-E20-327-E-AC | Solar Panels |  | 0.327 | 8 | 236 | 18 |  | Fixed | Roof
Solar Registration Program | NJSRRE1543477516 | Moorestown | 8057 | 13 | 10.79 | Residential | No | Behind the Meter | GenRenew, LLC | PSE&G | Accepted | 2019-12-04 | 2019-12-06 | 2020-12-06 | Sunpower | SPR-E20-327-E-AC | Solar Panels |  | 0.327 | 19 | 236 | 20 |  | Fixed | Roof
Solar Registration Program | NJSRRE1543477516 | Moorestown | 8057 | 13 | 10.79 | Residential | No | Behind the Meter | GenRenew, LLC | PSE&G | Accepted | 2019-12-04 | 2019-12-06 | 2020-12-06 | Sunpower | SPR-E20-327-E-AC | Solar Panels |  | 0.327 | 6 | 146 | 14 |  | Fixed | Roof
Solar Registration Program | NJSRRE1543477516 | Moorestown | 8057 | 13 | 10.79 | Residential | No | Behind the Meter | GenRenew, LLC | PSE&G | Accepted | 2019-12-04 | 2019-12-06 | 2020-12-06 | Sunpower | MI-E-320-US20/240 | Inverters | 320 |  | 33 |  |  | 0.96 |  | Outdoor | microinverters under modules
Solar Registration Program | NJSRRE1543533351 | Middletown | 7748 | 17 | 10.79 | Residential | Yes | Behind the Meter | Ad Energy | JCP&L | Accepted | 2019-12-12 | 2019-12-19 | 2020-12-19 | SunPower | SPR-E20-327-E-AC | Solar Panels |  | 0.327 | 12 | 302 | 37 |  | Fixed | Roof
Solar Registration Program | NJSRRE1543533351 | Middletown | 7748 | 17 | 10.79 | Residential | Yes | Behind the Meter | Ad Energy | JCP&L | Accepted | 2019-12-12 | 2019-12-19 | 2020-12-19 | SunPower | SPR-E20-327-E-AC | Solar Panels |  | 0.327 | 21 | 122 | 37 |  | Fixed | Roof
Solar Registration Program | NJSRRE1543533351 | Middletown | 7748 | 17 | 10.79 | Residential | Yes | Behind the Meter | Ad Energy | JCP&L | Accepted | 2019-12-12 | 2019-12-19 | 2020-12-19 | Enphase Energy | IQ7XS-96-ACM-US | Inverters | 315 |  | 33 |  |  | 0.975 |  | Outdoor | At each panel
Solar Registration Program | NJSRRE1543657039 | Rutherford | 7070 | 7 | 10.79 | Residential | Yes | Behind the Meter | SunPower Corporation, Systems | PSE&G | Accepted | 2019-12-23 | 2019-12-27 | 2020-12-27 | SUNPOWER | SPR-E20-327-E-AC | Solar Panels |  | 0.327 | 13 | 203 | 45 |  | Fixed | Roof
Solar Registration Program | NJSRRE1543657039 | Rutherford | 7070 | 7 | 10.79 | Residential | Yes | Behind the Meter | SunPower Corporation, Systems | PSE&G | Accepted | 2019-12-23 | 2019-12-27 | 2020-12-27 | SUNPOWER | SPR-E20-327-E-AC | Solar Panels |  | 0.327 | 8 | 113 | 40 |  | Fixed | Roof
Solar Registration Program | NJSRRE1543657039 | Rutherford | 7070 | 7 | 10.79 | Residential | Yes | Behind the Meter | SunPower Corporation, Systems | PSE&G | Accepted | 2019-12-23 | 2019-12-27 | 2020-12-27 | SUNPOWER | SPR-E20-327-E-AC | Solar Panels |  | 0.327 | 5 | 293 | 40 |  | Fixed | Roof
Solar Registration Program | NJSRRE1543657039 | Rutherford | 7070 | 7 | 10.79 | Residential | Yes | Behind the Meter | SunPower Corporation, Systems | PSE&G | Accepted | 2019-12-23 | 2019-12-27 | 2020-12-27 | SUNPOWER | SPR-E20-327-E-AC | Solar Panels |  | 0.327 | 7 | 23 | 45 |  | Fixed | Roof
Solar Registration Program | NJSRRE1543657039 | Rutherford | 7070 | 7 | 10.79 | Residential | Yes | Behind the Meter | SunPower Corporation, Systems | PSE&G | Accepted | 2019-12-23 | 2019-12-27 | 2020-12-27 | SUNPOWER | SPR-E20-327-E-AC | Inverters | 320 |  | 33 |  |  | 0.96 |  | Other | under each panel
Solar Registration Program | NJSRRE1543821223 | Westampton | 8060 | 13 | 10.79 | Residential | No | Behind the Meter | Accord Power Inc | PSE&G | Accepted | 2019-12-26 | 2019-12-31 | 2020-12-31 | SunPower | E-Series E20-327W | Solar Panels |  | 0.327 | 10 | 194 | 31 |  | Fixed | Roof
Solar Registration Program | NJSRRE1543821223 | Westampton | 8060 | 13 | 10.79 | Residential | No | Behind the Meter | Accord Power Inc | PSE&G | Accepted | 2019-12-26 | 2019-12-31 | 2020-12-31 | SunPower | E-Series E20-327W | Solar Panels |  | 0.327 | 23 | 105 | 20 |  | Fixed | Roof
Solar Registration Program | NJSRRE1543821223 | Westampton | 8060 | 13 | 10.79 | Residential | No | Behind the Meter | Accord Power Inc | PSE&G | Accepted | 2019-12-26 | 2019-12-31 | 2020-12-31 | Sunpower Integrated Enphase Microinverter | IQ 7X Microinverter | Inverters | 0.32 |  | 33 |  |  | 0.975 |  | Outdoor | roof Intergrated in solar panel
Solar Registration Program | NJSRRE1540418455 | Franklin Twp | 8344 | 15 | 10.8 | Residential | Yes | Behind the Meter | SunnyMac LLC | AC Electric | Accepted | 2019-03-04 | 2019-03-04 | 2020-03-04 | Sunpower | SPR-X22-360 | Solar Panels |  | 0.36 | 30 | 180 | 27 |  | Fixed | Ground
Solar Registration Program | NJSRRE1540418455 | Franklin Twp | 8344 | 15 | 10.8 | Residential | Yes | Behind the Meter | SunnyMac LLC | AC Electric | Accepted | 2019-03-04 | 2019-03-04 | 2020-03-04 | Sunnyboy | SPR-5002m | Inverters | 0.32 |  | 2 |  |  | 0.99 |  | Outside | Ground
Solar Registration Program | NJSRRE1540458879 | Woodbridge Twp | 8863 | 11 | 10.8 | Residential | No | Behind the Meter | Palmetto Solar | PSE&G | Accepted | 2019-03-08 | 2019-03-12 | 2020-03-12 | Hanwha | 300W Tier 1 | Solar Panels |  | 0.3 | 15 | 180 | 25 |  | Fixed | Roof
Solar Registration Program | NJSRRE1540458879 | Woodbridge Twp | 8863 | 11 | 10.8 | Residential | No | Behind the Meter | Palmetto Solar | PSE&G | Accepted | 2019-03-08 | 2019-03-12 | 2020-03-12 | Hanwha | 300W Tier 1 | Solar Panels |  | 0.3 | 21 | 180 | 25 |  | Fixed | Roof
Solar Registration Program | NJSRRE1540458879 | Woodbridge Twp | 8863 | 11 | 10.8 | Residential | No | Behind the Meter | Palmetto Solar | PSE&G | Accepted | 2019-03-08 | 2019-03-12 | 2020-03-12 | SolarEdge | SE7600A-US | Inverters | 240 |  | 1 |  |  | 0.98 |  | Outdoor | Side of house
Solar Registration Program | NJSRRE1540870827 | North Arlington Boro | 7031 | 7 | 10.8 | Residential | No | Behind the Meter | Palmetto Solar | PSE&G | Accepted | 2019-04-22 | 2019-04-23 | 2020-04-23 | Hanwha | Q.PEAK-4.1G | Solar Panels |  | 0.3 | 13 | 37 | 23 |  | Fixed | Roof
Solar Registration Program | NJSRRE1540870827 | North Arlington Boro | 7031 | 7 | 10.8 | Residential | No | Behind the Meter | Palmetto Solar | PSE&G | Accepted | 2019-04-22 | 2019-04-23 | 2020-04-23 | Hanwha | Q.PEAK-G4.1 300w | Solar Panels |  | 0.3 | 23 | 217 | 23 |  | Fixed | Roof
Solar Registration Program | NJSRRE1540870827 | North Arlington Boro | 7031 | 7 | 10.8 | Residential | No | Behind the Meter | Palmetto Solar | PSE&G | Accepted | 2019-04-22 | 2019-04-23 | 2020-04-23 | SolarEdge | SE10000H-US | Inverters | 10000 |  | 1 |  |  | 0.99 |  | Outside | NA
Solar Registration Program | NJSRRE1540876504 | Jersey City | 7305 | 8 | 10.8 | Residential | No | Behind the Meter | Skyline Solar LLC | PSE&G | Accepted | 2019-04-23 | 2019-04-24 | 2020-04-24 | Trina Solar | TSM-300-DD05A | Solar Panels |  | 0.3 | 31 | 142 | 30 |  | Fixed | Roof
Solar Registration Program | NJSRRE1540876504 | Jersey City | 7305 | 8 | 10.8 | Residential | No | Behind the Meter | Skyline Solar LLC | PSE&G | Accepted | 2019-04-23 | 2019-04-24 | 2020-04-24 | Trina | TSM-300-DD05A | Solar Panels |  | 0.3 | 5 | 322 | 30 |  | Fixed | Roof
Solar Registration Program | NJSRRE1540876504 | Jersey City | 7305 | 8 | 10.8 | Residential | No | Behind the Meter | Skyline Solar LLC | PSE&G | Accepted | 2019-04-23 | 2019-04-24 | 2020-04-24 | Solaredge | SE7600H-uS RGM | Inverters | 7600 |  | 1 |  |  | 0.99 |  | Outdoor | by meter
Solar Registration Program | NJSRRE1541050520 | Surf City | 8008 | 18 | 10.8 | Residential | No | Behind the Meter | Azimuth Renewable Energy | AC Electric | Accepted | 2019-05-30 | 2019-06-05 | 2020-06-05 | Trina | TSM300 | Solar Panels |  | 0.3 | 36 | 212 | 27 |  | Fixed | Roof
Solar Registration Program | NJSRRE1541050520 | Surf City | 8008 | 18 | 10.8 | Residential | No | Behind the Meter | Azimuth Renewable Energy | AC Electric | Accepted | 2019-05-30 | 2019-06-05 | 2020-06-05 | Enphase | IQ 7 | Inverters | 240 |  | 36 |  |  | 0.975 |  | Outdoor | roof
Solar Registration Program | NJSRRE1541050520 | Surf City | 8008 | 18 | 10.8 | Residential | No | Behind the Meter | Azimuth Renewable Energy | AC Electric | Accepted | 2019-05-30 | 2019-06-05 | 2020-06-05 | Enphase | Envoy-s | Meters |  |  | 1 |  |  |  |  | Outdoor
Solar Registration Program | NJSRRE1541058524 | RIDGEWOOD | 7450 | 7 | 10.8 | Residential | No | Behind the Meter | Infinity Solar Systems | PSE&G | Accepted | 2019-05-30 | 2019-06-03 | 2020-06-03 | LG | LG360Q1K-V5 | Solar Panels |  | 0.36 | 30 | 195 | 32 |  | Fixed | Roof
Solar Registration Program | NJSRRE1541058524 | RIDGEWOOD | 7450 | 7 | 10.8 | Residential | No | Behind the Meter | Infinity Solar Systems | PSE&G | Accepted | 2019-05-30 | 2019-06-03 | 2020-06-03 | ENPHASE | IQ7PLUS-72-X-US | Inverters | 290 |  | 30 |  |  | 0.97 |  | Other | MICROINVERTERS
Solar Registration Program | NJSRRE1541699086 | Clifton | 7011 | 6 | 10.8 | Residential | No | Behind the Meter | SunPower Corporation, Systems | PSE&G | Accepted | 2019-07-24 | 2019-07-26 | 2020-07-26 | SUNPOWER | SPR-X22-360-E-AC | Solar Panels |  | 0.36 | 9 | 71 | 48 |  | Fixed | Roof
Solar Registration Program | NJSRRE1541699086 | Clifton | 7011 | 6 | 10.8 | Residential | No | Behind the Meter | SunPower Corporation, Systems | PSE&G | Accepted | 2019-07-24 | 2019-07-26 | 2020-07-26 | SUNPOWER | SPR-X22-360-E-AC | Solar Panels |  | 0.36 | 21 | 251 | 48 |  | Fixed | Roof
Solar Registration Program | NJSRRE1541699086 | Clifton | 7011 | 6 | 10.8 | Residential | No | Behind the Meter | SunPower Corporation, Systems | PSE&G | Accepted | 2019-07-24 | 2019-07-26 | 2020-07-26 | SUNPOWER | SPR-X22-360-E-AC | Inverters | 320 |  | 30 |  |  | 0.96 |  | Other | under each panel
Solar Registration Program | NJSRRE1541880465 | Camden | 18105 |  | 10.8 | Residential | No | Behind the Meter | Seabright Solar | PSE&G | Accepted | 2019-08-30 | 2019-09-05 | 2020-09-05 | Sunpower | SPR-X22-360 | Solar Panels |  | 0.36 | 16 | 82 | 37 |  | Fixed | Roof
Solar Registration Program | NJSRRE1541880465 | Camden | 18105 |  | 10.8 | Residential | No | Behind the Meter | Seabright Solar | PSE&G | Accepted | 2019-08-30 | 2019-09-05 | 2020-09-05 | Sunpower | SPR-X22-360 | Solar Panels |  | 0.36 | 14 | 262 | 37 |  | Fixed | Roof
Solar Registration Program | NJSRRE1541880465 | Camden | 18105 |  | 10.8 | Residential | No | Behind the Meter | Seabright Solar | PSE&G | Accepted | 2019-08-30 | 2019-09-05 | 2020-09-05 | Sunpower | SPR-X22-360 | Inverters | 0.32 |  | 30 |  |  | 0.99 |  | Outside | Roof
Solar Registration Program | NJSRRE1541897509 | Cape May Court House | 8210 | 21 | 10.8 | Residential | Yes | Behind the Meter | RCL Enterprises Inc. | AC Electric | Accepted | 2019-08-29 | 2019-09-03 | 2020-09-03 | Jinko | JKM-300M | Solar Panels |  | 0.3 | 21 | 215 | 36 |  | Fixed | Roof
Solar Registration Program | NJSRRE1541897509 | Cape May Court House | 8210 | 21 | 10.8 | Residential | Yes | Behind the Meter | RCL Enterprises Inc. | AC Electric | Accepted | 2019-08-29 | 2019-09-03 | 2020-09-03 | Jinko | JKM-300M | Solar Panels |  | 0.3 | 15 | 305 | 14 |  | Fixed | Roof
Solar Registration Program | NJSRRE1541897509 | Cape May Court House | 8210 | 21 | 10.8 | Residential | Yes | Behind the Meter | RCL Enterprises Inc. | AC Electric | Accepted | 2019-08-29 | 2019-09-03 | 2020-09-03 | Enphase | IQ7 | Inverters | 8640 |  | 36 |  |  | 0.96 |  | Outdoor | under panels
Solar Registration Program | NJSRRE1542397047 | Erial | 8081 | 14 | 10.8 | Residential | Yes | Behind the Meter | Bright Planet Solar | AC Electric | Accepted | 2019-09-13 | 2019-09-17 | 2020-09-17 | TRINA SOLAR | TSM-DD05A.18(II) 300W | Solar Panels |  | 0.3 | 12 | 353 | 14 |  | Fixed | Roof
Solar Registration Program | NJSRRE1542397047 | Erial | 8081 | 14 | 10.8 | Residential | Yes | Behind the Meter | Bright Planet Solar | AC Electric | Accepted | 2019-09-13 | 2019-09-17 | 2020-09-17 | TRINA SOLAR | TSM-DD05A.18(II) 300W | Solar Panels |  | 0.3 | 11 | 173 | 14 |  | Fixed | Roof
Solar Registration Program | NJSRRE1542397047 | Erial | 8081 | 14 | 10.8 | Residential | Yes | Behind the Meter | Bright Planet Solar | AC Electric | Accepted | 2019-09-13 | 2019-09-17 | 2020-09-17 | TRINA SOLAR | TSM-DD05A.18(II) 300W | Solar Panels |  | 0.3 | 13 | 173 | 9 |  | Fixed | Roof
Solar Registration Program | NJSRRE1542397047 | Erial | 8081 | 14 | 10.8 | Residential | Yes | Behind the Meter | Bright Planet Solar | AC Electric | Accepted | 2019-09-13 | 2019-09-17 | 2020-09-17 | SOLAR EDGE | SE10000H-USRGM | Inverters | 10000 |  | 1 |  |  | 0.98 |  | Outdoor | NEXT TO METER
Solar Registration Program | NJSRRE1542407143 | West Windsor | 8540 | 12 | 10.8 | Residential | No | Behind the Meter | Greentech Solar USA LLC | PSE&G | Accepted | 2019-09-14 | 2019-09-17 | 2020-09-17 | Trina | TSM-DD05A300M | Solar Panels |  | 0.3 | 36 | 100 | 27 |  | Fixed | Roof
Solar Registration Program | NJSRRE1542407143 | West Windsor | 8540 | 12 | 10.8 | Residential | No | Behind the Meter | Greentech Solar USA LLC | PSE&G | Accepted | 2019-09-14 | 2019-09-17 | 2020-09-17 | Growatt | 9000MTLP | Inverters | 9000 |  | 1 |  |  | 0.975 |  | Indoor | Basement Wall
Solar Registration Program | NJSRRE1542581774 | Kinnelon | 7405 | 3 | 10.8 | Residential | No | Behind the Meter | Green Power Energy | JCP&L | Accepted | 2019-10-24 | 2019-10-28 | 2020-10-28 | S-ENERGY | SN360M-10 | Solar Panels |  | 0.36 | 30 | 110 | 23 |  | Fixed | Roof
Solar Registration Program | NJSRRE1542581774 | Kinnelon | 7405 | 3 | 10.8 | Residential | No | Behind the Meter | Green Power Energy | JCP&L | Accepted | 2019-10-24 | 2019-10-28 | 2020-10-28 | SolarEdge | SE10000H-US | Inverters | 10000 |  | 1 |  |  | 0.97 |  | Outside | Next to Meter
Solar Registration Program | NJSRRE1542687230 | Hillsborough | 8844 | 5 | 10.8 | Residential | No | Behind the Meter | Greentech Solar USA LLC | PSE&G | Accepted | 2019-10-29 | 2019-10-31 | 2020-10-31 | Trina Solar | TSM-DD5A 300M, | Solar Panels |  | 0.3 | 36 | 135 | 42 |  | Fixed | Roof
Solar Registration Program | NJSRRE1542687230 | Hillsborough | 8844 | 5 | 10.8 | Residential | No | Behind the Meter | Greentech Solar USA LLC | PSE&G | Accepted | 2019-10-29 | 2019-10-31 | 2020-10-31 | Growatt | 10000MTLP-US | Inverters | 10000 |  | 1 |  |  | 0.985 |  | Indoor | Basement Wall
Solar Registration Program | NJSRRE1542849118 | West Berlin | 8091 | 14 | 10.8 | Residential | No | Behind the Meter | Bright Planet Solar | AC Electric | Accepted | 2019-10-31 | 2019-11-04 | 2020-11-04 | HANWHA Q-CELLS | Q.PEAK-G4.1 300W | Solar Panels |  | 0.3 | 24 | 95 | 23 |  | Fixed | Roof
Solar Registration Program | NJSRRE1542849118 | West Berlin | 8091 | 14 | 10.8 | Residential | No | Behind the Meter | Bright Planet Solar | AC Electric | Accepted | 2019-10-31 | 2019-11-04 | 2020-11-04 | HANWHA Q-CELLS | Q.PEAK-G4.1 300W | Solar Panels |  | 0.3 | 12 | 275 | 23 |  | Fixed | Roof
Solar Registration Program | NJSRRE1542849118 | West Berlin | 8091 | 14 | 10.8 | Residential | No | Behind the Meter | Bright Planet Solar | AC Electric | Accepted | 2019-10-31 | 2019-11-04 | 2020-11-04 | SOLAR EDGE | SE7600H-USRGM | Inverters | 7600 |  | 1 |  |  | 0.98 |  | Outdoor | NEXT TO METER
Solar Registration Program | NJSRRE1543046638 | Franklinville | 8322 | 15 | 10.8 | Residential | No | Behind the Meter | Green Power Energy | AC Electric | Accepted | 2019-11-07 | 2019-11-12 | 2020-11-12 | S-ENERGY | SN360M-10 | Solar Panels |  | 0.36 | 12 | 180 | 23 |  | Fixed | Roof
Solar Registration Program | NJSRRE1543046638 | Franklinville | 8322 | 15 | 10.8 | Residential | No | Behind the Meter | Green Power Energy | AC Electric | Accepted | 2019-11-07 | 2019-11-12 | 2020-11-12 | S-ENERGY | SN360M-10 | Solar Panels |  | 0.36 | 18 | 181 | 23 |  | Fixed | Roof
Solar Registration Program | NJSRRE1543046638 | Franklinville | 8322 | 15 | 10.8 | Residential | No | Behind the Meter | Green Power Energy | AC Electric | Accepted | 2019-11-07 | 2019-11-12 | 2020-11-12 | SolarEdge | SE10000H-US | Inverters | 10000 |  | 1 |  |  | 0.97 |  | Outside | Next to meter
Solar Registration Program | NJSRRE1540474260 | Plainfield | 7060 | 10 | 10.85 | Residential | Yes | Behind the Meter | Fusion Solar Energy LLC | PSE&G | Accepted | 2019-03-11 | 2019-03-13 | 2020-03-13 | Sunpower | X21 - 350 Blk D Ac | Solar Panels |  | 0.35 | 31 | South, North | 35 |  | Fixed | Roof
Solar Registration Program | NJSRRE1540474260 | Plainfield | 7060 | 10 | 10.85 | Residential | Yes | Behind the Meter | Fusion Solar Energy LLC | PSE&G | Accepted | 2019-03-11 | 2019-03-13 | 2020-03-13 | Sunpower | Sunpower Type D | Inverters | 320 |  | 31 |  |  | 0.96 |  | Outside | Roof Top
Solar Registration Program | NJSRRE1540814483 | Marlboro Township | 7746 | 17 | 10.85 | Residential | Yes | Behind the Meter | Suntuity Solar LLC | JCP&L | Accepted | 2019-04-03 | 2019-04-03 | 2020-04-03 | Yingli Green Energy | YL310D-30b | Solar Panels |  | 0.31 | 16 | 108 | 21 |  | Fixed | Roof
Solar Registration Program | NJSRRE1540814483 | Marlboro Township | 7746 | 17 | 10.85 | Residential | Yes | Behind the Meter | Suntuity Solar LLC | JCP&L | Accepted | 2019-04-03 | 2019-04-03 | 2020-04-03 | Yingli Green Energy | YL310D-30b | Solar Panels |  | 0.31 | 8 | 108 | 21 |  | Fixed | Roof
Solar Registration Program | NJSRRE1540814483 | Marlboro Township | 7746 | 17 | 10.85 | Residential | Yes | Behind the Meter | Suntuity Solar LLC | JCP&L | Accepted | 2019-04-03 | 2019-04-03 | 2020-04-03 | Yingli Green Energy | YL310D-30b | Solar Panels |  | 0.31 | 11 | 288 | 21 |  | Fixed | Roof
Solar Registration Program | NJSRRE1540814483 | Marlboro Township | 7746 | 17 | 10.85 | Residential | Yes | Behind the Meter | Suntuity Solar LLC | JCP&L | Accepted | 2019-04-03 | 2019-04-03 | 2020-04-03 | Enphase Energy | IQ7-60-2-US | Inverters | 240 |  | 35 |  |  | 0.97 |  | Outside | Behind the PV modules
Solar Registration Program | NJSRRE1540957575 | Millville | 8332 | 20 | 10.85 | Residential | Yes | Behind the Meter | Suntuity Solar LLC | AC Electric | Accepted | 2019-05-03 | 2019-05-08 | 2020-05-08 | Yingli Green Energy | YL310D-30b | Solar Panels |  | 0.31 | 12 | 176 | 17 |  | Fixed | Roof
Solar Registration Program | NJSRRE1540957575 | Millville | 8332 | 20 | 10.85 | Residential | Yes | Behind the Meter | Suntuity Solar LLC | AC Electric | Accepted | 2019-05-03 | 2019-05-08 | 2020-05-08 | Yingli Green Energy | YL310D-30b | Solar Panels |  | 0.31 | 23 | 266 | 26 |  | Fixed | Roof
Solar Registration Program | NJSRRE1540957575 | Millville | 8332 | 20 | 10.85 | Residential | Yes | Behind the Meter | Suntuity Solar LLC | AC Electric | Accepted | 2019-05-03 | 2019-05-08 | 2020-05-08 | Enphase Energy | IQ7-60-2-US | Inverters | 240 |  | 35 |  |  | 0.97 |  | Outdoor | Behind the PV Modules
Solar Registration Program | NJSRRE1541514262 | Clark | 7066 | 10 | 10.85 | Residential | No | Behind the Meter | Suntuity Solar LLC | PSE&G | Accepted | 2019-07-01 | 2019-07-05 | 2020-07-05 | Yingli Green Energy | YL310D-30b | Solar Panels |  | 0.31 | 29 | 177 | 38 |  | Fixed | Roof
Solar Registration Program | NJSRRE1541514262 | Clark | 7066 | 10 | 10.85 | Residential | No | Behind the Meter | Suntuity Solar LLC | PSE&G | Accepted | 2019-07-01 | 2019-07-05 | 2020-07-05 | Yingli Green Energy | YL310D-30b | Solar Panels |  | 0.31 | 6 | 357 | 14 |  | Fixed | Roof
Solar Registration Program | NJSRRE1541514262 | Clark | 7066 | 10 | 10.85 | Residential | No | Behind the Meter | Suntuity Solar LLC | PSE&G | Accepted | 2019-07-01 | 2019-07-05 | 2020-07-05 | Enphase Energy | IQ7-60-2-US | Inverters | 240 |  | 35 |  |  | 0.97 |  | Outdoor | Behind the PV Modules
Solar Registration Program | NJSRRE1541514267 | Port Republic | 8241 | 19 | 10.85 | Residential | Yes | Behind the Meter | Suntuity Solar LLC | AC Electric | Accepted | 2019-07-01 | 2019-07-05 | 2020-07-05 | Yingli Green Energy | YL310D-30b | Solar Panels |  | 0.31 | 7 | 358 | 9 |  | Fixed | Roof
Solar Registration Program | NJSRRE1541514267 | Port Republic | 8241 | 19 | 10.85 | Residential | Yes | Behind the Meter | Suntuity Solar LLC | AC Electric | Accepted | 2019-07-01 | 2019-07-05 | 2020-07-05 | Yingli Green Energy | YL310D-30b | Solar Panels |  | 0.31 | 14 | 178 | 38 |  | Fixed | Roof
Solar Registration Program | NJSRRE1541514267 | Port Republic | 8241 | 19 | 10.85 | Residential | Yes | Behind the Meter | Suntuity Solar LLC | AC Electric | Accepted | 2019-07-01 | 2019-07-05 | 2020-07-05 | Yingli Green Energy | YL310D-30b | Solar Panels |  | 0.31 | 14 | 358 | 38 |  | Fixed | Roof
Solar Registration Program | NJSRRE1541514267 | Port Republic | 8241 | 19 | 10.85 | Residential | Yes | Behind the Meter | Suntuity Solar LLC | AC Electric | Accepted | 2019-07-01 | 2019-07-05 | 2020-07-05 | Enphase Energy | IQ7-60-2-US | Inverters | 240 |  | 35 |  |  | 0.97 |  | Outdoor | Behind the PV Modules
Solar Registration Program | NJSRRE1541514268 | Galloway | 8205 | 19 | 10.85 | Residential | No | Behind the Meter | Suntuity Solar LLC | AC Electric | Accepted | 2019-07-01 | 2019-07-05 | 2020-07-05 | Yingli Green Energy | YL310D-30b | Solar Panels |  | 0.31 | 20 | 173 | 34 |  | Fixed | Roof
Solar Registration Program | NJSRRE1541514268 | Galloway | 8205 | 19 | 10.85 | Residential | No | Behind the Meter | Suntuity Solar LLC | AC Electric | Accepted | 2019-07-01 | 2019-07-05 | 2020-07-05 | Yingli Green Energy | YL310D-30b | Solar Panels |  | 0.31 | 15 | 173 | 19 |  | Fixed | Roof
Solar Registration Program | NJSRRE1541514268 | Galloway | 8205 | 19 | 10.85 | Residential | No | Behind the Meter | Suntuity Solar LLC | AC Electric | Accepted | 2019-07-01 | 2019-07-05 | 2020-07-05 | Enphase Energy | IQ7-60-2-US | Inverters | 240 |  | 35 |  |  | 0.97 |  | Outdoor | Behind the PV Modules
Solar Registration Program | NJSRRE1541620844 | Trenton | 8046 | 13 | 10.85 | Residential | No | Behind the Meter | Palmetto Solar LLC | PSE&G | Accepted | 2019-07-08 | 2019-07-10 | 2020-07-10 | Yingli | 310D-30b | Solar Panels |  | 0.31 | 26 | 128 | 25 |  | Fixed | Roof
Solar Registration Program | NJSRRE1541620844 | Trenton | 8046 | 13 | 10.85 | Residential | No | Behind the Meter | Palmetto Solar LLC | PSE&G | Accepted | 2019-07-08 | 2019-07-10 | 2020-07-10 | Yingli | 310D-30b | Solar Panels |  | 0.31 | 9 | 308 | 14 |  | Fixed | Roof
Solar Registration Program | NJSRRE1541620844 | Trenton | 8046 | 13 | 10.85 | Residential | No | Behind the Meter | Palmetto Solar LLC | PSE&G | Accepted | 2019-07-08 | 2019-07-10 | 2020-07-10 | SolarEdge | SE10000H-US | Inverters | 10000 |  | 1 |  |  | 0.99 |  | Outside | NA
Solar Registration Program | NJSRRE1541623595 | Bridgeton | 8302 | 20 | 10.85 | Residential | No | Behind the Meter | Kaitanna Solar, LLC | AC Electric | Accepted | 2019-07-09 | 2019-07-11 | 2020-07-11 | Mission Solar | 310 | Solar Panels |  | 0.31 | 35 | 165 | 20 |  | Fixed | Roof
Solar Registration Program | NJSRRE1541623595 | Bridgeton | 8302 | 20 | 10.85 | Residential | No | Behind the Meter | Kaitanna Solar, LLC | AC Electric | Accepted | 2019-07-09 | 2019-07-11 | 2020-07-11 | Enphase | IQ7 | Inverters | 0.24 |  | 35 |  |  | 0.97 |  | Outdoor | Under Module
Solar Registration Program | NJSRRE1541686387 | Livingston | 7039 | 9 | 10.85 | Residential | No | Behind the Meter | Ampericon | PSE&G | Accepted | 2019-07-18 | 2019-07-23 | 2020-07-23 | Silfab | SLA-M-310 | Solar Panels |  | 0.31 | 35 | 163 | 25 |  | Fixed | Roof
Solar Registration Program | NJSRRE1541686387 | Livingston | 7039 | 9 | 10.85 | Residential | No | Behind the Meter | Ampericon | PSE&G | Accepted | 2019-07-18 | 2019-07-23 | 2020-07-23 | EnPhase | IQ6 | Inverters | 250 |  | 35 |  |  | 0.965 |  | Outside | Roof
Solar Registration Program | NJSRRE1541787779 | New Brunswick | 8901 | 11 | 10.85 | Residential | Yes | Behind the Meter | Suntuity Solar LLC | PSE&G | Accepted | 2019-08-05 | 2019-08-07 | 2020-08-07 | Yingli Green Energy | YL310D-30b | Solar Panels |  | 0.31 | 15 | 308 | 40 |  | Fixed | Roof
Solar Registration Program | NJSRRE1541787779 | New Brunswick | 8901 | 11 | 10.85 | Residential | Yes | Behind the Meter | Suntuity Solar LLC | PSE&G | Accepted | 2019-08-05 | 2019-08-07 | 2020-08-07 | Yingli Green Energy | YL310D-30b | Solar Panels |  | 0.31 | 20 | 128 | 40 |  | Fixed | Roof
Solar Registration Program | NJSRRE1541787779 | New Brunswick | 8901 | 11 | 10.85 | Residential | Yes | Behind the Meter | Suntuity Solar LLC | PSE&G | Accepted | 2019-08-05 | 2019-08-07 | 2020-08-07 | Enphase Energy | IQ7-60-2-US | Inverters | 240 |  | 35 |  |  | 0.97 |  | Outdoor | Behind the PV Modules
Solar Registration Program | NJSRRE1541804102 | Monroe Township | 8831 | 11 | 10.85 | Residential | No | Behind the Meter | Suntuity Solar LLC | JCP&L | Accepted | 2019-08-08 | 2019-08-23 | 2020-08-23 | Yingli Solar | YL310D-30b | Solar Panels |  | 0.31 | 10 | 287 | 37 |  | Fixed | Roof
Solar Registration Program | NJSRRE1541804102 | Monroe Township | 8831 | 11 | 10.85 | Residential | No | Behind the Meter | Suntuity Solar LLC | JCP&L | Accepted | 2019-08-08 | 2019-08-23 | 2020-08-23 | Yingli Solar | YL310D-30b | Solar Panels |  | 0.31 | 10 | 197 | 37 |  | Fixed | Roof
Solar Registration Program | NJSRRE1541804102 | Monroe Township | 8831 | 11 | 10.85 | Residential | No | Behind the Meter | Suntuity Solar LLC | JCP&L | Accepted | 2019-08-08 | 2019-08-23 | 2020-08-23 | Yingli Solar | YL310D-30b | Solar Panels |  | 0.31 | 15 | 107 | 37 |  | Fixed | Roof
Solar Registration Program | NJSRRE1541804102 | Monroe Township | 8831 | 11 | 10.85 | Residential | No | Behind the Meter | Suntuity Solar LLC | JCP&L | Accepted | 2019-08-08 | 2019-08-23 | 2020-08-23 | Enphase Energy | IQ7-60-2-US | Inverters | 240 |  | 35 |  |  | 0.97 |  | Outdoor | Behind the PV modules
Solar Registration Program | NJSRRE1541850865 | Burlington | 8016 | 13 | 10.85 | Residential | Yes | Behind the Meter | Suntuity Solar LLC | PSE&G | Accepted | 2019-08-16 | 2019-08-23 | 2020-08-23 | Yingli Green Energy | YL310D-30b | Solar Panels |  | 0.31 | 15 | 111 | 19 |  | Fixed | Roof
Solar Registration Program | NJSRRE1541850865 | Burlington | 8016 | 13 | 10.85 | Residential | Yes | Behind the Meter | Suntuity Solar LLC | PSE&G | Accepted | 2019-08-16 | 2019-08-23 | 2020-08-23 | Yingli Green Energy | YL310D-30b | Solar Panels |  | 0.31 | 12 | 111 | 15 |  | Fixed | Roof
Solar Registration Program | NJSRRE1541850865 | Burlington | 8016 | 13 | 10.85 | Residential | Yes | Behind the Meter | Suntuity Solar LLC | PSE&G | Accepted | 2019-08-16 | 2019-08-23 | 2020-08-23 | Yingli Green Energy | YL310D-30b | Solar Panels |  | 0.31 | 8 | 291 | 19 |  | Fixed | Roof
Solar Registration Program | NJSRRE1541850865 | Burlington | 8016 | 13 | 10.85 | Residential | Yes | Behind the Meter | Suntuity Solar LLC | PSE&G | Accepted | 2019-08-16 | 2019-08-23 | 2020-08-23 | Enphase Energy | IQ7-60-2-US | Inverters | 240 |  | 35 |  |  | 0.97 |  | Outdoor | Behind the PV Modules
Solar Registration Program | NJSRRE1541858503 | Forked River | 8731 | 18 | 10.85 | Residential | Yes | Behind the Meter | Suntuity Solar LLC | JCP&L | Accepted | 2019-08-19 | 2019-08-23 | 2020-08-23 | Yingli Green Energy | YL310D-30b | Solar Panels |  | 0.31 | 22 | 157 | 19 |  | Fixed | Roof
Solar Registration Program | NJSRRE1541858503 | Forked River | 8731 | 18 | 10.85 | Residential | Yes | Behind the Meter | Suntuity Solar LLC | JCP&L | Accepted | 2019-08-19 | 2019-08-23 | 2020-08-23 | Yingli Green Energy | YL310D-30b | Solar Panels |  | 0.31 | 5 | 157 | 12 |  | Fixed | Roof
Solar Registration Program | NJSRRE1541858503 | Forked River | 8731 | 18 | 10.85 | Residential | Yes | Behind the Meter | Suntuity Solar LLC | JCP&L | Accepted | 2019-08-19 | 2019-08-23 | 2020-08-23 | Yingli Green Energy | YL310D-30b | Solar Panels |  | 0.31 | 8 | 337 | 19 |  | Fixed | Roof
Solar Registration Program | NJSRRE1541858503 | Forked River | 8731 | 18 | 10.85 | Residential | Yes | Behind the Meter | Suntuity Solar LLC | JCP&L | Accepted | 2019-08-19 | 2019-08-23 | 2020-08-23 | Enphase Energy | IQ7-60-2-US | Inverters | 240 |  | 35 |  |  | 0.97 |  | Outdoor | Behind the PV Modules
Solar Registration Program | NJSRRE1541888273 | Cape May | 8204 | 21 | 10.85 | Residential | No | Behind the Meter | Spectrum Builders LLC | AC Electric | Accepted | 2019-08-27 | 2019-08-30 | 2020-08-30 | QCELLS | Q.PEAK DUO BLK-G5 310 | Solar Panels |  | 0.31 | 35 | 98 | 36 |  | Fixed | Roof
Solar Registration Program | NJSRRE1541888273 | Cape May | 8204 | 21 | 10.85 | Residential | No | Behind the Meter | Spectrum Builders LLC | AC Electric | Accepted | 2019-08-27 | 2019-08-30 | 2020-08-30 | Fronius | Primo 10.0-1 208-240 | Inverters | 9995 |  | 1 |  |  | 0.979 |  | Outside | Outdoor
Solar Registration Program | NJSRRE1541888273 | Cape May | 8204 | 21 | 10.85 | Residential | No | Behind the Meter | Spectrum Builders LLC | AC Electric | Accepted | 2019-08-27 | 2019-08-30 | 2020-08-30 | ABB | A1D | Meters |  |  | 1 |  |  |  |  | Outdoor
Solar Registration Program | NJSRRE1542370246 | Middletown | 7748 | 17 | 10.85 | Residential | No | Behind the Meter | Palmetto Solar LLC | JCP&L | Accepted | 2019-09-09 | 2019-09-11 | 2020-09-11 | Yingli | 310D-30B | Solar Panels |  | 0.31 | 13 | 281 | 21 |  | Fixed | Roof
Solar Registration Program | NJSRRE1542370246 | Middletown | 7748 | 17 | 10.85 | Residential | No | Behind the Meter | Palmetto Solar LLC | JCP&L | Accepted | 2019-09-09 | 2019-09-11 | 2020-09-11 | Yingli | 310D-30B | Solar Panels |  | 0.31 | 22 | 101 | 21 |  | Fixed | Roof
Solar Registration Program | NJSRRE1542370246 | Middletown | 7748 | 17 | 10.85 | Residential | No | Behind the Meter | Palmetto Solar LLC | JCP&L | Accepted | 2019-09-09 | 2019-09-11 | 2020-09-11 | SolarEdge | SE10000H-US | Inverters | 10000 |  | 1 |  |  | 0.98 |  | Outside | side of the house
Solar Registration Program | NJSRRE1542377364 | Pisoataway | 8854 | 11 | 10.85 | Residential | Yes | Behind the Meter | Solar Energy World | PSE&G | Accepted | 2019-09-10 | 2019-09-12 | 2020-09-12 | LONGi Green Energy Technology | LR6-60PE-310M | Solar Panels |  | 0.31 | 35 | 153 | 22 |  | Fixed | Roof
Solar Registration Program | NJSRRE1542377364 | Pisoataway | 8854 | 11 | 10.85 | Residential | Yes | Behind the Meter | Solar Energy World | PSE&G | Accepted | 2019-09-10 | 2019-09-12 | 2020-09-12 | Solar Edge | SE7600H-USRGM | Inverters | 7600 |  | 2 |  |  | 0.98 |  | Outside | near meter
Solar Registration Program | NJSRRE1542395138 | Lakewood | 8701 | 18 | 10.85 | Residential | Yes | Behind the Meter | Powerlutions | JCP&L | Accepted | 2019-09-13 | 2019-09-17 | 2020-09-17 | Axitec | AC-310P/156-72S | Solar Panels |  | 0.31 | 12 | 188 | 38 |  | Fixed | Roof
Solar Registration Program | NJSRRE1542395138 | Lakewood | 8701 | 18 | 10.85 | Residential | Yes | Behind the Meter | Powerlutions | JCP&L | Accepted | 2019-09-13 | 2019-09-17 | 2020-09-17 | Axitec | AC-310P/156-72S | Solar Panels |  | 0.31 | 23 | 188 | 38 |  | Fixed | Roof
Solar Registration Program | NJSRRE1542395138 | Lakewood | 8701 | 18 | 10.85 | Residential | Yes | Behind the Meter | Powerlutions | JCP&L | Accepted | 2019-09-13 | 2019-09-17 | 2020-09-17 | Enphase | IQ7-60-2-US | Inverters | 8.4 |  | 35 |  |  | 0.97 |  | Outdoor | Panel
Solar Registration Program | NJSRRE1542412581 | Lakewood | 8701 | 18 | 10.85 | Residential | No | Behind the Meter | Powerlutions | JCP&L | Final As-Built Received | 2019-09-17 | 2019-09-19 | 2020-09-19 | Axitec | AC-310P/156-72S | Solar Panels |  | 0.31 | 35 | 188 | 38 |  | Fixed | Roof
Solar Registration Program | NJSRRE1542412581 | Lakewood | 8701 | 18 | 10.85 | Residential | No | Behind the Meter | Powerlutions | JCP&L | Final As-Built Received | 2019-09-17 | 2019-09-19 | 2020-09-19 | Solar Edge | SE10000H-US | Inverters | 10 |  | 1 |  |  | 0.99 |  | Outdoor | near meter
Solar Registration Program | NJSRRE1542523891 | Gloucester Twp | 8012 | 14 | 10.85 | Residential | No | Behind the Meter | Orbit Energy & Power, LLC | PSE&G | Final As-Built Received | 2019-10-10 | 2019-10-14 | 2020-10-14 | trina | tsm 310 | Solar Panels |  | 0.31 | 20 | 211 | 17 |  | Fixed | Roof
Solar Registration Program | NJSRRE1542523891 | Gloucester Twp | 8012 | 14 | 10.85 | Residential | No | Behind the Meter | Orbit Energy & Power, LLC | PSE&G | Final As-Built Received | 2019-10-10 | 2019-10-14 | 2020-10-14 | trina | tsm 310 | Solar Panels |  | 0.31 | 15 | 211 | 30 |  | Fixed | Roof
Solar Registration Program | NJSRRE1542523891 | Gloucester Twp | 8012 | 14 | 10.85 | Residential | No | Behind the Meter | Orbit Energy & Power, LLC | PSE&G | Final As-Built Received | 2019-10-10 | 2019-10-14 | 2020-10-14 | enphase | iq7 | Inverters | 240 |  | 35 |  |  | 0.986 |  | Outside | panel
Solar Registration Program | NJSRRE1542523891 | Gloucester Twp | 8012 | 14 | 10.85 | Residential | No | Behind the Meter | Orbit Energy & Power, LLC | PSE&G | Final As-Built Received | 2019-10-10 | 2019-10-14 | 2020-10-14 | enphase | envoy | Meters |  |  | 1 |  |  |  | Yes | Outdoor
Solar Registration Program | NJSRRE1542525242 | Swedesboro | 8085 | 15 | 10.85 | Residential | Yes | Behind the Meter | All Season Solar | AC Electric | Accepted | 2019-10-10 | 2019-10-14 | 2020-10-14 | Trina | TSM DD05H.05II 310W AUG 2019 | Solar Panels |  | 0.31 | 10 | 221 | 30 |  | Fixed | Roof
Solar Registration Program | NJSRRE1542525242 | Swedesboro | 8085 | 15 | 10.85 | Residential | Yes | Behind the Meter | All Season Solar | AC Electric | Accepted | 2019-10-10 | 2019-10-14 | 2020-10-14 | Trina | TSM DD05H.05II 310W AUG 2019 | Solar Panels |  | 0.31 | 4 | 221 | 26 |  | Fixed | Roof
Solar Registration Program | NJSRRE1542525242 | Swedesboro | 8085 | 15 | 10.85 | Residential | Yes | Behind the Meter | All Season Solar | AC Electric | Accepted | 2019-10-10 | 2019-10-14 | 2020-10-14 | Trina | TSM DD05H.05II 310W AUG 2019 | Solar Panels |  | 0.31 | 21 | 221 | 30 |  | Fixed | Roof
Solar Registration Program | NJSRRE1542525242 | Swedesboro | 8085 | 15 | 10.85 | Residential | Yes | Behind the Meter | All Season Solar | AC Electric | Accepted | 2019-10-10 | 2019-10-14 | 2020-10-14 | Enphase | IQ7 | Inverters | 240 |  | 35 |  |  | 0.97 |  | Outdoor | Under Module
Solar Registration Program | NJSRRE1542528131 | Lakewood | 8701 | 18 | 10.85 | Residential | No | Behind the Meter | Powerlutions | JCP&L | Accepted | 2019-10-11 | 2019-10-15 | 2020-10-15 | Trina | TSM-310 DD05A | Solar Panels |  | 0.31 | 6 | 188 | 41 |  | Fixed | Roof
Solar Registration Program | NJSRRE1542528131 | Lakewood | 8701 | 18 | 10.85 | Residential | No | Behind the Meter | Powerlutions | JCP&L | Accepted | 2019-10-11 | 2019-10-15 | 2020-10-15 | Trina | TSM-310 DD05A | Solar Panels |  | 0.31 | 11 | 188 | 20 |  | Fixed | Roof
Solar Registration Program | NJSRRE1542528131 | Lakewood | 8701 | 18 | 10.85 | Residential | No | Behind the Meter | Powerlutions | JCP&L | Accepted | 2019-10-11 | 2019-10-15 | 2020-10-15 | Trina | TSM-310 DD05A | Solar Panels |  | 0.31 | 18 | 98 | 37 |  | Fixed | Roof
Solar Registration Program | NJSRRE1542528131 | Lakewood | 8701 | 18 | 10.85 | Residential | No | Behind the Meter | Powerlutions | JCP&L | Accepted | 2019-10-11 | 2019-10-15 | 2020-10-15 | SolarEdge | SE10000H-US | Inverters | 10 |  | 1 |  |  | 0.99 |  | Outdoor | Near Meter
Solar Registration Program | NJSRRE1542553955 | Wenonah | 8090 | 15 | 10.85 | Residential | Yes | Behind the Meter | Orbit Energy & Power, LLC | AC Electric | Accepted | 2019-10-17 | 2019-10-21 | 2020-10-21 | trina | tsm 310 | Solar Panels |  | 0.31 | 15 | 197 | 25 |  | Fixed | Roof
Solar Registration Program | NJSRRE1542553955 | Wenonah | 8090 | 15 | 10.85 | Residential | Yes | Behind the Meter | Orbit Energy & Power, LLC | AC Electric | Accepted | 2019-10-17 | 2019-10-21 | 2020-10-21 | trina | tsm 310 | Solar Panels |  | 0.31 | 8 | 17 | 20 |  | Fixed | Roof
Solar Registration Program | NJSRRE1542553955 | Wenonah | 8090 | 15 | 10.85 | Residential | Yes | Behind the Meter | Orbit Energy & Power, LLC | AC Electric | Accepted | 2019-10-17 | 2019-10-21 | 2020-10-21 | trina | tsm 310 | Solar Panels |  | 0.31 | 8 | 197 | 20 |  | Fixed | Roof
Solar Registration Program | NJSRRE1542553955 | Wenonah | 8090 | 15 | 10.85 | Residential | Yes | Behind the Meter | Orbit Energy & Power, LLC | AC Electric | Accepted | 2019-10-17 | 2019-10-21 | 2020-10-21 | trina | tsm 310 | Solar Panels |  | 0.31 | 4 | 17 | 25 |  | Fixed | Roof
Solar Registration Program | NJSRRE1542553955 | Wenonah | 8090 | 15 | 10.85 | Residential | Yes | Behind the Meter | Orbit Energy & Power, LLC | AC Electric | Accepted | 2019-10-17 | 2019-10-21 | 2020-10-21 | enphase | iq7 | Inverters | 240 |  | 35 |  |  | 0.986 |  | Outside | panel
Solar Registration Program | NJSRRE1542578637 | Hamilton Township | 8610 | 12 | 10.85 | Residential | No | Behind the Meter | Green Power Energy | PSE&G | Accepted | 2019-10-23 | 2019-10-25 | 2020-10-25 | Silfab | SLA310M | Solar Panels |  | 0.31 | 27 | 116 | 18 |  | Fixed | Roof
Solar Registration Program | NJSRRE1542578637 | Hamilton Township | 8610 | 12 | 10.85 | Residential | No | Behind the Meter | Green Power Energy | PSE&G | Accepted | 2019-10-23 | 2019-10-25 | 2020-10-25 | Silfab | SLA310M | Solar Panels |  | 0.31 | 8 | 298 | 23 |  | Fixed | Roof
Solar Registration Program | NJSRRE1542578637 | Hamilton Township | 8610 | 12 | 10.85 | Residential | No | Behind the Meter | Green Power Energy | PSE&G | Accepted | 2019-10-23 | 2019-10-25 | 2020-10-25 | SolarEdge | SE10000H-US | Inverters | 10000 |  | 1 |  |  | 0.97 |  | Outside | Next to meter
Solar Registration Program | NJSRRE1542685416 | Pennsville | 8070 | 16 | 10.85 | Residential | Yes | Behind the Meter | RCL Enterprises Inc. | AC Electric | Accepted | 2019-10-28 | 2019-10-31 | 2020-10-31 | Trina | TSM 310DD05H | Solar Panels |  | 0.31 | 35 | 199 | 22 |  | Fixed | Roof
Solar Registration Program | NJSRRE1542685416 | Pennsville | 8070 | 16 | 10.85 | Residential | Yes | Behind the Meter | RCL Enterprises Inc. | AC Electric | Accepted | 2019-10-28 | 2019-10-31 | 2020-10-31 | enphase | IQ7 | Inverters | 8400 |  | 35 |  |  | 0.96 |  | Outdoor | under the panel
Solar Registration Program | NJSRRE1542687561 | Lumberton | 8048 | 13 | 10.85 | Residential | No | Behind the Meter | Reliable Power and Solar | PSE&G | Accepted | 2019-10-29 | 2019-10-31 | 2020-10-31 | trina | tsmdd05 | Solar Panels |  | 0.31 | 35 | 180 | 25 |  | Fixed | Ground | ground
Solar Registration Program | NJSRRE1542687561 | Lumberton | 8048 | 13 | 10.85 | Residential | No | Behind the Meter | Reliable Power and Solar | PSE&G | Accepted | 2019-10-29 | 2019-10-31 | 2020-10-31 | enphase | IQ7 | Inverters | 240 |  | 35 |  |  | 0.97 |  | Outdoor | outdoor
Solar Registration Program | NJSRRE1542969243 | Lakewood | 8701 | 18 | 10.85 | Residential | No | Behind the Meter | Powerlutions | JCP&L | Final As-Built Received | 2019-11-05 | 2019-11-07 | 2020-11-07 | Axitec | AC-310P/156-72S | Solar Panels |  | 0.31 | 35 | 187 | 38 |  | Fixed | Roof
Solar Registration Program | NJSRRE1542969243 | Lakewood | 8701 | 18 | 10.85 | Residential | No | Behind the Meter | Powerlutions | JCP&L | Final As-Built Received | 2019-11-05 | 2019-11-07 | 2020-11-07 | Solar Edge | SE10000H-US | Inverters | 10 |  | 1 |  |  | 0.99 |  | Outdoor | near meter
Solar Registration Program | NJSRRE1543037677 | Hamilton | 8690 | 12 | 10.85 | Residential | Yes | Behind the Meter | Solar Energy World | PSE&G | Accepted | 2019-11-05 | 2019-11-08 | 2020-11-08 | LONGi Green Energy Technology | LR6-60PE-310M | Solar Panels |  | 0.31 | 35 | 128 | 18 |  | Fixed | Roof
Solar Registration Program | NJSRRE1543037677 | Hamilton | 8690 | 12 | 10.85 | Residential | Yes | Behind the Meter | Solar Energy World | PSE&G | Accepted | 2019-11-05 | 2019-11-08 | 2020-11-08 | Solar Edge | SE7600H-USRGM | Inverters | 7600 |  | 1 |  |  | 0.975 |  | Outside | near meter
Solar Registration Program | NJSRRE1543037677 | Hamilton | 8690 | 12 | 10.85 | Residential | Yes | Behind the Meter | Solar Energy World | PSE&G | Accepted | 2019-11-05 | 2019-11-08 | 2020-11-08 | Solar Edge | SE3800H-USRGM | Inverters | 3800 |  | 1 |  |  | 0.982 |  | Outside | near meter
Solar Registration Program | NJSRRE1543057977 | Glassboro | 8028 | 15 | 10.85 | Residential | Yes | Behind the Meter | Orbit Energy & Power, LLC | AC Electric | Accepted | 2019-11-08 | 2019-11-12 | 2020-11-12 | trina | tsm 310 | Solar Panels |  | 0.31 | 21 | 192 | 31 |  | Fixed | Roof
Solar Registration Program | NJSRRE1543057977 | Glassboro | 8028 | 15 | 10.85 | Residential | Yes | Behind the Meter | Orbit Energy & Power, LLC | AC Electric | Accepted | 2019-11-08 | 2019-11-12 | 2020-11-12 | trina | tsm 310 | Solar Panels |  | 0.31 | 10 | 12 | 31 |  | Fixed | Roof
Solar Registration Program | NJSRRE1543057977 | Glassboro | 8028 | 15 | 10.85 | Residential | Yes | Behind the Meter | Orbit Energy & Power, LLC | AC Electric | Accepted | 2019-11-08 | 2019-11-12 | 2020-11-12 | trina | tsm 310 | Solar Panels |  | 0.31 | 4 | 192 | 26 |  | Fixed | Roof
Solar Registration Program | NJSRRE1543057977 | Glassboro | 8028 | 15 | 10.85 | Residential | Yes | Behind the Meter | Orbit Energy & Power, LLC | AC Electric | Accepted | 2019-11-08 | 2019-11-12 | 2020-11-12 | enphase | iq7 | Inverters | 240 |  | 35 |  |  | 0.986 |  | Outside | panel
Solar Registration Program | NJSRRE1543058056 | Williamstown | 8094 | 15 | 10.85 | Residential | Yes | Behind the Meter | Orbit Energy & Power, LLC | AC Electric | Accepted | 2019-11-08 | 2019-11-12 | 2020-11-12 | trina | tsm 310 | Solar Panels |  | 0.31 | 16 | 200 | 24 |  | Fixed | Roof
Solar Registration Program | NJSRRE1543058056 | Williamstown | 8094 | 15 | 10.85 | Residential | Yes | Behind the Meter | Orbit Energy & Power, LLC | AC Electric | Accepted | 2019-11-08 | 2019-11-12 | 2020-11-12 | trina | tsm 310 | Solar Panels |  | 0.31 | 16 | 20 | 24 |  | Fixed | Roof
Solar Registration Program | NJSRRE1543058056 | Williamstown | 8094 | 15 | 10.85 | Residential | Yes | Behind the Meter | Orbit Energy & Power, LLC | AC Electric | Accepted | 2019-11-08 | 2019-11-12 | 2020-11-12 | trina | tsm 310 | Solar Panels |  | 0.31 | 3 | 200 | 18 |  | Fixed | Roof
Solar Registration Program | NJSRRE1543058056 | Williamstown | 8094 | 15 | 10.85 | Residential | Yes | Behind the Meter | Orbit Energy & Power, LLC | AC Electric | Accepted | 2019-11-08 | 2019-11-12 | 2020-11-12 | enphase | iq7 | Inverters | 240 |  | 35 |  |  | 0.986 |  | Outside | panel
Solar Registration Program | NJSRRE1543111106 | Mays Landing | 8330 | 19 | 10.85 | Residential | No | Behind the Meter | Skyline Solar LLC | AC Electric | Accepted | 2019-11-12 | 2019-11-15 | 2020-11-15 | Silfab | SLA - 310M | Solar Panels |  | 0.31 | 22 | 24 | 223 |  | Fixed | Roof
Solar Registration Program | NJSRRE1543111106 | Mays Landing | 8330 | 19 | 10.85 | Residential | No | Behind the Meter | Skyline Solar LLC | AC Electric | Accepted | 2019-11-12 | 2019-11-15 | 2020-11-15 | Silfab | SLA -M310 | Solar Panels |  | 0.31 | 13 | 43 | 24 |  | Fixed | Roof
Solar Registration Program | NJSRRE1543111106 | Mays Landing | 8330 | 19 | 10.85 | Residential | No | Behind the Meter | Skyline Solar LLC | AC Electric | Accepted | 2019-11-12 | 2019-11-15 | 2020-11-15 | Solaredge | SE7600H-US | Inverters | 7600 |  | 1 |  |  | 0.99 |  | Outdoor | N/A
Solar Registration Program | NJSRRE1543442795 | East Brunswick | 8816 | 11 | 10.85 | Residential | No | Behind the Meter | Whitman Construction, LLC | PSE&G | Accepted | 2019-11-25 | 2019-11-27 | 2020-11-27 | Trina Solar | TSM-310DD05A | Solar Panels |  | 0.31 | 17 | 179 | 22 |  | Fixed | Roof
Solar Registration Program | NJSRRE1543442795 | East Brunswick | 8816 | 11 | 10.85 | Residential | No | Behind the Meter | Whitman Construction, LLC | PSE&G | Accepted | 2019-11-25 | 2019-11-27 | 2020-11-27 | Trina Solar | TSM-310DD05A | Solar Panels |  | 0.31 | 17 | 179 | 22 |  | Fixed | Roof
Solar Registration Program | NJSRRE1543442795 | East Brunswick | 8816 | 11 | 10.85 | Residential | No | Behind the Meter | Whitman Construction, LLC | PSE&G | Accepted | 2019-11-25 | 2019-11-27 | 2020-11-27 | Trina Solar | TSM-310DD05A | Solar Panels |  | 0.31 | 17 | 179 | 22 |  | Fixed | Roof
Solar Registration Program | NJSRRE1543442795 | East Brunswick | 8816 | 11 | 10.85 | Residential | No | Behind the Meter | Whitman Construction, LLC | PSE&G | Accepted | 2019-11-25 | 2019-11-27 | 2020-11-27 | Trina Solar | TSM-310DD05A | Solar Panels |  | 0.31 | 17 | 179 | 22 |  | Fixed | Roof
Solar Registration Program | NJSRRE1543442795 | East Brunswick | 8816 | 11 | 10.85 | Residential | No | Behind the Meter | Whitman Construction, LLC | PSE&G | Accepted | 2019-11-25 | 2019-11-27 | 2020-11-27 | Trina Solar | TSM-310DD05A | Solar Panels |  | 0.31 | 12 | 179 | 22 |  | Fixed | Roof
Solar Registration Program | NJSRRE1543442795 | East Brunswick | 8816 | 11 | 10.85 | Residential | No | Behind the Meter | Whitman Construction, LLC | PSE&G | Accepted | 2019-11-25 | 2019-11-27 | 2020-11-27 | Trina Solar | TSM-310DD05A | Solar Panels |  | 0.31 | 12 | 179 | 22 |  | Fixed | Roof
Solar Registration Program | NJSRRE1543442795 | East Brunswick | 8816 | 11 | 10.85 | Residential | No | Behind the Meter | Whitman Construction, LLC | PSE&G | Accepted | 2019-11-25 | 2019-11-27 | 2020-11-27 | Trina Solar | TSM-310DD05A | Solar Panels |  | 0.31 | 12 | 179 | 22 |  | Fixed | Roof
Solar Registration Program | NJSRRE1543442795 | East Brunswick | 8816 | 11 | 10.85 | Residential | No | Behind the Meter | Whitman Construction, LLC | PSE&G | Accepted | 2019-11-25 | 2019-11-27 | 2020-11-27 | Trina Solar | TSM-310DD05A | Solar Panels |  | 0.31 | 12 | 179 | 22 |  | Fixed | Roof
Solar Registration Program | NJSRRE1543442795 | East Brunswick | 8816 | 11 | 10.85 | Residential | No | Behind the Meter | Whitman Construction, LLC | PSE&G | Accepted | 2019-11-25 | 2019-11-27 | 2020-11-27 | Trina Solar | TSM-310DD05A | Solar Panels |  | 0.31 | 6 | 179 | 16 |  | Fixed | Roof
Solar Registration Program | NJSRRE1543442795 | East Brunswick | 8816 | 11 | 10.85 | Residential | No | Behind the Meter | Whitman Construction, LLC | PSE&G | Accepted | 2019-11-25 | 2019-11-27 | 2020-11-27 | Trina Solar | TSM-310DD05A | Solar Panels |  | 0.31 | 6 | 179 | 16 |  | Fixed | Roof
Solar Registration Program | NJSRRE1543442795 | East Brunswick | 8816 | 11 | 10.85 | Residential | No | Behind the Meter | Whitman Construction, LLC | PSE&G | Accepted | 2019-11-25 | 2019-11-27 | 2020-11-27 | Trina Solar | TSM-310DD05A | Solar Panels |  | 0.31 | 6 | 179 | 16 |  | Fixed | Roof
Solar Registration Program | NJSRRE1543442795 | East Brunswick | 8816 | 11 | 10.85 | Residential | No | Behind the Meter | Whitman Construction, LLC | PSE&G | Accepted | 2019-11-25 | 2019-11-27 | 2020-11-27 | Trina Solar | TSM-310DD05A | Solar Panels |  | 0.31 | 6 | 179 | 16 |  | Fixed | Roof
Solar Registration Program | NJSRRE1543442795 | East Brunswick | 8816 | 11 | 10.85 | Residential | No | Behind the Meter | Whitman Construction, LLC | PSE&G | Accepted | 2019-11-25 | 2019-11-27 | 2020-11-27 | Enphase Energy | IQ7-60-2-US | Inverters | 0.24 |  | 35 |  |  | 0.976 |  | Outside | roof
Solar Registration Program | NJSRRE1543442795 | East Brunswick | 8816 | 11 | 10.85 | Residential | No | Behind the Meter | Whitman Construction, LLC | PSE&G | Accepted | 2019-11-25 | 2019-11-27 | 2020-11-27 | Enphase Energy | IQ7-60-2-US | Inverters | 0.24 |  | 35 |  |  | 0.976 |  | Outside | roof
Solar Registration Program | NJSRRE1543442795 | East Brunswick | 8816 | 11 | 10.85 | Residential | No | Behind the Meter | Whitman Construction, LLC | PSE&G | Accepted | 2019-11-25 | 2019-11-27 | 2020-11-27 | Enphase Energy | IQ7-60-2-US | Inverters | 0.24 |  | 35 |  |  | 0.976 |  | Outside | roof
Solar Registration Program | NJSRRE1543442795 | East Brunswick | 8816 | 11 | 10.85 | Residential | No | Behind the Meter | Whitman Construction, LLC | PSE&G | Accepted | 2019-11-25 | 2019-11-27 | 2020-11-27 | Enphase Energy | IQ7-60-2-US | Inverters | 0.24 |  | 35 |  |  | 0.976 |  | Outside | roof
Solar Registration Program | NJSRRE1543451871 | Lakewood | 8701 | 18 | 10.85 | Residential | Yes | Behind the Meter | Powerlutions | JCP&L | Accepted | 2019-11-27 | 2019-12-03 | 2020-12-03 | Trina | TSM-310 DD05A | Solar Panels |  | 0.31 | 35 | 186 | 33 |  | Fixed | Roof
Solar Registration Program | NJSRRE1543451871 | Lakewood | 8701 | 18 | 10.85 | Residential | Yes | Behind the Meter | Powerlutions | JCP&L | Accepted | 2019-11-27 | 2019-12-03 | 2020-12-03 | Solar Edge | SE10000H-US | Inverters | 10 |  | 1 |  |  | 0.99 |  | Outdoor | near meter
Solar Registration Program | NJSRRE1543501611 | Toms River | 8755 | 18 | 10.85 | Residential | No | Behind the Meter | Powerlutions | JCP&L | Accepted | 2019-12-09 | 2019-12-11 | 2020-12-11 | Trina | TSM-310 DD05A | Solar Panels |  | 0.31 | 4 | 149 | 32 |  | Fixed | Roof
Solar Registration Program | NJSRRE1543501611 | Toms River | 8755 | 18 | 10.85 | Residential | No | Behind the Meter | Powerlutions | JCP&L | Accepted | 2019-12-09 | 2019-12-11 | 2020-12-11 | Trina | TSM-310 DD05A | Solar Panels |  | 0.31 | 31 | 148 | 32 |  | Fixed | Roof
Solar Registration Program | NJSRRE1543501611 | Toms River | 8755 | 18 | 10.85 | Residential | No | Behind the Meter | Powerlutions | JCP&L | Accepted | 2019-12-09 | 2019-12-11 | 2020-12-11 | Enphase | IQ7-60-2-US | Inverters | 240 |  | 35 |  |  | 0.97 |  | Outdoor | near panel
Solar Registration Program | NJSRRE1543502051 | Lakewood | 8701 | 18 | 10.85 | Residential | Yes | Behind the Meter | Powerlutions | JCP&L | Accepted | 2019-12-09 | 2019-12-11 | 2020-12-11 | Trina | TSM-310 DD05A | Solar Panels |  | 0.31 | 10 | 272 | 29 |  | Fixed | Roof
Solar Registration Program | NJSRRE1543502051 | Lakewood | 8701 | 18 | 10.85 | Residential | Yes | Behind the Meter | Powerlutions | JCP&L | Accepted | 2019-12-09 | 2019-12-11 | 2020-12-11 | Trina | TSM-310 DD05A | Solar Panels |  | 0.31 | 25 | 92 | 29 |  | Fixed | Roof
Solar Registration Program | NJSRRE1543502051 | Lakewood | 8701 | 18 | 10.85 | Residential | Yes | Behind the Meter | Powerlutions | JCP&L | Accepted | 2019-12-09 | 2019-12-11 | 2020-12-11 | Solar Edge | SE7600H-US | Inverters | 7.6 |  | 1 |  |  | 0.99 |  | Outdoor | near meter
Solar Registration Program | NJSRRE1543514555 | Bridgeton | 8302 | 20 | 10.85 | Residential | Yes | Behind the Meter | All Season Solar | AC Electric | Accepted | 2019-12-11 | 2019-12-16 | 2020-12-16 | Trina | TSM DD05H.05II 310W AUG 2019 | Solar Panels |  | 0.31 | 18 | 311 | 31 |  | Fixed | Roof
Solar Registration Program | NJSRRE1543514555 | Bridgeton | 8302 | 20 | 10.85 | Residential | Yes | Behind the Meter | All Season Solar | AC Electric | Accepted | 2019-12-11 | 2019-12-16 | 2020-12-16 | Trina | TSM DD05H.05II 310W AUG 2019 | Solar Panels |  | 0.31 | 17 | 131 | 31 |  | Fixed | Roof
Solar Registration Program | NJSRRE1543514555 | Bridgeton | 8302 | 20 | 10.85 | Residential | Yes | Behind the Meter | All Season Solar | AC Electric | Accepted | 2019-12-11 | 2019-12-16 | 2020-12-16 | Enphase | IQ7 | Inverters | 240 |  | 35 |  |  | 0.97 |  | Outdoor | Under Module
Solar Registration Program | NJSRRE1541119782 | Garfield | 7026 | 7 | 10.88 | Residential | Yes | Behind the Meter | Pro Custom Solar dba Momentum Solar | PSE&G | Accepted | 2019-06-06 | 2019-06-10 | 2020-06-10 | LG | LG 340N1C-A5 | Solar Panels |  | 0.34 | 8 | 342 | 14 |  | Fixed | Roof
Solar Registration Program | NJSRRE1541119782 | Garfield | 7026 | 7 | 10.88 | Residential | Yes | Behind the Meter | Pro Custom Solar dba Momentum Solar | PSE&G | Accepted | 2019-06-06 | 2019-06-10 | 2020-06-10 | LG | LG 340N1C-A5 | Solar Panels |  | 0.34 | 7 | 342 | 19 |  | Fixed | Roof
Solar Registration Program | NJSRRE1541119782 | Garfield | 7026 | 7 | 10.88 | Residential | Yes | Behind the Meter | Pro Custom Solar dba Momentum Solar | PSE&G | Accepted | 2019-06-06 | 2019-06-10 | 2020-06-10 | LG | LG 340N1C-A5 | Solar Panels |  | 0.34 | 10 | 162 | 12 |  | Fixed | Roof
Solar Registration Program | NJSRRE1541119782 | Garfield | 7026 | 7 | 10.88 | Residential | Yes | Behind the Meter | Pro Custom Solar dba Momentum Solar | PSE&G | Accepted | 2019-06-06 | 2019-06-10 | 2020-06-10 | LG | LG 340N1C-A5 | Solar Panels |  | 0.34 | 7 | 162 | 19 |  | Fixed | Roof
Solar Registration Program | NJSRRE1541119782 | Garfield | 7026 | 7 | 10.88 | Residential | Yes | Behind the Meter | Pro Custom Solar dba Momentum Solar | PSE&G | Accepted | 2019-06-06 | 2019-06-10 | 2020-06-10 | ENPHASE | IQ7-60-2-US | Inverters | 240 |  | 32 |  |  | 0.97 |  | Outdoor | ROOF
Solar Registration Program | NJSRRE1541123401 | Penns Grove | 8069 | 16 | 10.88 | Residential | Yes | Behind the Meter | Vision Solar LLC | AC Electric | Accepted | 2019-06-06 | 2019-06-11 | 2020-06-11 | sunpower | e20-327-e-ac | Solar Panels |  | 0.32 | 34 | 180 | 38 |  | Fixed | Roof
Solar Registration Program | NJSRRE1541123401 | Penns Grove | 8069 | 16 | 10.88 | Residential | Yes | Behind the Meter | Vision Solar LLC | AC Electric | Accepted | 2019-06-06 | 2019-06-11 | 2020-06-11 | sunpower | e20-327-e-ac | Inverters | 0.32 |  | 34 |  |  | 0.96 |  | Other | behind panels
Solar Registration Program | NJSRRE1541680362 | Flemington | 8822 | 4 | 10.88 | Residential | No | Behind the Meter | New Jersey Clean Energy Solutions | AC Electric | Final As-Built Received | 2019-07-18 | 2019-07-22 | 2020-07-22 | Trina | PSM-DEG14 | Solar Panels |  | 0.34 | 32 | 170 | 25 |  | Fixed | Ground | outside
Solar Registration Program | NJSRRE1541680362 | Flemington | 8822 | 4 | 10.88 | Residential | No | Behind the Meter | New Jersey Clean Energy Solutions | AC Electric | Final As-Built Received | 2019-07-18 | 2019-07-22 | 2020-07-22 | Solar Edge | SE7600H-US | Inverters | 7600 |  | 1 |  |  | 0.97 |  | Outside | near array
Solar Registration Program | NJSRRE1541790654 | Wanaque | 7465 | 6 | 10.88 | Residential | Yes | Behind the Meter | Pro Custom Solar dba Momentum Solar | JCP&L | Accepted | 2019-08-06 | 2019-08-09 | 2020-08-09 | LG ELECTRONICS | LG340N1C-V5 | Solar Panels |  | 0.34 | 16 | 198 | 20 |  | Fixed | Roof
Solar Registration Program | NJSRRE1541790654 | Wanaque | 7465 | 6 | 10.88 | Residential | Yes | Behind the Meter | Pro Custom Solar dba Momentum Solar | JCP&L | Accepted | 2019-08-06 | 2019-08-09 | 2020-08-09 | LG ELECTRONICS | LG340N1C-V5 | Solar Panels |  | 0.34 | 4 | 108 | 20 |  | Fixed | Roof
Solar Registration Program | NJSRRE1541790654 | Wanaque | 7465 | 6 | 10.88 | Residential | Yes | Behind the Meter | Pro Custom Solar dba Momentum Solar | JCP&L | Accepted | 2019-08-06 | 2019-08-09 | 2020-08-09 | LG ELECTRONICS | LG340N1C-V5 | Solar Panels |  | 0.34 | 12 | 289 | 1 |  | Fixed | Roof
Solar Registration Program | NJSRRE1541790654 | Wanaque | 7465 | 6 | 10.88 | Residential | Yes | Behind the Meter | Pro Custom Solar dba Momentum Solar | JCP&L | Accepted | 2019-08-06 | 2019-08-09 | 2020-08-09 | Enphase Energy | IQ7-60-2-US | Inverters | 250 |  | 32 |  |  | 0.97 |  | Outdoor | Roof
Solar Registration Program | NJSRRE1542548391 | Mays Landing | 8330 | 19 | 10.88 | Residential | No | Behind the Meter | Castle Energy, LLC | AC Electric | Accepted | 2019-10-16 | 2019-10-18 | 2020-10-18 | Hanwha Q-Cells | Q.Peak DUO-G5 320 | Solar Panels |  | 0.32 | 6 | 335 | 20 |  | Fixed | Roof
Solar Registration Program | NJSRRE1542548391 | Mays Landing | 8330 | 19 | 10.88 | Residential | No | Behind the Meter | Castle Energy, LLC | AC Electric | Accepted | 2019-10-16 | 2019-10-18 | 2020-10-18 | Hanwha Q-Cells | Q.Peak DUO-G5 320 | Solar Panels |  | 0.32 | 28 | 155 | 20 |  | Fixed | Roof
Solar Registration Program | NJSRRE1542548391 | Mays Landing | 8330 | 19 | 10.88 | Residential | No | Behind the Meter | Castle Energy, LLC | AC Electric | Accepted | 2019-10-16 | 2019-10-18 | 2020-10-18 | Enphase Energy | IQ7-60-2-US | Inverters | 240 |  | 34 |  |  | 0.967 |  | Outside | on the rooftop under each solar panel
Solar Registration Program | NJSRRE1542581318 | South Brunswick Township | 8852 | 11 | 10.88 | Residential | No | Behind the Meter | Green Power Energy | PSE&G | Accepted | 2019-10-24 | 2019-10-28 | 2020-10-28 | Panasonic | VBHN340SA17 | Solar Panels |  | 0.34 | 25 | 247 | 23 |  | Fixed | Roof
Solar Registration Program | NJSRRE1542581318 | South Brunswick Township | 8852 | 11 | 10.88 | Residential | No | Behind the Meter | Green Power Energy | PSE&G | Accepted | 2019-10-24 | 2019-10-28 | 2020-10-28 | Panasonic | VBHN340SA17 | Solar Panels |  | 0.34 | 7 | 64 | 23 |  | Fixed | Roof
Solar Registration Program | NJSRRE1542581318 | South Brunswick Township | 8852 | 11 | 10.88 | Residential | No | Behind the Meter | Green Power Energy | PSE&G | Accepted | 2019-10-24 | 2019-10-28 | 2020-10-28 | SolarEdge | SE7600H-US | Inverters | 7600 |  | 2 |  |  | 0.97 |  | Outside | Next to Meter
Solar Registration Program | NJSRRE1542886231 | Voorhees | 8043 | 14 | 10.88 | Residential | No | Behind the Meter | Solar Spectrum LLC | AC Electric | Accepted | 2019-11-01 | 2019-11-05 | 2020-11-05 | LG Electronics | LG320N1K-A5 | Solar Panels |  | 0.32 | 23 | 189 | 43 |  | Fixed | Roof
Solar Registration Program | NJSRRE1542886231 | Voorhees | 8043 | 14 | 10.88 | Residential | No | Behind the Meter | Solar Spectrum LLC | AC Electric | Accepted | 2019-11-01 | 2019-11-05 | 2020-11-05 | LG Electronics | LG320N1K-A5 | Solar Panels |  | 0.32 | 11 | 279 | 32 |  | Fixed | Roof
Solar Registration Program | NJSRRE1542886231 | Voorhees | 8043 | 14 | 10.88 | Residential | No | Behind the Meter | Solar Spectrum LLC | AC Electric | Accepted | 2019-11-01 | 2019-11-05 | 2020-11-05 | SolarEdge Tech. | SE10000H-US | Inverters | 42 |  | 1 |  |  | 0.99 |  | Outdoor | near meter
Solar Registration Program | NJSRRE1543065466 | Cape May Court House | 8210 | 21 | 10.88 | Residential | No | Behind the Meter | Green Power Energy | AC Electric | Accepted | 2019-11-11 | 2019-11-13 | 2020-11-13 | Hanwha | Q.PEAK DUO BLK-G5 320 | Solar Panels |  | 0.32 | 16 | 213 | 23 |  | Fixed | Roof
Solar Registration Program | NJSRRE1543065466 | Cape May Court House | 8210 | 21 | 10.88 | Residential | No | Behind the Meter | Green Power Energy | AC Electric | Accepted | 2019-11-11 | 2019-11-13 | 2020-11-13 | Hanwha | Q.PEAK DUO BLK-G5 320 | Solar Panels |  | 0.32 | 3 | 119 | 23 |  | Fixed | Roof
Solar Registration Program | NJSRRE1543065466 | Cape May Court House | 8210 | 21 | 10.88 | Residential | No | Behind the Meter | Green Power Energy | AC Electric | Accepted | 2019-11-11 | 2019-11-13 | 2020-11-13 | Hanwha | Q.PEAK DUO BLK-G5 320 | Solar Panels |  | 0.32 | 3 | 122 | 30 |  | Fixed | Roof
Solar Registration Program | NJSRRE1543065466 | Cape May Court House | 8210 | 21 | 10.88 | Residential | No | Behind the Meter | Green Power Energy | AC Electric | Accepted | 2019-11-11 | 2019-11-13 | 2020-11-13 | Hanwha | Q.PEAK DUO BLK-G5 320 | Solar Panels |  | 0.32 | 12 | 303 | 30 |  | Fixed | Roof
Solar Registration Program | NJSRRE1543065466 | Cape May Court House | 8210 | 21 | 10.88 | Residential | No | Behind the Meter | Green Power Energy | AC Electric | Accepted | 2019-11-11 | 2019-11-13 | 2020-11-13 | SolarEdge | SE10000H-US | Inverters | 10000 |  | 1 |  |  | 0.97 |  | Outside | Next to meter
Solar Registration Program | NJSRRE1543436911 | Northfield | 8225 | 19 | 10.88 | Residential | No | Behind the Meter | National Energy Partners, LLC | AC Electric | Accepted | 2019-11-22 | 2019-11-27 | 2020-11-27 | Hanwha Q CELLS | Q.PEAK DUO BLK-5G | Solar Panels |  | 0.32 | 34 | 131 | 25 |  | Fixed | Roof
Solar Registration Program | NJSRRE1543436911 | Northfield | 8225 | 19 | 10.88 | Residential | No | Behind the Meter | National Energy Partners, LLC | AC Electric | Accepted | 2019-11-22 | 2019-11-27 | 2020-11-27 | SolarEdge | SE7600H-US | Inverters | 7600 |  | 1 |  |  | 0.992 |  | Outdoor | Outside
Solar Registration Program | NJSRRE1543436911 | Northfield | 8225 | 19 | 10.88 | Residential | No | Behind the Meter | National Energy Partners, LLC | AC Electric | Accepted | 2019-11-22 | 2019-11-27 | 2020-11-27 | SolarEdge | SE7600H-US | Meters |  |  | 1 |  |  |  | Yes | Outdoor
Solar Registration Program | NJSRRE1543451833 | Blackwood | 8012 | 14 | 10.88 | Residential | No | Behind the Meter | Green Power Energy | AC Electric | Accepted | 2019-11-27 | 2019-12-03 | 2020-12-03 | Panasonic | VBHN340SA17 | Solar Panels |  | 0.34 | 32 | 169 | 23 |  | Fixed | Roof
Solar Registration Program | NJSRRE1543451833 | Blackwood | 8012 | 14 | 10.88 | Residential | No | Behind the Meter | Green Power Energy | AC Electric | Accepted | 2019-11-27 | 2019-12-03 | 2020-12-03 | SolarEdge | SE6000H-US | Inverters | 6000 |  | 1 |  |  | 0.97 |  | Outside | Next to meter
Solar Registration Program | NJSRRE1543451833 | Blackwood | 8012 | 14 | 10.88 | Residential | No | Behind the Meter | Green Power Energy | AC Electric | Accepted | 2019-11-27 | 2019-12-03 | 2020-12-03 | SolarEdge | SE5000H-US | Inverters | 5000 |  | 1 |  |  | 0.97 |  | Outside | Next to meter
Solar Registration Program | NJSRRE1543459118 | Lakewood | 8701 | 18 | 10.88 | Residential | No | Behind the Meter | Powerlutions | JCP&L | Accepted | 2019-11-28 | 2019-12-04 | 2020-12-04 | Axitec | AC-320MH/120S | Solar Panels |  | 0.32 | 13 | 94 | 19 |  | Fixed | Roof
Solar Registration Program | NJSRRE1543459118 | Lakewood | 8701 | 18 | 10.88 | Residential | No | Behind the Meter | Powerlutions | JCP&L | Accepted | 2019-11-28 | 2019-12-04 | 2020-12-04 | Axitec | AC-320MH/120S | Solar Panels |  | 0.32 | 5 | 184 | 41 |  | Fixed | Roof
Solar Registration Program | NJSRRE1543459118 | Lakewood | 8701 | 18 | 10.88 | Residential | No | Behind the Meter | Powerlutions | JCP&L | Accepted | 2019-11-28 | 2019-12-04 | 2020-12-04 | Axitec | AC-320MH/120S | Solar Panels |  | 0.32 | 7 | 274 | 41 |  | Fixed | Roof
Solar Registration Program | NJSRRE1543459118 | Lakewood | 8701 | 18 | 10.88 | Residential | No | Behind the Meter | Powerlutions | JCP&L | Accepted | 2019-11-28 | 2019-12-04 | 2020-12-04 | Axitec | AC-320MH/120S | Solar Panels |  | 0.32 | 9 | 94 | 41 |  | Fixed | Roof
Solar Registration Program | NJSRRE1543459118 | Lakewood | 8701 | 18 | 10.88 | Residential | No | Behind the Meter | Powerlutions | JCP&L | Accepted | 2019-11-28 | 2019-12-04 | 2020-12-04 | SolarEdge | SE7600H-US | Inverters | 7.6 |  | 1 |  |  | 0.99 |  | Outdoor | near meter
Solar Registration Program | NJSRRE1543586340 | Mickleton | 8056 | 15 | 10.88 | Residential | Yes | Behind the Meter | RCL Enterprises Inc. | AC Electric | Accepted | 2019-12-20 | 2019-12-26 | 2020-12-26 | trina | TSM-320DD06M.05 | Solar Panels |  | 0.32 | 30 | 228 | 34 |  | Fixed | Roof
Solar Registration Program | NJSRRE1543586340 | Mickleton | 8056 | 15 | 10.88 | Residential | Yes | Behind the Meter | RCL Enterprises Inc. | AC Electric | Accepted | 2019-12-20 | 2019-12-26 | 2020-12-26 | trina | TSM-320DD06M.05 | Solar Panels |  | 0.32 | 4 | 138 | 40 |  | Fixed | Roof
Solar Registration Program | NJSRRE1543586340 | Mickleton | 8056 | 15 | 10.88 | Residential | Yes | Behind the Meter | RCL Enterprises Inc. | AC Electric | Accepted | 2019-12-20 | 2019-12-26 | 2020-12-26 | enphase | iq7 | Inverters | 1280 |  | 4 |  |  | 0.96 |  | Outside | under panels
Solar Registration Program | NJSRRE1543586340 | Mickleton | 8056 | 15 | 10.88 | Residential | Yes | Behind the Meter | RCL Enterprises Inc. | AC Electric | Accepted | 2019-12-20 | 2019-12-26 | 2020-12-26 | enphase | iq7 | Inverters | 9600 |  | 30 |  |  | 0.96 |  | Outside | under panels
Solar Registration Program | NJSRRE1540897851 | Matawan | 7747 | 17 | 10.89 | Residential | Yes | Behind the Meter | Sunrun Installation Services, Inc. | JCP&L | Accepted | 2019-04-26 | 2019-04-30 | 2020-04-30 | LG Electronics | LG330N1C-A5 | Solar Panels |  | 0.33 | 18 | 53 | 27 |  | Fixed | Roof
Solar Registration Program | NJSRRE1540897851 | Matawan | 7747 | 17 | 10.89 | Residential | Yes | Behind the Meter | Sunrun Installation Services, Inc. | JCP&L | Accepted | 2019-04-26 | 2019-04-30 | 2020-04-30 | LG Electronics | LG330N1C-A5 | Solar Panels |  | 0.33 | 15 | 234 | 27 |  | Fixed | Roof
Solar Registration Program | NJSRRE1540897851 | Matawan | 7747 | 17 | 10.89 | Residential | Yes | Behind the Meter | Sunrun Installation Services, Inc. | JCP&L | Accepted | 2019-04-26 | 2019-04-30 | 2020-04-30 | SMA America | SB3.0-1SP-US-40 | Inverters | 3000 |  | 1 |  |  | 0.96 |  | Outdoor | Next To Meter
Solar Registration Program | NJSRRE1540897851 | Matawan | 7747 | 17 | 10.89 | Residential | Yes | Behind the Meter | Sunrun Installation Services, Inc. | JCP&L | Accepted | 2019-04-26 | 2019-04-30 | 2020-04-30 | SMA America | SB6.0-1SP-US-40 | Inverters | 6000 |  | 1 |  |  | 0.96 |  | Outdoor | Next To Meter
Solar Registration Program | NJSRRE1541125220 | Hoboken | 7030 | 8 | 10.89 | Residential | No | Behind the Meter | YSG Solar | PSE&G | Accepted | 2019-06-07 | 2019-06-12 | 2020-06-12 | Panasonic | VBHN330SA17 | Solar Panels |  | 0.33 | 33 | 200 | 5 |  | Fixed | Roof
Solar Registration Program | NJSRRE1541125220 | Hoboken | 7030 | 8 | 10.89 | Residential | No | Behind the Meter | YSG Solar | PSE&G | Accepted | 2019-06-07 | 2019-06-12 | 2020-06-12 | SolarEdge Technologies | SE11400H-US (240V) | Inverters | 47.5 |  | 1 |  |  | 0.99 |  | Outside | outside
Solar Registration Program | NJSRRE1541688365 | Sparta | 7871 | 1 | 10.89 | Residential | No | Behind the Meter | Green Power Energy | JCP&L | Accepted | 2019-07-19 | 2019-07-23 | 2020-07-23 | Panasonic | VBHN330SA17 | Solar Panels |  | 0.33 | 33 | 135 | 35 |  | Fixed | Roof
Solar Registration Program | NJSRRE1541688365 | Sparta | 7871 | 1 | 10.89 | Residential | No | Behind the Meter | Green Power Energy | JCP&L | Accepted | 2019-07-19 | 2019-07-23 | 2020-07-23 | Solar Edge | SE10000H-US | Inverters | 10000 |  | 1 |  |  | 0.97 |  | Outside | next to meter
Solar Registration Program | NJSRRE1541695812 | Verona | 7044 | 9 | 10.89 | Residential | No | Behind the Meter | Green Power Energy | PSE&G | Accepted | 2019-07-23 | 2019-07-25 | 2020-07-25 | Panasonic | VBHN330SA17 | Solar Panels |  | 0.33 | 7 | 215 | 23 |  | Fixed | Roof
Solar Registration Program | NJSRRE1541695812 | Verona | 7044 | 9 | 10.89 | Residential | No | Behind the Meter | Green Power Energy | PSE&G | Accepted | 2019-07-23 | 2019-07-25 | 2020-07-25 | Panasonic | VBHN330SA17 | Solar Panels |  | 0.33 | 4 | 218 | 27 |  | Fixed | Roof
Solar Registration Program | NJSRRE1541695812 | Verona | 7044 | 9 | 10.89 | Residential | No | Behind the Meter | Green Power Energy | PSE&G | Accepted | 2019-07-23 | 2019-07-25 | 2020-07-25 | Panasonic | VBHN330SA17 | Solar Panels |  | 0.33 | 22 | 216 | 30 |  | Fixed | Roof
Solar Registration Program | NJSRRE1541695812 | Verona | 7044 | 9 | 10.89 | Residential | No | Behind the Meter | Green Power Energy | PSE&G | Accepted | 2019-07-23 | 2019-07-25 | 2020-07-25 | Solar Edge | SE10000H-US | Inverters | 10000 |  | 1 |  |  | 0.97 |  | Outside | next to meter
Solar Registration Program | NJSRRE1541698832 | Bergenfield | 7621 | 7 | 10.89 | Residential | No | Behind the Meter | Sunrun Installation Services, Inc. | PSE&G | Accepted | 2019-07-24 | 2019-07-26 | 2020-07-26 | LG Electronics | LG330N1C-A5 | Solar Panels |  | 0.33 | 21 | 177 | 23 |  | Fixed | Roof
Solar Registration Program | NJSRRE1541698832 | Bergenfield | 7621 | 7 | 10.89 | Residential | No | Behind the Meter | Sunrun Installation Services, Inc. | PSE&G | Accepted | 2019-07-24 | 2019-07-26 | 2020-07-26 | LG Electronics | LG330N1C-A5 | Solar Panels |  | 0.33 | 12 | 357 | 14 |  | Fixed | Roof
Solar Registration Program | NJSRRE1541698832 | Bergenfield | 7621 | 7 | 10.89 | Residential | No | Behind the Meter | Sunrun Installation Services, Inc. | PSE&G | Accepted | 2019-07-24 | 2019-07-26 | 2020-07-26 | Ningbo Ginlong Technologies | Solis-1P9K-4G-US | Inverters | 9000 |  | 1 |  |  | 0.96 |  | Outdoor | Next To Meter
Solar Registration Program | NJSRRE1541841350 | Edison | 8820 | 11 | 10.89 | Residential | No | Behind the Meter | Green Power Energy | PSE&G | Accepted | 2019-08-15 | 2019-08-23 | 2020-08-23 | Panasonic | VBHN330SA17 | Solar Panels |  | 0.33 | 12 | 257 | 23 |  | Fixed | Roof
Solar Registration Program | NJSRRE1541841350 | Edison | 8820 | 11 | 10.89 | Residential | No | Behind the Meter | Green Power Energy | PSE&G | Accepted | 2019-08-15 | 2019-08-23 | 2020-08-23 | Panasonic | VBHN330SA17 | Solar Panels |  | 0.33 | 4 | 76 | 23 |  | Fixed | Roof
Solar Registration Program | NJSRRE1541841350 | Edison | 8820 | 11 | 10.89 | Residential | No | Behind the Meter | Green Power Energy | PSE&G | Accepted | 2019-08-15 | 2019-08-23 | 2020-08-23 | Panasonic | VBHN330SA17 | Solar Panels |  | 0.33 | 5 | 254 | 23 |  | Fixed | Roof
Solar Registration Program | NJSRRE1541841350 | Edison | 8820 | 11 | 10.89 | Residential | No | Behind the Meter | Green Power Energy | PSE&G | Accepted | 2019-08-15 | 2019-08-23 | 2020-08-23 | Panasonic | VBHN330SA17 | Solar Panels |  | 0.33 | 12 | 77 | 23 |  | Fixed | Roof
Solar Registration Program | NJSRRE1541841350 | Edison | 8820 | 11 | 10.89 | Residential | No | Behind the Meter | Green Power Energy | PSE&G | Accepted | 2019-08-15 | 2019-08-23 | 2020-08-23 | Solar Edge | SE10000H-US | Inverters | 10000 |  | 1 |  |  | 0.97 |  | Outside | next to meter
Solar Registration Program | NJSRRE1541887998 | Carteret | 7008 | 11 | 10.89 | Residential | No | Behind the Meter | Green Power Energy | PSE&G | Accepted | 2019-08-27 | 2019-08-29 | 2020-08-29 | Panasonic | VBHN330SA17 | Solar Panels |  | 0.33 | 11 | 214 | 27 |  | Fixed | Roof
Solar Registration Program | NJSRRE1541887998 | Carteret | 7008 | 11 | 10.89 | Residential | No | Behind the Meter | Green Power Energy | PSE&G | Accepted | 2019-08-27 | 2019-08-29 | 2020-08-29 | Panasonic | VBHN330SA17 | Solar Panels |  | 0.33 | 22 | 126 | 23 |  | Fixed | Roof
Solar Registration Program | NJSRRE1541887998 | Carteret | 7008 | 11 | 10.89 | Residential | No | Behind the Meter | Green Power Energy | PSE&G | Accepted | 2019-08-27 | 2019-08-29 | 2020-08-29 | Solar Edge | SE10000H-US | Inverters | 10000 |  | 1 |  |  | 0.97 |  | Outside | next to meter
Solar Registration Program | NJSRRE1542393476 | Williamstown | 8094 | 15 | 10.89 | Residential | No | Behind the Meter | Green Power Energy | AC Electric | Accepted | 2019-09-12 | 2019-09-16 | 2020-09-16 | Panasonic | VBHN330SA17 | Solar Panels |  | 0.33 | 33 | 193 | 23 |  | Fixed | Roof
Solar Registration Program | NJSRRE1542393476 | Williamstown | 8094 | 15 | 10.89 | Residential | No | Behind the Meter | Green Power Energy | AC Electric | Accepted | 2019-09-12 | 2019-09-16 | 2020-09-16 | Solar Edge | SE10000H-US | Inverters | 10000 |  | 1 |  |  | 0.97 |  | Outside | next to meter
Solar Registration Program | NJSRRE1543421455 | Warren | 7059 | 5 | 10.89 | Residential | No | Behind the Meter | Sunrun Installation Services, Inc. | JCP&L | Accepted | 2019-11-19 | 2019-11-21 | 2020-11-21 | LG Electronics | LG330N1C-A5 | Solar Panels |  | 0.33 | 7 | 193 | 37 |  | Fixed | Roof
Solar Registration Program | NJSRRE1543421455 | Warren | 7059 | 5 | 10.89 | Residential | No | Behind the Meter | Sunrun Installation Services, Inc. | JCP&L | Accepted | 2019-11-19 | 2019-11-21 | 2020-11-21 | LG Electronics | LG330N1C-A5 | Solar Panels |  | 0.33 | 20 | 193 | 37 |  | Fixed | Roof
Solar Registration Program | NJSRRE1543421455 | Warren | 7059 | 5 | 10.89 | Residential | No | Behind the Meter | Sunrun Installation Services, Inc. | JCP&L | Accepted | 2019-11-19 | 2019-11-21 | 2020-11-21 | LG Electronics | LG330N1C-A5 | Solar Panels |  | 0.33 | 6 | 104 | 37 |  | Fixed | Roof
Solar Registration Program | NJSRRE1543421455 | Warren | 7059 | 5 | 10.89 | Residential | No | Behind the Meter | Sunrun Installation Services, Inc. | JCP&L | Accepted | 2019-11-19 | 2019-11-21 | 2020-11-21 | SolarEdge Technologies | SE6000H-USRGM | Inverters | 6000 |  | 1 |  |  | 0.96 |  | Outdoor | Next To Meter
Solar Registration Program | NJSRRE1543421455 | Warren | 7059 | 5 | 10.89 | Residential | No | Behind the Meter | Sunrun Installation Services, Inc. | JCP&L | Accepted | 2019-11-19 | 2019-11-21 | 2020-11-21 | LG Chem | RESU 10H SEG | Electric Storage Battery |  |  | 1 |  |  |  | Lithium Ion |  | outside
Solar Registration Program | NJSRRE1543447021 | Browns Mills | 8015 | 13 | 10.89 | Residential | No | Behind the Meter | Maier Solar Engineering dba Solar Me | JCP&L | Accepted | 2019-11-26 | 2019-12-02 | 2020-12-02 | Canadian | CS1H-330MS | Solar Panels |  | 0.33 | 18 | 87 | 15 |  | Fixed | Roof
Solar Registration Program | NJSRRE1543447021 | Browns Mills | 8015 | 13 | 10.89 | Residential | No | Behind the Meter | Maier Solar Engineering dba Solar Me | JCP&L | Accepted | 2019-11-26 | 2019-12-02 | 2020-12-02 | Canadian | CS1H-330MS | Solar Panels |  | 0.33 | 15 | 267 | 15 |  | Fixed | Roof
Solar Registration Program | NJSRRE1543447021 | Browns Mills | 8015 | 13 | 10.89 | Residential | No | Behind the Meter | Maier Solar Engineering dba Solar Me | JCP&L | Accepted | 2019-11-26 | 2019-12-02 | 2020-12-02 | Enphase | IQ7 | Inverters | 240 |  | 33 |  |  | 0.96 |  | Outdoor | Next to meter
Solar Registration Program | NJSRRE1539405883 | New Brunswick | 8901 | 11 | 10.92 | Residential | No | Behind the Meter | Skyline Solar LLC | JCP&L | Accepted | 2018-09-11 | 2018-09-13 | 2020-03-13 | Trina | TSM295DD05A05 | Solar Panels |  | 0.295 | 37 | 128 | 45 |  | Fixed | Roof
Solar Registration Program | NJSRRE1539405883 | New Brunswick | 8901 | 11 | 10.92 | Residential | No | Behind the Meter | Skyline Solar LLC | JCP&L | Accepted | 2018-09-11 | 2018-09-13 | 2020-03-13 | Solar Edge | SE10000H-US RGM | Inverters | 10 |  | 1 |  |  | 0.98 |  | Outdoor | near meter
Solar Registration Program | NJSRRE1540982851 | Rutherford | 7070 | 7 | 10.92 | Residential | Yes | Behind the Meter | Vivint Solar Developer, LLC | PSE&G | Accepted | 2019-05-28 | 2019-05-29 | 2020-05-29 | Trina Solar | TSM-280DD05A.05(II) | Solar Panels |  | 0.28 | 20 | 37 | 32 |  | Fixed | Roof
Solar Registration Program | NJSRRE1540982851 | Rutherford | 7070 | 7 | 10.92 | Residential | Yes | Behind the Meter | Vivint Solar Developer, LLC | PSE&G | Accepted | 2019-05-28 | 2019-05-29 | 2020-05-29 | Trina Solar | TSM-280DD05A.05(II) | Solar Panels |  | 0.28 | 9 | 37 | 12 |  | Fixed | Roof
Solar Registration Program | NJSRRE1540982851 | Rutherford | 7070 | 7 | 10.92 | Residential | Yes | Behind the Meter | Vivint Solar Developer, LLC | PSE&G | Accepted | 2019-05-28 | 2019-05-29 | 2020-05-29 | Trina Solar | TSM-280DD05A.05(II) | Solar Panels |  | 0.28 | 10 | 217 | 32 |  | Fixed | Roof
Solar Registration Program | NJSRRE1540982851 | Rutherford | 7070 | 7 | 10.92 | Residential | Yes | Behind the Meter | Vivint Solar Developer, LLC | PSE&G | Accepted | 2019-05-28 | 2019-05-29 | 2020-05-29 | Solar Edge | SE7600H-US | Inverters | 7600 |  | 1 |  |  | 0.992 |  | Outdoor | Near the Utility Meter.
Solar Registration Program | NJSRRE1540983104 | Hazlet | 7730 | 17 | 10.92 | Residential | Yes | Behind the Meter | Pro Custom Solar dba Momentum Solar | JCP&L | Accepted | 2019-05-13 | 2019-05-16 | 2020-05-16 | HYUNDAI | HiS-S280RG | Solar Panels |  | 0.28 | 7 | 343 | 21 |  | Fixed | Roof
Solar Registration Program | NJSRRE1540983104 | Hazlet | 7730 | 17 | 10.92 | Residential | Yes | Behind the Meter | Pro Custom Solar dba Momentum Solar | JCP&L | Accepted | 2019-05-13 | 2019-05-16 | 2020-05-16 | ENPHASE | IQ6-60-2-US | Inverters | 240 |  | 39 |  |  | 0.97 |  | Outdoor | ROOF
Solar Registration Program | NJSRRE1540983104 | Hazlet | 7730 | 17 | 10.92 | Residential | Yes | Behind the Meter | Pro Custom Solar dba Momentum Solar | JCP&L | Accepted | 2019-05-13 | 2019-05-16 | 2020-05-16 | HYDUNAI | HiS-S280RG | Solar Panels |  | 0.28 | 4 | 164 | 20 |  | Fixed | Roof
Solar Registration Program | NJSRRE1540983104 | Hazlet | 7730 | 17 | 10.92 | Residential | Yes | Behind the Meter | Pro Custom Solar dba Momentum Solar | JCP&L | Accepted | 2019-05-13 | 2019-05-16 | 2020-05-16 | HYUNDAI | HiS-S280RG | Solar Panels |  | 0.28 | 4 | 73 | 19 |  | Fixed | Roof
Solar Registration Program | NJSRRE1540983104 | Hazlet | 7730 | 17 | 10.92 | Residential | Yes | Behind the Meter | Pro Custom Solar dba Momentum Solar | JCP&L | Accepted | 2019-05-13 | 2019-05-16 | 2020-05-16 | HYUNDAI | HiS-S280RG | Solar Panels |  | 0.28 | 20 | 163 | 19 |  | Fixed | Roof
Solar Registration Program | NJSRRE1540983104 | Hazlet | 7730 | 17 | 10.92 | Residential | Yes | Behind the Meter | Pro Custom Solar dba Momentum Solar | JCP&L | Accepted | 2019-05-13 | 2019-05-16 | 2020-05-16 | HYUNDAI | HiS-S280RG | Solar Panels |  | 0.28 | 4 | 253 | 19 |  | Fixed | Roof
Solar Registration Program | NJSRRE1541688448 | Toms River | 8757 | 18 | 10.92 | Residential | Yes | Behind the Meter | Trinity Solar | JCP&L | Accepted | 2019-07-19 | 2019-07-23 | 2020-07-23 | Hanwha | Q.PEAK-BLK G4.1 295 | Solar Panels |  | 0.295 | 37 | 240 | 18 |  | Fixed | Roof
Solar Registration Program | NJSRRE1541688448 | Toms River | 8757 | 18 | 10.92 | Residential | Yes | Behind the Meter | Trinity Solar | JCP&L | Accepted | 2019-07-19 | 2019-07-23 | 2020-07-23 | Solar Edge | SE6000 | Inverters | 6000 |  | 1 |  |  | 0.97 |  | Outside | side of home
Solar Registration Program | NJSRRE1541688448 | Toms River | 8757 | 18 | 10.92 | Residential | Yes | Behind the Meter | Trinity Solar | JCP&L | Accepted | 2019-07-19 | 2019-07-23 | 2020-07-23 | Solar Edge | SE3800 | Inverters | 3800 |  | 1 |  |  | 0.97 |  | Outside | side of home
Solar Registration Program | NJSRRE1541880808 | Fanwood | 7023 | 10 | 10.92 | Residential | Yes | Behind the Meter | Code Green Solar, LLC | PSE&G | Accepted | 2019-08-28 | 2019-09-16 | 2020-09-16 | Trina Solar | Trina Solar 295 Mono | Solar Panels |  | 0.295 | 5 | 127 | 21 |  | Fixed | Roof
Solar Registration Program | NJSRRE1541880808 | Fanwood | 7023 | 10 | 10.92 | Residential | Yes | Behind the Meter | Code Green Solar, LLC | PSE&G | Accepted | 2019-08-28 | 2019-09-16 | 2020-09-16 | Trina Solar | Trina Solar 295 Mono | Solar Panels |  | 0.295 | 7 | 37 | 24 |  | Fixed | Roof
Solar Registration Program | NJSRRE1541880808 | Fanwood | 7023 | 10 | 10.92 | Residential | Yes | Behind the Meter | Code Green Solar, LLC | PSE&G | Accepted | 2019-08-28 | 2019-09-16 | 2020-09-16 | Trina Solar | Trina Solar 295 Mono | Solar Panels |  | 0.295 | 6 | 217 | 8 |  | Fixed | Roof
Solar Registration Program | NJSRRE1541880808 | Fanwood | 7023 | 10 | 10.92 | Residential | Yes | Behind the Meter | Code Green Solar, LLC | PSE&G | Accepted | 2019-08-28 | 2019-09-16 | 2020-09-16 | Trina Solar | Trina Solar 295 Mono | Solar Panels |  | 0.295 | 11 | 217 | 24 |  | Fixed | Roof
Solar Registration Program | NJSRRE1541880808 | Fanwood | 7023 | 10 | 10.92 | Residential | Yes | Behind the Meter | Code Green Solar, LLC | PSE&G | Accepted | 2019-08-28 | 2019-09-16 | 2020-09-16 | Trina Solar | Trina Solar 295 Mono | Solar Panels |  | 0.295 | 8 | 307 | 21 |  | Fixed | Roof
Solar Registration Program | NJSRRE1541880808 | Fanwood | 7023 | 10 | 10.92 | Residential | Yes | Behind the Meter | Code Green Solar, LLC | PSE&G | Accepted | 2019-08-28 | 2019-09-16 | 2020-09-16 | Enphase Energy | IQ6 | Inverters | 0.23 |  | 37 |  |  | 0.985 |  | Outdoor | outside
Solar Registration Program | NJSRRE1541872198 | Springfield | 7081 | 10 | 10.95 | Residential | Yes | Behind the Meter | Sunrun Installation Services, Inc. | JCP&L | Accepted | 2019-08-21 | 2019-08-26 | 2020-08-26 | LG Electronics | LG365Q1C-V5 | Solar Panels |  | 0.365 | 14 | 130 | 18 |  | Fixed | Roof
Solar Registration Program | NJSRRE1541872198 | Springfield | 7081 | 10 | 10.95 | Residential | Yes | Behind the Meter | Sunrun Installation Services, Inc. | JCP&L | Accepted | 2019-08-21 | 2019-08-26 | 2020-08-26 | LG Electronics | LG365Q1C-V5 | Solar Panels |  | 0.365 | 16 | 310 | 18 |  | Fixed | Roof
Solar Registration Program | NJSRRE1541872198 | Springfield | 7081 | 10 | 10.95 | Residential | Yes | Behind the Meter | Sunrun Installation Services, Inc. | JCP&L | Accepted | 2019-08-21 | 2019-08-26 | 2020-08-26 | Ningbo Ginlong Technologies | Solis-1P9K-4G-US | Inverters | 9000 |  | 1 |  |  | 0.96 |  | Outdoor | Next To Meter
Solar Registration Program | NJSRRE1541069306 | Kearny | 7032 | 8 | 10.98 | Residential | No | Behind the Meter | EMT Renewables | PSE&G | Accepted | 2019-06-05 | 2019-06-06 | 2020-06-06 | Trina | Allmax | Solar Panels |  | 0.305 | 36 | 303 | 30 |  | Fixed | Roof
Solar Registration Program | NJSRRE1541069306 | Kearny | 7032 | 8 | 10.98 | Residential | No | Behind the Meter | EMT Renewables | PSE&G | Accepted | 2019-06-05 | 2019-06-06 | 2020-06-06 | Solaredge | SE10000H-US | Inverters | 10000 |  | 1 |  |  | 0.99 |  | Outdoor | NA
Solar Registration Program | NJSRRE1541851246 | West Tuckerton | 8087 | 18 | 10.98 | Residential | Yes | Behind the Meter | All Season Solar | AC Electric | Final As-Built Received | 2019-08-16 | 2019-08-23 | 2020-08-23 | Trina | TSM DD05A.05II 305W MAR 2019 | Solar Panels |  | 0.305 | 9 | 209 | 32 |  | Fixed | Roof
Solar Registration Program | NJSRRE1541851246 | West Tuckerton | 8087 | 18 | 10.98 | Residential | Yes | Behind the Meter | All Season Solar | AC Electric | Final As-Built Received | 2019-08-16 | 2019-08-23 | 2020-08-23 | Trina | TSM DD05A.05II 305W MAR 2019 | Solar Panels |  | 0.305 | 21 | 209 | 32 |  | Fixed | Roof
Solar Registration Program | NJSRRE1541851246 | West Tuckerton | 8087 | 18 | 10.98 | Residential | Yes | Behind the Meter | All Season Solar | AC Electric | Final As-Built Received | 2019-08-16 | 2019-08-23 | 2020-08-23 | Trina | TSM DD05A.05II 305W MAR 2019 | Solar Panels |  | 0.305 | 6 | 119 | 39 |  | Fixed | Roof
Solar Registration Program | NJSRRE1541851246 | West Tuckerton | 8087 | 18 | 10.98 | Residential | Yes | Behind the Meter | All Season Solar | AC Electric | Final As-Built Received | 2019-08-16 | 2019-08-23 | 2020-08-23 | Itron | Centron | Meters |  |  | 1 |  |  |  | Yes | Outdoor
Solar Registration Program | NJSRRE1541851246 | West Tuckerton | 8087 | 18 | 10.98 | Residential | Yes | Behind the Meter | All Season Solar | AC Electric | Final As-Built Received | 2019-08-16 | 2019-08-23 | 2020-08-23 | Enphase | IQ7 | Inverters | 240 |  | 36 |  |  | 0.97 |  | Outdoor | Under Module
Solar Registration Program | NJSRRE1541872123 | Hammonton | 8037 | 19 | 10.98 | Residential | Yes | Behind the Meter | All Season Solar | AC Electric | Final As-Built Received | 2019-08-21 | 2019-08-26 | 2020-08-26 | Trina | TSM DD05A.05II 305W MAR 2019 | Solar Panels |  | 0.305 | 36 | 257 | 18 |  | Fixed | Roof
Solar Registration Program | NJSRRE1541872123 | Hammonton | 8037 | 19 | 10.98 | Residential | Yes | Behind the Meter | All Season Solar | AC Electric | Final As-Built Received | 2019-08-21 | 2019-08-26 | 2020-08-26 | Enphase | IQ7 | Inverters | 240 |  | 36 |  |  | 0.97 |  | Outdoor | Under Module
Solar Registration Program | NJSRRE1541872123 | Hammonton | 8037 | 19 | 10.98 | Residential | Yes | Behind the Meter | All Season Solar | AC Electric | Final As-Built Received | 2019-08-21 | 2019-08-26 | 2020-08-26 | Itron | Centron | Meters |  |  | 1 |  |  |  | Yes | Outdoor
Solar Registration Program | NJSRRE1542428374 | Franklin Township | 8873 | 5 | 10.98 | Residential | Yes | Behind the Meter | Complete Solar | PSE&G | Accepted | 2019-10-18 | 2019-10-18 | 2020-10-18 | Longi Solar | Longi Solar-LR6-60PB-305M | Solar Panels |  | 0.305 | 36 | 128.02 | 18.43 |  | Fixed | Roof
Solar Registration Program | NJSRRE1542428374 | Franklin Township | 8873 | 5 | 10.98 | Residential | Yes | Behind the Meter | Complete Solar | PSE&G | Accepted | 2019-10-18 | 2019-10-18 | 2020-10-18 | SolarEdge Technologies SE10000A-US RGM | SE10000A-US RGM | Inverters | 10000 |  | 1 |  |  | 0.97 |  | Outdoor | by MSP
Solar Registration Program | NJSRRE1542434058 | ROCHELLE PARK | 7662 | 7 | 10.98 | Residential | No | Behind the Meter | Infinity Solar Systems | PSE&G | Accepted | 2019-09-25 | 2019-09-27 | 2020-09-27 | ENPHASE | IQ7-60-X-US | Solar Panels |  | 0.305 | 7 | 87 | 25 |  | Fixed | Roof
Solar Registration Program | NJSRRE1542434058 | ROCHELLE PARK | 7662 | 7 | 10.98 | Residential | No | Behind the Meter | Infinity Solar Systems | PSE&G | Accepted | 2019-09-25 | 2019-09-27 | 2020-09-27 | TRINA | TSM-305DD05A.05 | Solar Panels |  | 0.305 | 24 | 267 | 25 |  | Fixed | Roof
Solar Registration Program | NJSRRE1542434058 | ROCHELLE PARK | 7662 | 7 | 10.98 | Residential | No | Behind the Meter | Infinity Solar Systems | PSE&G | Accepted | 2019-09-25 | 2019-09-27 | 2020-09-27 | TRINA | TSM-305DD05A.05 | Solar Panels |  | 0.305 | 5 | 267 | 25 |  | Fixed | Roof
Solar Registration Program | NJSRRE1542434058 | ROCHELLE PARK | 7662 | 7 | 10.98 | Residential | No | Behind the Meter | Infinity Solar Systems | PSE&G | Accepted | 2019-09-25 | 2019-09-27 | 2020-09-27 | ENPHASE | IQ7-60-X-US | Inverters | 240 |  | 36 |  |  | 0.97 |  | Other | MICROINVERTERS
Solar Registration Program | NJSRRE1542443439 | Elmer | 8318 | 16 | 10.98 | Residential | No | Behind the Meter | Self install | AC Electric | Accepted | 2019-09-26 | 2019-10-03 | 2020-10-03 | Canadian Solar | CS6K-305 | Solar Panels |  | 0.305 | 36 | South 195 degrees | 30 |  | Fixed | Ground | Ground Mounted
Solar Registration Program | NJSRRE1542443439 | Elmer | 8318 | 16 | 10.98 | Residential | No | Behind the Meter | Self install | AC Electric | Accepted | 2019-09-26 | 2019-10-03 | 2020-10-03 | Solar Edge | SE10000H-US | Inverters | 10000 |  | 1 |  |  | 0.992 |  | Outside | Ground Mounted
Solar Registration Program | NJSRRE1540235458 | South Bound Brook Boro | 8880 | 5 | 11.02 | Residential | No | Behind the Meter | Sunrun Installation Services, Inc. | PSE&G | Accepted | 2019-01-11 | 2019-01-16 | 2020-01-16 | REC Solar | REC290TP2 BLK | Solar Panels |  | 0.29 | 18 | 278 | 5 |  | Fixed | Roof
Solar Registration Program | NJSRRE1540235458 | South Bound Brook Boro | 8880 | 5 | 11.02 | Residential | No | Behind the Meter | Sunrun Installation Services, Inc. | PSE&G | Accepted | 2019-01-11 | 2019-01-16 | 2020-01-16 | REC Solar | REC290TP2 BLK | Solar Panels |  | 0.29 | 8 | 188 | 18 |  | Fixed | Roof
Solar Registration Program | NJSRRE1540235458 | South Bound Brook Boro | 8880 | 5 | 11.02 | Residential | No | Behind the Meter | Sunrun Installation Services, Inc. | PSE&G | Accepted | 2019-01-11 | 2019-01-16 | 2020-01-16 | REC Solar | REC290TP2 BLK | Solar Panels |  | 0.29 | 12 | 98 | 9 |  | Fixed | Roof
Solar Registration Program | NJSRRE1540235458 | South Bound Brook Boro | 8880 | 5 | 11.02 | Residential | No | Behind the Meter | Sunrun Installation Services, Inc. | PSE&G | Accepted | 2019-01-11 | 2019-01-16 | 2020-01-16 | SMA America | SB5.0-1SP-US-40 | Inverters | 5000 |  | 2 |  |  | 0.96 |  | Outdoor | Next To Meter
Solar Registration Program | NJSRRE1540251001 | Little Falls Twp | 7424 | 6 | 11.02 | Residential | No | Behind the Meter | Sunrun Installation Services, Inc. | PSE&G | Accepted | 2019-01-16 | 2019-01-21 | 2020-01-21 | REC Solar | REC290TP2 BLK | Solar Panels |  | 0.29 | 33 | 202 | 18 |  | Fixed | Roof
Solar Registration Program | NJSRRE1540251001 | Little Falls Twp | 7424 | 6 | 11.02 | Residential | No | Behind the Meter | Sunrun Installation Services, Inc. | PSE&G | Accepted | 2019-01-16 | 2019-01-21 | 2020-01-21 | REC Solar | REC290TP2 BLK | Solar Panels |  | 0.29 | 5 | 201 | 9 |  | Fixed | Roof
Solar Registration Program | NJSRRE1540251001 | Little Falls Twp | 7424 | 6 | 11.02 | Residential | No | Behind the Meter | Sunrun Installation Services, Inc. | PSE&G | Accepted | 2019-01-16 | 2019-01-21 | 2020-01-21 | SolarEdge Technologies | SE11400H-USRGM | Inverters | 11400 |  | 1 |  |  | 0.96 |  | Outdoor | Next To Meter
Solar Registration Program | NJSRRE1540506900 | Bridgewater Twp | 8807 | 5 | 11.02 | Residential | No | Behind the Meter | Sunrun Installation Services, Inc. | PSE&G | Accepted | 2019-03-20 | 2019-03-21 | 2020-03-21 | REC Solar | REC290TP2 BLK | Solar Panels |  | 0.29 | 20 | 266 | 27 |  | Fixed | Roof
Solar Registration Program | NJSRRE1540506900 | Bridgewater Twp | 8807 | 5 | 11.02 | Residential | No | Behind the Meter | Sunrun Installation Services, Inc. | PSE&G | Accepted | 2019-03-20 | 2019-03-21 | 2020-03-21 | REC Solar | REC290TP2 BLK | Solar Panels |  | 0.29 | 18 | 86 | 27 |  | Fixed | Roof
Solar Registration Program | NJSRRE1540506900 | Bridgewater Twp | 8807 | 5 | 11.02 | Residential | No | Behind the Meter | Sunrun Installation Services, Inc. | PSE&G | Accepted | 2019-03-20 | 2019-03-21 | 2020-03-21 | SMA America | SB5.0-1SP-US-40 | Inverters | 5000 |  | 2 |  |  | 0.96 |  | Outdoor | Next To Meter
Solar Registration Program | NJSRRE1540973017 | South Brunswick Twp | 8902 | 11 | 11.02 | Residential | Yes | Behind the Meter | Sunrun Installation Services, Inc. | PSE&G | Accepted | 2019-05-09 | 2019-05-14 | 2020-05-14 | REC Solar | REC290TP2 BLK | Solar Panels |  | 0.29 | 38 | 165 | 38 |  | Fixed | Roof
Solar Registration Program | NJSRRE1540973017 | South Brunswick Twp | 8902 | 11 | 11.02 | Residential | Yes | Behind the Meter | Sunrun Installation Services, Inc. | PSE&G | Accepted | 2019-05-09 | 2019-05-14 | 2020-05-14 | SMA America | SB5.0-1SP-US-40 | Inverters | 5000 |  | 2 |  |  | 0.96 |  | Outdoor | Next To Meter
Solar Registration Program | NJSRRE1541711895 | Califon | 7830 | 4 | 11.02 | Residential | No | Behind the Meter | Sunrun Installation Services, Inc. | JCP&L | Accepted | 2019-07-27 | 2019-08-01 | 2020-08-01 | REC Solar | REC290TP2 BLK | Solar Panels |  | 0.29 | 38 | 86 | 30 |  | Fixed | Roof
Solar Registration Program | NJSRRE1541711895 | Califon | 7830 | 4 | 11.02 | Residential | No | Behind the Meter | Sunrun Installation Services, Inc. | JCP&L | Accepted | 2019-07-27 | 2019-08-01 | 2020-08-01 | Ningbo Ginlong Technologies | Solis-1P9K-4G-US | Inverters | 9000 |  | 1 |  |  | 0.96 |  | Outdoor | Next To Meter
Solar Registration Program | NJSRRE1541715536 | Hillsborough Township | 8844 | 5 | 11.02 | Residential | No | Behind the Meter | Sunrun Installation Services, Inc. | PSE&G | Accepted | 2019-07-29 | 2019-08-01 | 2020-08-01 | REC Solar | REC290TP2 BLK | Solar Panels |  | 0.29 | 24 | 225 | 30 |  | Fixed | Roof
Solar Registration Program | NJSRRE1541715536 | Hillsborough Township | 8844 | 5 | 11.02 | Residential | No | Behind the Meter | Sunrun Installation Services, Inc. | PSE&G | Accepted | 2019-07-29 | 2019-08-01 | 2020-08-01 | REC Solar | REC290TP2 BLK | Solar Panels |  | 0.29 | 14 | 137 | 30 |  | Fixed | Roof
Solar Registration Program | NJSRRE1541715536 | Hillsborough Township | 8844 | 5 | 11.02 | Residential | No | Behind the Meter | Sunrun Installation Services, Inc. | PSE&G | Accepted | 2019-07-29 | 2019-08-01 | 2020-08-01 | SolarEdge Technologies | SE7600A-USS2RGM | Inverters | 7600 |  | 1 |  |  | 0.96 |  | Outdoor | Next To Meter
Solar Registration Program | NJSRRE1541715536 | Hillsborough Township | 8844 | 5 | 11.02 | Residential | No | Behind the Meter | Sunrun Installation Services, Inc. | PSE&G | Accepted | 2019-07-29 | 2019-08-01 | 2020-08-01 | SolarEdge Technologies | SE3800H-USRGM | Inverters | 3800 |  | 1 |  |  | 0.96 |  | Outdoor | Next To Meter
Solar Registration Program | NJSRRE1541715536 | Hillsborough Township | 8844 | 5 | 11.02 | Residential | No | Behind the Meter | Sunrun Installation Services, Inc. | PSE&G | Accepted | 2019-07-29 | 2019-08-01 | 2020-08-01 | LG Chem | RESU 10H SEG | Electric Storage Battery |  |  | 1 |  |  |  | Lithium Ion |  | outside
Solar Registration Program | NJSRRE1542409739 | Wharton | 7885 | 3 | 11.02 | Residential | Yes | Behind the Meter | Sunrun Installation Services, Inc. | JCP&L | Accepted | 2019-09-16 | 2019-09-19 | 2020-09-19 | REC Solar | REC290TP2 BLK | Solar Panels |  | 0.29 | 13 | 332 | 34 |  | Fixed | Roof
Solar Registration Program | NJSRRE1542409739 | Wharton | 7885 | 3 | 11.02 | Residential | Yes | Behind the Meter | Sunrun Installation Services, Inc. | JCP&L | Accepted | 2019-09-16 | 2019-09-19 | 2020-09-19 | REC Solar | REC290TP2 BLK | Solar Panels |  | 0.29 | 25 | 152 | 34 |  | Fixed | Roof
Solar Registration Program | NJSRRE1542409739 | Wharton | 7885 | 3 | 11.02 | Residential | Yes | Behind the Meter | Sunrun Installation Services, Inc. | JCP&L | Accepted | 2019-09-16 | 2019-09-19 | 2020-09-19 | Ningbo Ginlong Technologies | Solis-1P9K-4G-US | Inverters | 9000 |  | 1 |  |  | 0.96 |  | Outdoor | Next To Meter
Solar Registration Program | NJSRRE1542423003 | Plainfield City | 7060 | 10 | 11.02 | Residential | Yes | Behind the Meter | Sunrun Installation Services, Inc. | PSE&G | Accepted | 2019-09-19 | 2019-09-23 | 2020-09-23 | REC Solar | REC290TP2 BLK | Solar Panels |  | 0.29 | 20 | 139 | 18 |  | Fixed | Roof
Solar Registration Program | NJSRRE1542423003 | Plainfield City | 7060 | 10 | 11.02 | Residential | Yes | Behind the Meter | Sunrun Installation Services, Inc. | PSE&G | Accepted | 2019-09-19 | 2019-09-23 | 2020-09-23 | REC Solar | REC290TP2 BLK | Solar Panels |  | 0.29 | 18 | 319 | 18 |  | Fixed | Roof
Solar Registration Program | NJSRRE1542423003 | Plainfield City | 7060 | 10 | 11.02 | Residential | Yes | Behind the Meter | Sunrun Installation Services, Inc. | PSE&G | Accepted | 2019-09-19 | 2019-09-23 | 2020-09-23 | Ningbo Ginlong Technologies | Solis-1P9K-4G-US | Inverters | 9000 |  | 1 |  |  | 0.96 |  | Outdoor | Next To Meter
Solar Registration Program | NJSRRE1542455107 | Hackettstown | 7840 | 2 | 11.02 | Residential | Yes | Behind the Meter | Sunrun Installation Services, Inc. | JCP&L | Accepted | 2019-09-27 | 2019-10-01 | 2020-10-01 | REC Solar | REC290TP2 BLK | Solar Panels |  | 0.29 | 6 | 71 | 18 |  | Fixed | Roof
Solar Registration Program | NJSRRE1542455107 | Hackettstown | 7840 | 2 | 11.02 | Residential | Yes | Behind the Meter | Sunrun Installation Services, Inc. | JCP&L | Accepted | 2019-09-27 | 2019-10-01 | 2020-10-01 | REC Solar | REC290TP2 BLK | Solar Panels |  | 0.29 | 32 | 253 | 18 |  | Fixed | Roof
Solar Registration Program | NJSRRE1542455107 | Hackettstown | 7840 | 2 | 11.02 | Residential | Yes | Behind the Meter | Sunrun Installation Services, Inc. | JCP&L | Accepted | 2019-09-27 | 2019-10-01 | 2020-10-01 | Ningbo Ginlong Technologies | Solis-1P9K-4G-US | Inverters | 9000 |  | 1 |  |  | 0.96 |  | Outdoor | Next To Meter
Solar Registration Program | NJSRRE1542481150 | Stewartsville | 8886 | 2 | 11.02 | Residential | No | Behind the Meter | Sunrun Installation Services, Inc. | JCP&L | Accepted | 2019-10-01 | 2019-10-03 | 2020-10-03 | REC Solar | REC290TP2 BLK | Solar Panels |  | 0.29 | 19 | 223 | 54 |  | Fixed | Roof
Solar Registration Program | NJSRRE1542481150 | Stewartsville | 8886 | 2 | 11.02 | Residential | No | Behind the Meter | Sunrun Installation Services, Inc. | JCP&L | Accepted | 2019-10-01 | 2019-10-03 | 2020-10-03 | REC Solar | REC290TP2 BLK | Solar Panels |  | 0.29 | 14 | 134 | 34 |  | Fixed | Roof
Solar Registration Program | NJSRRE1542481150 | Stewartsville | 8886 | 2 | 11.02 | Residential | No | Behind the Meter | Sunrun Installation Services, Inc. | JCP&L | Accepted | 2019-10-01 | 2019-10-03 | 2020-10-03 | REC Solar | REC290TP2 BLK | Solar Panels |  | 0.29 | 3 | 131 | 45 |  | Fixed | Roof
Solar Registration Program | NJSRRE1542481150 | Stewartsville | 8886 | 2 | 11.02 | Residential | No | Behind the Meter | Sunrun Installation Services, Inc. | JCP&L | Accepted | 2019-10-01 | 2019-10-03 | 2020-10-03 | REC Solar | REC290TP2 BLK | Solar Panels |  | 0.29 | 2 | 221 | 45 |  | Fixed | Roof
Solar Registration Program | NJSRRE1542481150 | Stewartsville | 8886 | 2 | 11.02 | Residential | No | Behind the Meter | Sunrun Installation Services, Inc. | JCP&L | Accepted | 2019-10-01 | 2019-10-03 | 2020-10-03 | SolarEdge Technologies | SE5000H-USRGM | Inverters | 5000 |  | 1 |  |  | 0.96 |  | Outdoor | Next To Meter
Solar Registration Program | NJSRRE1542481150 | Stewartsville | 8886 | 2 | 11.02 | Residential | No | Behind the Meter | Sunrun Installation Services, Inc. | JCP&L | Accepted | 2019-10-01 | 2019-10-03 | 2020-10-03 | SolarEdge Technologies | SE3800A-USS2RGM | Inverters | 3800 |  | 1 |  |  | 0.96 |  | Outdoor | Next To Meter
Solar Registration Program | NJSRRE1542481150 | Stewartsville | 8886 | 2 | 11.02 | Residential | No | Behind the Meter | Sunrun Installation Services, Inc. | JCP&L | Accepted | 2019-10-01 | 2019-10-03 | 2020-10-03 | LG Chem | RESU 10H SEG | Electric Storage Battery |  |  | 1 |  |  |  | Lithium Ion |  | outside
Solar Registration Program | NJSRRE1542521315 | Pedricktown | 8067 | 16 | 11.02 | Residential | Yes | Behind the Meter | Sunrun Installation Services, Inc. | AC Electric | Accepted | 2019-10-09 | 2019-10-11 | 2020-10-11 | REC Solar | REC290TP2 BLK | Solar Panels |  | 0.29 | 25 | 133 | 27 |  | Fixed | Roof
Solar Registration Program | NJSRRE1542521315 | Pedricktown | 8067 | 16 | 11.02 | Residential | Yes | Behind the Meter | Sunrun Installation Services, Inc. | AC Electric | Accepted | 2019-10-09 | 2019-10-11 | 2020-10-11 | REC Solar | REC290TP2 BLK | Solar Panels |  | 0.29 | 13 | 313 | 27 |  | Fixed | Roof
Solar Registration Program | NJSRRE1542521315 | Pedricktown | 8067 | 16 | 11.02 | Residential | Yes | Behind the Meter | Sunrun Installation Services, Inc. | AC Electric | Accepted | 2019-10-09 | 2019-10-11 | 2020-10-11 | SolarEdge Technologies | SE3800H-USRGM | Inverters | 3800 |  | 1 |  |  | 0.96 |  | Outdoor | Next To Meter
Solar Registration Program | NJSRRE1542521315 | Pedricktown | 8067 | 16 | 11.02 | Residential | Yes | Behind the Meter | Sunrun Installation Services, Inc. | AC Electric | Accepted | 2019-10-09 | 2019-10-11 | 2020-10-11 | SolarEdge Technologies | SE7600A-USS2RGM | Inverters | 7600 |  | 1 |  |  | 0.96 |  | Outdoor | Next To Meter
Solar Registration Program | NJSRRE1542521315 | Pedricktown | 8067 | 16 | 11.02 | Residential | Yes | Behind the Meter | Sunrun Installation Services, Inc. | AC Electric | Accepted | 2019-10-09 | 2019-10-11 | 2020-10-11 | LG Chem | RESU 10H SEG | Electric Storage Battery |  |  | 1 |  |  |  | Lithium Ion |  | outside
Solar Registration Program | NJSRRE1542843771 | Whippany | 7981 | 3 | 11.02 | Residential | Yes | Behind the Meter | Sunrun Installation Services, Inc. | JCP&L | Accepted | 2019-10-31 | 2019-11-04 | 2020-11-04 | REC Solar | REC290TP2 BLK | Solar Panels |  | 0.29 | 28 | 168 | 18 |  | Fixed | Roof
Solar Registration Program | NJSRRE1542843771 | Whippany | 7981 | 3 | 11.02 | Residential | Yes | Behind the Meter | Sunrun Installation Services, Inc. | JCP&L | Accepted | 2019-10-31 | 2019-11-04 | 2020-11-04 | REC Solar | REC290TP2 BLK | Solar Panels |  | 0.29 | 10 | 348 | 18 |  | Fixed | Roof
Solar Registration Program | NJSRRE1542843771 | Whippany | 7981 | 3 | 11.02 | Residential | Yes | Behind the Meter | Sunrun Installation Services, Inc. | JCP&L | Accepted | 2019-10-31 | 2019-11-04 | 2020-11-04 | Delta Electronics | M10-TL-US | Inverters | 9600 |  | 1 |  |  | 0.96 |  | Outdoor | Next To Meter
Solar Registration Program | NJSRRE1542884707 | Rockaway | 7866 | 3 | 11.02 | Residential | Yes | Behind the Meter | Sunrun Installation Services, Inc. | JCP&L | Accepted | 2019-11-01 | 2019-11-05 | 2020-11-05 | REC Solar | REC290TP2 BLK | Solar Panels |  | 0.29 | 18 | 85 | 18 |  | Fixed | Roof
Solar Registration Program | NJSRRE1542884707 | Rockaway | 7866 | 3 | 11.02 | Residential | Yes | Behind the Meter | Sunrun Installation Services, Inc. | JCP&L | Accepted | 2019-11-01 | 2019-11-05 | 2020-11-05 | REC Solar | REC290TP2 BLK | Solar Panels |  | 0.29 | 20 | 265 | 18 |  | Fixed | Roof
Solar Registration Program | NJSRRE1542884707 | Rockaway | 7866 | 3 | 11.02 | Residential | Yes | Behind the Meter | Sunrun Installation Services, Inc. | JCP&L | Accepted | 2019-11-01 | 2019-11-05 | 2020-11-05 | Delta Electronics | M10-TL-US | Inverters | 9600 |  | 1 |  |  | 0.96 |  | Outdoor | Next To Meter
Solar Registration Program | NJSRRE1543024037 | West Orange | 7052 | 9 | 11.02 | Residential | Yes | Behind the Meter | Sunrun Installation Services, Inc. | PSE&G | Accepted | 2019-11-05 | 2019-11-08 | 2020-11-08 | REC Solar | REC290TP2 BLK | Solar Panels |  | 0.29 | 8 | 288 | 23 |  | Fixed | Roof
Solar Registration Program | NJSRRE1543024037 | West Orange | 7052 | 9 | 11.02 | Residential | Yes | Behind the Meter | Sunrun Installation Services, Inc. | PSE&G | Accepted | 2019-11-05 | 2019-11-08 | 2020-11-08 | REC Solar | REC290TP2 BLK | Solar Panels |  | 0.29 | 10 | 198 | 23 |  | Fixed | Roof
Solar Registration Program | NJSRRE1543024037 | West Orange | 7052 | 9 | 11.02 | Residential | Yes | Behind the Meter | Sunrun Installation Services, Inc. | PSE&G | Accepted | 2019-11-05 | 2019-11-08 | 2020-11-08 | REC Solar | REC290TP2 BLK | Solar Panels |  | 0.29 | 20 | 18 | 23 |  | Fixed | Roof
Solar Registration Program | NJSRRE1543024037 | West Orange | 7052 | 9 | 11.02 | Residential | Yes | Behind the Meter | Sunrun Installation Services, Inc. | PSE&G | Accepted | 2019-11-05 | 2019-11-08 | 2020-11-08 | Delta Electronics | M4-TL-US | Inverters | 3840 |  | 1 |  |  | 0.96 |  | Outdoor | Next To Meter
Solar Registration Program | NJSRRE1543024037 | West Orange | 7052 | 9 | 11.02 | Residential | Yes | Behind the Meter | Sunrun Installation Services, Inc. | PSE&G | Accepted | 2019-11-05 | 2019-11-08 | 2020-11-08 | Delta Electronics | M6-TL-US | Inverters | 5760 |  | 1 |  |  | 0.96 |  | Outdoor | Next To Meter
Solar Registration Program | NJSRRE1543547867 | Plainfield | 7062 | 10 | 11.02 | Residential | Yes | Behind the Meter | Sunrun Installation Services, Inc. | PSE&G | Accepted | 2019-12-13 | 2019-12-18 | 2020-12-18 | REC Solar | REC290TP2 BLK | Solar Panels |  | 0.29 | 7 | 35 | 30 |  | Fixed | Roof
Solar Registration Program | NJSRRE1543547867 | Plainfield | 7062 | 10 | 11.02 | Residential | Yes | Behind the Meter | Sunrun Installation Services, Inc. | PSE&G | Accepted | 2019-12-13 | 2019-12-18 | 2020-12-18 | REC Solar | REC290TP2 BLK | Solar Panels |  | 0.29 | 8 | 35 | 30 |  | Fixed | Roof
Solar Registration Program | NJSRRE1543547867 | Plainfield | 7062 | 10 | 11.02 | Residential | Yes | Behind the Meter | Sunrun Installation Services, Inc. | PSE&G | Accepted | 2019-12-13 | 2019-12-18 | 2020-12-18 | REC Solar | REC290TP2 BLK | Solar Panels |  | 0.29 | 10 | 215 | 30 |  | Fixed | Roof
Solar Registration Program | NJSRRE1543547867 | Plainfield | 7062 | 10 | 11.02 | Residential | Yes | Behind the Meter | Sunrun Installation Services, Inc. | PSE&G | Accepted | 2019-12-13 | 2019-12-18 | 2020-12-18 | REC Solar | REC290TP2 BLK | Solar Panels |  | 0.29 | 13 | 215 | 30 |  | Fixed | Roof
Solar Registration Program | NJSRRE1543547867 | Plainfield | 7062 | 10 | 11.02 | Residential | Yes | Behind the Meter | Sunrun Installation Services, Inc. | PSE&G | Accepted | 2019-12-13 | 2019-12-18 | 2020-12-18 | Delta Electronics | M5-TL-US | Inverters | 4800 |  | 1 |  |  | 0.96 |  | Outdoor | Next To Meter
Solar Registration Program | NJSRRE1543547867 | Plainfield | 7062 | 10 | 11.02 | Residential | Yes | Behind the Meter | Sunrun Installation Services, Inc. | PSE&G | Accepted | 2019-12-13 | 2019-12-18 | 2020-12-18 | Delta Electronics | M4-TL-US | Inverters | 3840 |  | 1 |  |  | 0.96 |  | Outdoor | Next To Meter
Solar Registration Program | NJSRRE1540232819 | North Bergen | 7047 | 8 | 11.03 | Residential | Yes | Behind the Meter | Pro Custom Solar dba Momentum Solar | PSE&G | Accepted | 2019-01-10 | 2019-01-15 | 2020-01-15 | HANWHA | Q.PEAK DUO BLK-G5 315 | Solar Panels |  | 0.315 | 35 | 207 | 4 |  | Fixed | Roof
Solar Registration Program | NJSRRE1540232819 | North Bergen | 7047 | 8 | 11.03 | Residential | Yes | Behind the Meter | Pro Custom Solar dba Momentum Solar | PSE&G | Accepted | 2019-01-10 | 2019-01-15 | 2020-01-15 | ENPHASE | IQ7-60-2-US | Inverters | 250 |  | 35 |  |  | 0.97 |  | Other | ROOF
Solar Registration Program | NJSRRE1540295073 | Sewell | 8080 | 15 | 11.03 | Residential | No | Behind the Meter | Suntuity Solar LLC | AC Electric | Accepted | 2019-01-29 | 2019-01-30 | 2020-01-30 | Hanwha Solar | Q-Cells 315 Mono | Solar Panels |  | 0.315 | 2 | 31 | 34 |  | Fixed | Roof
Solar Registration Program | NJSRRE1540295073 | Sewell | 8080 | 15 | 11.03 | Residential | No | Behind the Meter | Suntuity Solar LLC | AC Electric | Accepted | 2019-01-29 | 2019-01-30 | 2020-01-30 | Hanwha Solar | Q-Cells 315 Mono | Solar Panels |  | 0.315 | 9 | 211 | 36 |  | Fixed | Roof
Solar Registration Program | NJSRRE1540295073 | Sewell | 8080 | 15 | 11.03 | Residential | No | Behind the Meter | Suntuity Solar LLC | AC Electric | Accepted | 2019-01-29 | 2019-01-30 | 2020-01-30 | Hanwha Solar | Q-Cells 315 Mono | Solar Panels |  | 0.315 | 24 | 211 | 36 |  | Fixed | Roof
Solar Registration Program | NJSRRE1540295073 | Sewell | 8080 | 15 | 11.03 | Residential | No | Behind the Meter | Suntuity Solar LLC | AC Electric | Accepted | 2019-01-29 | 2019-01-30 | 2020-01-30 | SolarEdge | SE10000H-US | Inverters | 10000 |  | 1 |  |  | 0.99 |  | Outdoor | Besides the meter
Solar Registration Program | NJSRRE1540295156 | Toms River | 8755 | 18 | 11.03 | Residential | No | Behind the Meter | Trinity Solar | JCP&L | Accepted | 2019-01-29 | 2019-01-30 | 2020-01-30 | HANWHA | Q.PEAK DUO BLK-G5 315 | Solar Panels |  | 0.315 | 30 | 221 | 34 |  | Fixed | Roof
Solar Registration Program | NJSRRE1540295156 | Toms River | 8755 | 18 | 11.03 | Residential | No | Behind the Meter | Trinity Solar | JCP&L | Accepted | 2019-01-29 | 2019-01-30 | 2020-01-30 | HANWHA | Q.PEAK DUO BLK-G5 315 | Solar Panels |  | 0.315 | 5 | 221 | 34 |  | Fixed | Roof
Solar Registration Program | NJSRRE1540295156 | Toms River | 8755 | 18 | 11.03 | Residential | No | Behind the Meter | Trinity Solar | JCP&L | Accepted | 2019-01-29 | 2019-01-30 | 2020-01-30 | Solar Edge | SE10000 | Inverters | 10000 |  | 1 |  |  | 0.97 |  | Outside | Side of home
Solar Registration Program | NJSRRE1540300365 | Holmdel | 7733 | 17 | 11.03 | Residential | Yes | Behind the Meter | Pro Custom Solar dba Momentum Solar | JCP&L | Accepted | 2019-01-30 | 2019-01-31 | 2020-01-31 | HANHWA | Q.PEAK DUO BLK-G5 315 | Solar Panels |  | 0.315 | 12 | 239 | 21 |  | Fixed | Roof
Solar Registration Program | NJSRRE1540300365 | Holmdel | 7733 | 17 | 11.03 | Residential | Yes | Behind the Meter | Pro Custom Solar dba Momentum Solar | JCP&L | Accepted | 2019-01-30 | 2019-01-31 | 2020-01-31 | HANWHA | Q.PEAK DUO BLK-G5 315 | Solar Panels |  | 0.315 | 14 | 59 | 21 |  | Fixed | Roof
Solar Registration Program | NJSRRE1540300365 | Holmdel | 7733 | 17 | 11.03 | Residential | Yes | Behind the Meter | Pro Custom Solar dba Momentum Solar | JCP&L | Accepted | 2019-01-30 | 2019-01-31 | 2020-01-31 | HANWHA | Q.PEAK DUO BLK-G5 315 | Solar Panels |  | 0.315 | 9 | 239 | 21 |  | Fixed | Roof
Solar Registration Program | NJSRRE1540300365 | Holmdel | 7733 | 17 | 11.03 | Residential | Yes | Behind the Meter | Pro Custom Solar dba Momentum Solar | JCP&L | Accepted | 2019-01-30 | 2019-01-31 | 2020-01-31 | ENPHASE | IQ7-60-2-US | Inverters | 250 |  | 35 |  |  | 0.97 |  | Outdoor | ROOF
Solar Registration Program | NJSRRE1540337869 | Rahway | 7065 | 10 | 11.03 | Residential | Yes | Behind the Meter | Trinity Solar | PSE&G | Accepted | 2019-02-06 | 2019-02-08 | 2020-02-08 | HANWHA | Q.PEAK DUO BLK-G5 315 | Solar Panels |  | 0.315 | 18 | 281 | 25 |  | Fixed | Roof
Solar Registration Program | NJSRRE1540337869 | Rahway | 7065 | 10 | 11.03 | Residential | Yes | Behind the Meter | Trinity Solar | PSE&G | Accepted | 2019-02-06 | 2019-02-08 | 2020-02-08 | HANWHA | Q.PEAK DUO BLK-G5 315 | Solar Panels |  | 0.315 | 17 | 101 | 25 |  | Fixed | Roof
Solar Registration Program | NJSRRE1540337869 | Rahway | 7065 | 10 | 11.03 | Residential | Yes | Behind the Meter | Trinity Solar | PSE&G | Accepted | 2019-02-06 | 2019-02-08 | 2020-02-08 | Solar Edge | SE10000 | Inverters | 10000 |  | 1 |  |  | 0.97 |  | Outside | Side of home
Solar Registration Program | NJSRRE1540346567 | Lyndhurst | 7071 | 7 | 11.03 | Residential | Yes | Behind the Meter | Pro Custom Solar dba Momentum Solar | PSE&G | Accepted | 2019-02-07 | 2019-02-11 | 2020-02-11 | HANWHA | Q.PEAK DUO BLK-G5 315 | Solar Panels |  | 0.315 | 11 | 37 | 6 |  | Fixed | Roof
Solar Registration Program | NJSRRE1540346567 | Lyndhurst | 7071 | 7 | 11.03 | Residential | Yes | Behind the Meter | Pro Custom Solar dba Momentum Solar | PSE&G | Accepted | 2019-02-07 | 2019-02-11 | 2020-02-11 | HANWHA | Q.PEAK DUO BLK-G5 315 | Solar Panels |  | 0.315 | 24 | 217 | 39 |  | Fixed | Roof
Solar Registration Program | NJSRRE1540346567 | Lyndhurst | 7071 | 7 | 11.03 | Residential | Yes | Behind the Meter | Pro Custom Solar dba Momentum Solar | PSE&G | Accepted | 2019-02-07 | 2019-02-11 | 2020-02-11 | ENPHASE | IQ7-60-2-US | Inverters | 250 |  | 35 |  |  | 0.97 |  | Outdoor | ROOF
Solar Registration Program | NJSRRE1540375607 | Linden | 7036 | 10 | 11.03 | Residential | No | Behind the Meter | Suntuity Solar LLC | PSE&G | Accepted | 2019-02-18 | 2019-02-19 | 2020-02-19 | Hanwha Solar | Q-Cells 315 Mono | Solar Panels |  | 0.315 | 6 | 296 | 20 |  | Fixed | Roof
Solar Registration Program | NJSRRE1540375607 | Linden | 7036 | 10 | 11.03 | Residential | No | Behind the Meter | Suntuity Solar LLC | PSE&G | Accepted | 2019-02-18 | 2019-02-19 | 2020-02-19 | Hanwha Solar | Q-Cells 315 Mono | Solar Panels |  | 0.315 | 22 | 116 | 18 |  | Fixed | Roof
Solar Registration Program | NJSRRE1540375607 | Linden | 7036 | 10 | 11.03 | Residential | No | Behind the Meter | Suntuity Solar LLC | PSE&G | Accepted | 2019-02-18 | 2019-02-19 | 2020-02-19 | Hanwha Solar | Q-Cells 315 Mono | Solar Panels |  | 0.315 | 5 | 206 | 28 |  | Fixed | Roof
Solar Registration Program | NJSRRE1540375607 | Linden | 7036 | 10 | 11.03 | Residential | No | Behind the Meter | Suntuity Solar LLC | PSE&G | Accepted | 2019-02-18 | 2019-02-19 | 2020-02-19 | Hanwha Solar | Q-Cells 315 Mono | Solar Panels |  | 0.315 | 2 | 116 | 29 |  | Fixed | Roof
Solar Registration Program | NJSRRE1540375607 | Linden | 7036 | 10 | 11.03 | Residential | No | Behind the Meter | Suntuity Solar LLC | PSE&G | Accepted | 2019-02-18 | 2019-02-19 | 2020-02-19 | SolarEdge | SE10000H-US | Inverters | 10000 |  | 1 |  |  | 0.99 |  | Outdoor | Besides the meter
Solar Registration Program | NJSRRE1540459470 | SOMERSET | 8873 | 5 | 11.03 | Residential | Yes | Behind the Meter | Vivint Solar Developer, LLC | PSE&G | Accepted | 2019-03-07 | 2019-03-08 | 2020-03-08 | Hanwha Solar | Q.PEAK DUO BLK-G5 315 | Solar Panels |  | 0.315 | 5 | 219 | 45 |  | Fixed | Roof
Solar Registration Program | NJSRRE1540459470 | SOMERSET | 8873 | 5 | 11.03 | Residential | Yes | Behind the Meter | Vivint Solar Developer, LLC | PSE&G | Accepted | 2019-03-07 | 2019-03-08 | 2020-03-08 | Hanwha Solar | Q.PEAK DUO BLK-G5 315 | Solar Panels |  | 0.315 | 8 | 129 | 45 |  | Fixed | Roof
Solar Registration Program | NJSRRE1540459470 | SOMERSET | 8873 | 5 | 11.03 | Residential | Yes | Behind the Meter | Vivint Solar Developer, LLC | PSE&G | Accepted | 2019-03-07 | 2019-03-08 | 2020-03-08 | Hanwha Solar | Q.PEAK DUO BLK-G5 315 | Solar Panels |  | 0.315 | 6 | 39 | 45 |  | Fixed | Roof
Solar Registration Program | NJSRRE1540459470 | SOMERSET | 8873 | 5 | 11.03 | Residential | Yes | Behind the Meter | Vivint Solar Developer, LLC | PSE&G | Accepted | 2019-03-07 | 2019-03-08 | 2020-03-08 | Hanwha Solar | Q.PEAK DUO BLK-G5 315 | Solar Panels |  | 0.315 | 9 | 39 | 45 |  | Fixed | Roof
Solar Registration Program | NJSRRE1540459470 | SOMERSET | 8873 | 5 | 11.03 | Residential | Yes | Behind the Meter | Vivint Solar Developer, LLC | PSE&G | Accepted | 2019-03-07 | 2019-03-08 | 2020-03-08 | Hanwha Solar | Q.PEAK DUO BLK-G5 315 | Solar Panels |  | 0.315 | 7 | 219 | 45 |  | Fixed | Roof
Solar Registration Program | NJSRRE1540459470 | SOMERSET | 8873 | 5 | 11.03 | Residential | Yes | Behind the Meter | Vivint Solar Developer, LLC | PSE&G | Accepted | 2019-03-07 | 2019-03-08 | 2020-03-08 | Solar Edge | SE7600H-US | Inverters | 7600 |  | 1 |  |  | 0.992 |  | Outdoor | Near the Utility Meter
Solar Registration Program | NJSRRE1540822630 | Plainfield | 7060 | 10 | 11.03 | Residential | No | Behind the Meter | Vision Solar LLC | PSE&G | Accepted | 2019-04-05 | 2019-04-09 | 2020-04-09 | hanwha qcells | qpeak duo g-5 | Solar Panels |  | 0.315 | 17 | 220 | 34 |  | Fixed | Roof
Solar Registration Program | NJSRRE1540822630 | Plainfield | 7060 | 10 | 11.03 | Residential | No | Behind the Meter | Vision Solar LLC | PSE&G | Accepted | 2019-04-05 | 2019-04-09 | 2020-04-09 | hanwha qcells | qpeak duo-g5 | Solar Panels |  | 0.315 | 8 | 220 | 6 |  | Fixed | Roof
Solar Registration Program | NJSRRE1540822630 | Plainfield | 7060 | 10 | 11.03 | Residential | No | Behind the Meter | Vision Solar LLC | PSE&G | Accepted | 2019-04-05 | 2019-04-09 | 2020-04-09 | hanwha qcells | qpeak duo-g5 | Solar Panels |  | 0.315 | 4 | 220 | 34 |  | Fixed | Roof
Solar Registration Program | NJSRRE1540822630 | Plainfield | 7060 | 10 | 11.03 | Residential | No | Behind the Meter | Vision Solar LLC | PSE&G | Accepted | 2019-04-05 | 2019-04-09 | 2020-04-09 | hanwha qcells | qpeak duo-g5 | Solar Panels |  | 0.315 | 6 | 40 | 34 |  | Fixed | Pole
Solar Registration Program | NJSRRE1540822630 | Plainfield | 7060 | 10 | 11.03 | Residential | No | Behind the Meter | Vision Solar LLC | PSE&G | Accepted | 2019-04-05 | 2019-04-09 | 2020-04-09 | solaredge | se10000A-us | Inverters | 10000 |  | 1 |  |  | 0.98 |  | Other | adj to utility meter
Solar Registration Program | NJSRRE1540836474 | Voorhees | 8043 | 14 | 11.03 | Residential | Yes | Behind the Meter | Vivint Solar Developer, LLC | AC Electric | Accepted | 2019-04-10 | 2019-04-12 | 2020-04-12 | Hanwha Solar | Q.Peak BLK-G5 315 | Solar Panels |  | 0.315 | 3 | 205 | 33 |  | Fixed | Roof
Solar Registration Program | NJSRRE1540836474 | Voorhees | 8043 | 14 | 11.03 | Residential | Yes | Behind the Meter | Vivint Solar Developer, LLC | AC Electric | Accepted | 2019-04-10 | 2019-04-12 | 2020-04-12 | Hanwha Solar | Q.Peak BLK-G5 315 | Solar Panels |  | 0.315 | 7 | 295 | 33 |  | Fixed | Roof
Solar Registration Program | NJSRRE1540836474 | Voorhees | 8043 | 14 | 11.03 | Residential | Yes | Behind the Meter | Vivint Solar Developer, LLC | AC Electric | Accepted | 2019-04-10 | 2019-04-12 | 2020-04-12 | Hanwha Solar | Q.Peak BLK-G5 315 | Solar Panels |  | 0.315 | 2 | 115 | 33 |  | Fixed | Roof
Solar Registration Program | NJSRRE1540836474 | Voorhees | 8043 | 14 | 11.03 | Residential | Yes | Behind the Meter | Vivint Solar Developer, LLC | AC Electric | Accepted | 2019-04-10 | 2019-04-12 | 2020-04-12 | Hanwha Solar | Q.Peak BLK-G5 315 | Solar Panels |  | 0.315 | 18 | 25 | 33 |  | Fixed | Roof
Solar Registration Program | NJSRRE1540836474 | Voorhees | 8043 | 14 | 11.03 | Residential | Yes | Behind the Meter | Vivint Solar Developer, LLC | AC Electric | Accepted | 2019-04-10 | 2019-04-12 | 2020-04-12 | Hanwha Solar | Q.Peak BLK-G5 315 | Solar Panels |  | 0.315 | 5 | 205 | 26 |  | Fixed | Roof
Solar Registration Program | NJSRRE1540836474 | Voorhees | 8043 | 14 | 11.03 | Residential | Yes | Behind the Meter | Vivint Solar Developer, LLC | AC Electric | Accepted | 2019-04-10 | 2019-04-12 | 2020-04-12 | Solar Edge | SE7600H-US | Inverters | 7600 |  | 1 |  |  | 0.992 |  | Outdoor | Near the Utility Meter.
Solar Registration Program | NJSRRE1540866403 | Titusville | 8560 | 12 | 11.03 | Residential | Yes | Behind the Meter | Pro Custom Solar dba Momentum Solar | PSE&G | Accepted | 2019-04-19 | 2019-04-22 | 2020-04-22 | HANWHA | Q.PEAK DUO BLK-G5 315 | Solar Panels |  | 0.315 | 14 | 273 | 18 |  | Fixed | Roof
Solar Registration Program | NJSRRE1540866403 | Titusville | 8560 | 12 | 11.03 | Residential | Yes | Behind the Meter | Pro Custom Solar dba Momentum Solar | PSE&G | Accepted | 2019-04-19 | 2019-04-22 | 2020-04-22 | HANWHA | Q.PEAK DUO BLK-G5 315 | Solar Panels |  | 0.315 | 18 | 93 | 18 |  | Fixed | Roof
Solar Registration Program | NJSRRE1540866403 | Titusville | 8560 | 12 | 11.03 | Residential | Yes | Behind the Meter | Pro Custom Solar dba Momentum Solar | PSE&G | Accepted | 2019-04-19 | 2019-04-22 | 2020-04-22 | HANWHA | Q.PEAK DUO BLK-G5 315 | Solar Panels |  | 0.315 | 3 | 182 | 18 |  | Fixed | Roof
Solar Registration Program | NJSRRE1540866403 | Titusville | 8560 | 12 | 11.03 | Residential | Yes | Behind the Meter | Pro Custom Solar dba Momentum Solar | PSE&G | Accepted | 2019-04-19 | 2019-04-22 | 2020-04-22 | ENPHASE | IQ7-60-2-US | Inverters | 250 |  | 35 |  |  | 0.97 |  | Outdoor | ROOF
Solar Registration Program | NJSRRE1540898136 | Galloway | 8205 | 19 | 11.03 | Residential | No | Behind the Meter | Vivint Solar Developer, LLC | AC Electric | Accepted | 2019-04-29 | 2019-04-30 | 2020-04-30 | Hanwha Solar | Q.Peak BLK-G5 315 | Solar Panels |  | 0.315 | 5 | 352 | 32 |  | Fixed | Roof
Solar Registration Program | NJSRRE1540898136 | Galloway | 8205 | 19 | 11.03 | Residential | No | Behind the Meter | Vivint Solar Developer, LLC | AC Electric | Accepted | 2019-04-29 | 2019-04-30 | 2020-04-30 | Hanwha Solar | Q.Peak BLK-G5 315 | Solar Panels |  | 0.315 | 15 | 352 | 32 |  | Fixed | Roof
Solar Registration Program | NJSRRE1540898136 | Galloway | 8205 | 19 | 11.03 | Residential | No | Behind the Meter | Vivint Solar Developer, LLC | AC Electric | Accepted | 2019-04-29 | 2019-04-30 | 2020-04-30 | Hanwha Solar | Q.Peak BLK-G5 315 | Solar Panels |  | 0.315 | 15 | 172 | 32 |  | Fixed | Roof
Solar Registration Program | NJSRRE1540898136 | Galloway | 8205 | 19 | 11.03 | Residential | No | Behind the Meter | Vivint Solar Developer, LLC | AC Electric | Accepted | 2019-04-29 | 2019-04-30 | 2020-04-30 | Solar Edge | SE7600H-US | Inverters | 7600 |  | 1 |  |  | 0.992 |  | Outdoor | Near the Utility Meter.
Solar Registration Program | NJSRRE1540908940 | Egg Harbor Township | 8234 | 19 | 11.03 | Residential | Yes | Behind the Meter | Trinity Solar | AC Electric | Accepted | 2019-04-30 | 2019-05-02 | 2020-05-02 | HANWHA | Q.PEAK DUO BLK-G5 315 | Solar Panels |  | 0.315 | 16 | 111 | 23 |  | Fixed | Roof
Solar Registration Program | NJSRRE1540908940 | Egg Harbor Township | 8234 | 19 | 11.03 | Residential | Yes | Behind the Meter | Trinity Solar | AC Electric | Accepted | 2019-04-30 | 2019-05-02 | 2020-05-02 | HANWHA | Q.PEAK DUO BLK-G5 315 | Solar Panels |  | 0.315 | 12 | 111 | 23 |  | Fixed | Roof
Solar Registration Program | NJSRRE1540908940 | Egg Harbor Township | 8234 | 19 | 11.03 | Residential | Yes | Behind the Meter | Trinity Solar | AC Electric | Accepted | 2019-04-30 | 2019-05-02 | 2020-05-02 | HANWHA | Q.PEAK DUO BLK-G5 315 | Solar Panels |  | 0.315 | 7 | 291 | 23 |  | Fixed | Roof
Solar Registration Program | NJSRRE1540908940 | Egg Harbor Township | 8234 | 19 | 11.03 | Residential | Yes | Behind the Meter | Trinity Solar | AC Electric | Accepted | 2019-04-30 | 2019-05-02 | 2020-05-02 | Solar Edge | SE10000H-US000NNC2 | Inverters | 10000 |  | 1 |  |  | 0.97 |  | Outdoor | side of home
Solar Registration Program | NJSRRE1541521382 | STEWARTSVILLE | 8886 | 2 | 11.03 | Residential | Yes | Behind the Meter | Vivint Solar Developer, LLC | JCP&L | Accepted | 2019-07-03 | 2019-07-05 | 2020-07-05 | HANWHA SOLAR | Q.PEAK BLK-G5 315 | Solar Panels |  | 0.315 | 7 | 4 | 36 |  | Fixed | Roof
Solar Registration Program | NJSRRE1541521382 | STEWARTSVILLE | 8886 | 2 | 11.03 | Residential | Yes | Behind the Meter | Vivint Solar Developer, LLC | JCP&L | Accepted | 2019-07-03 | 2019-07-05 | 2020-07-05 | HANWHA SOLAR | Q.PEAK BLK-G5 315 | Solar Panels |  | 0.315 | 23 | 274 | 30 |  | Fixed | Roof
Solar Registration Program | NJSRRE1541521382 | STEWARTSVILLE | 8886 | 2 | 11.03 | Residential | Yes | Behind the Meter | Vivint Solar Developer, LLC | JCP&L | Accepted | 2019-07-03 | 2019-07-05 | 2020-07-05 | HANWHA SOLAR | Q.PEAK BLK-G5 315 | Solar Panels |  | 0.315 | 5 | 184 | 36 |  | Fixed | Roof
Solar Registration Program | NJSRRE1541521382 | STEWARTSVILLE | 8886 | 2 | 11.03 | Residential | Yes | Behind the Meter | Vivint Solar Developer, LLC | JCP&L | Accepted | 2019-07-03 | 2019-07-05 | 2020-07-05 | SOLAREDGE | SE7600H-US | Inverters | 7600 |  | 1 |  |  | 0.992 |  | Outdoor | Near The Utility Meter
Solar Registration Program | NJSRRE1541637408 | TOMS RIVER | 8753 | 18 | 11.03 | Residential | Yes | Behind the Meter | Vivint Solar Developer, LLC | JCP&L | Accepted | 2019-07-12 | 2019-07-16 | 2020-07-16 | Hanwha Solar | Q.PEAK BLK-G5 315 | Solar Panels |  | 0.315 | 16 | 181 | 18 |  | Fixed | Roof
Solar Registration Program | NJSRRE1541637408 | TOMS RIVER | 8753 | 18 | 11.03 | Residential | Yes | Behind the Meter | Vivint Solar Developer, LLC | JCP&L | Accepted | 2019-07-12 | 2019-07-16 | 2020-07-16 | Hanwha Solar | Q.PEAK BLK-G5 315 | Solar Panels |  | 0.315 | 6 | 181 | 18 |  | Fixed | Roof
Solar Registration Program | NJSRRE1541637408 | TOMS RIVER | 8753 | 18 | 11.03 | Residential | Yes | Behind the Meter | Vivint Solar Developer, LLC | JCP&L | Accepted | 2019-07-12 | 2019-07-16 | 2020-07-16 | Hanwha Solar | Q.PEAK BLK-G5 315 | Solar Panels |  | 0.315 | 13 | 1 | 18 |  | Fixed | Roof
Solar Registration Program | NJSRRE1541637408 | TOMS RIVER | 8753 | 18 | 11.03 | Residential | Yes | Behind the Meter | Vivint Solar Developer, LLC | JCP&L | Accepted | 2019-07-12 | 2019-07-16 | 2020-07-16 | SolarEdge | SE7600H-US | Inverters | 7600 |  | 1 |  |  | 0.992 |  | Outdoor | Near The Utility Meter
Solar Registration Program | NJSRRE1541699123 | PATERSON | 7501 | 6 | 11.03 | Residential | Yes | Behind the Meter | Pro Custom Solar dba Momentum Solar | PSE&G | Accepted | 2019-07-24 | 2019-07-26 | 2020-07-26 | HANWHA | Q.PEAK DUO BLK-G5 315 | Solar Panels |  | 0.315 | 35 | 194 | 4 |  | Fixed | Roof
Solar Registration Program | NJSRRE1541699123 | PATERSON | 7501 | 6 | 11.03 | Residential | Yes | Behind the Meter | Pro Custom Solar dba Momentum Solar | PSE&G | Accepted | 2019-07-24 | 2019-07-26 | 2020-07-26 | ENPHASE ENERGY | IQ7-60-2-US | Inverters | 250 |  | 35 |  |  | 0.97 |  | Outdoor | Roof
Solar Registration Program | NJSRRE1541702298 | West Windsor Township | 8550 | 12 | 11.03 | Residential | No | Behind the Meter | Pro Custom Solar dba Momentum Solar | PSE&G | Accepted | 2019-07-25 | 2019-08-22 | 2020-08-22 | HANWHA | Q.PEAK DUO BLK-G5 315 | Solar Panels |  | 0.315 | 11 | 56 | 35 |  | Fixed | Roof
Solar Registration Program | NJSRRE1541702298 | West Windsor Township | 8550 | 12 | 11.03 | Residential | No | Behind the Meter | Pro Custom Solar dba Momentum Solar | PSE&G | Accepted | 2019-07-25 | 2019-08-22 | 2020-08-22 | HANWHA | Q.PEAK DUO BLK-G5 315 | Solar Panels |  | 0.315 | 12 | 56 | 32 |  | Fixed | Roof
Solar Registration Program | NJSRRE1541702298 | West Windsor Township | 8550 | 12 | 11.03 | Residential | No | Behind the Meter | Pro Custom Solar dba Momentum Solar | PSE&G | Accepted | 2019-07-25 | 2019-08-22 | 2020-08-22 | HANWHA | Q.PEAK DUO BLK-G5 315 | Solar Panels |  | 0.315 | 4 | 146 | 30 |  | Fixed | Roof
Solar Registration Program | NJSRRE1541702298 | West Windsor Township | 8550 | 12 | 11.03 | Residential | No | Behind the Meter | Pro Custom Solar dba Momentum Solar | PSE&G | Accepted | 2019-07-25 | 2019-08-22 | 2020-08-22 | HANWHA | Q.PEAK DUO BLK-G5 315 | Solar Panels |  | 0.315 | 8 | 236 | 35 |  | Fixed | Roof
Solar Registration Program | NJSRRE1541702298 | West Windsor Township | 8550 | 12 | 11.03 | Residential | No | Behind the Meter | Pro Custom Solar dba Momentum Solar | PSE&G | Accepted | 2019-07-25 | 2019-08-22 | 2020-08-22 | ENPHASE ENERGY | IQ7-60-2-US | Inverters | 250 |  | 35 |  |  | 0.97 |  | Outdoor | Roof
Solar Registration Program | NJSRRE1541705376 | Egg Harbor Township | 8234 | 19 | 11.03 | Residential | Yes | Behind the Meter | Trinity Solar | AC Electric | Accepted | 2019-07-26 | 2019-07-31 | 2020-07-31 | Hanwha | Q.PEAK DUO BLK-G5 315 | Solar Panels |  | 0.315 | 17 | 259 | 31 |  | Fixed | Roof
Solar Registration Program | NJSRRE1541705376 | Egg Harbor Township | 8234 | 19 | 11.03 | Residential | Yes | Behind the Meter | Trinity Solar | AC Electric | Accepted | 2019-07-26 | 2019-07-31 | 2020-07-31 | Hanwha | Q.PEAK DUO BLK-G5 315 | Solar Panels |  | 0.315 | 10 | 79 | 37 |  | Fixed | Roof
Solar Registration Program | NJSRRE1541705376 | Egg Harbor Township | 8234 | 19 | 11.03 | Residential | Yes | Behind the Meter | Trinity Solar | AC Electric | Accepted | 2019-07-26 | 2019-07-31 | 2020-07-31 | Hanwha | Q.PEAK DUO BLK-G5 315 | Solar Panels |  | 0.315 | 8 | 79 | 37 |  | Fixed | Roof
Solar Registration Program | NJSRRE1541705376 | Egg Harbor Township | 8234 | 19 | 11.03 | Residential | Yes | Behind the Meter | Trinity Solar | AC Electric | Accepted | 2019-07-26 | 2019-07-31 | 2020-07-31 | Solar Edge | SE10000 | Inverters | 10000 |  | 1 |  |  | 0.97 |  | Outside | side of home
Solar Registration Program | NJSRRE1541725606 | ISELIN | 8830 | 11 | 11.03 | Residential | Yes | Behind the Meter | Pro Custom Solar dba Momentum Solar | PSE&G | Accepted | 2019-08-01 | 2019-08-06 | 2020-08-06 | HANWHA | Q.PEAK DUO BLK-G5 315 | Solar Panels |  | 0.315 | 15 | 358 | 36 |  | Fixed | Roof
Solar Registration Program | NJSRRE1541725606 | ISELIN | 8830 | 11 | 11.03 | Residential | Yes | Behind the Meter | Pro Custom Solar dba Momentum Solar | PSE&G | Accepted | 2019-08-01 | 2019-08-06 | 2020-08-06 | HANWHA | Q.PEAK DUO BLK-G5 315 | Solar Panels |  | 0.315 | 12 | 178 | 5 |  | Fixed | Roof
Solar Registration Program | NJSRRE1541725606 | ISELIN | 8830 | 11 | 11.03 | Residential | Yes | Behind the Meter | Pro Custom Solar dba Momentum Solar | PSE&G | Accepted | 2019-08-01 | 2019-08-06 | 2020-08-06 | HANWHA | Q.PEAK DUO BLK-G5 315 | Solar Panels |  | 0.315 | 8 | 358 | 16 |  | Fixed | Roof
Solar Registration Program | NJSRRE1541725606 | ISELIN | 8830 | 11 | 11.03 | Residential | Yes | Behind the Meter | Pro Custom Solar dba Momentum Solar | PSE&G | Accepted | 2019-08-01 | 2019-08-06 | 2020-08-06 | ENPHASE ENERGY | IQ7-60-2-US | Inverters | 250 |  | 35 |  |  | 0.97 |  | Outdoor | Roof
Solar Registration Program | NJSRRE1541788269 | Franklinville | 8322 | 15 | 11.03 | Residential | Yes | Behind the Meter | Pro Custom Solar dba Momentum Solar | AC Electric | Accepted | 2019-08-05 | 2019-08-08 | 2020-08-08 | HANWHA | Q.PEAK DUO BLK-G5 315 | Solar Panels |  | 0.315 | 25 | 160 | 23 |  | Fixed | Roof
Solar Registration Program | NJSRRE1541788269 | Franklinville | 8322 | 15 | 11.03 | Residential | Yes | Behind the Meter | Pro Custom Solar dba Momentum Solar | AC Electric | Accepted | 2019-08-05 | 2019-08-08 | 2020-08-08 | HANWHA | Q.PEAK DUO BLK-G5 315 | Solar Panels |  | 0.315 | 10 | 250 | 18 |  | Fixed | Roof
Solar Registration Program | NJSRRE1541788269 | Franklinville | 8322 | 15 | 11.03 | Residential | Yes | Behind the Meter | Pro Custom Solar dba Momentum Solar | AC Electric | Accepted | 2019-08-05 | 2019-08-08 | 2020-08-08 | Enphase Energy | IQ7-60-2-US | Inverters | 250 |  | 35 |  |  | 0.97 |  | Outdoor | Roof
Solar Registration Program | NJSRRE1541790417 | TRENTON | 8690 | 12 | 11.03 | Residential | Yes | Behind the Meter | Pro Custom Solar dba Momentum Solar | PSE&G | Accepted | 2019-08-06 | 2019-08-08 | 2020-08-08 | HANWHA | Q.PEAK DUO BLK-G5 315 | Solar Panels |  | 0.315 | 6 | 6 | 114 |  | Fixed | Roof
Solar Registration Program | NJSRRE1541790417 | TRENTON | 8690 | 12 | 11.03 | Residential | Yes | Behind the Meter | Pro Custom Solar dba Momentum Solar | PSE&G | Accepted | 2019-08-06 | 2019-08-08 | 2020-08-08 | HANWHA | Q.PEAK DUO BLK-G5 315 | Solar Panels |  | 0.315 | 6 | 294 | 20 |  | Fixed | Roof
Solar Registration Program | NJSRRE1541790417 | TRENTON | 8690 | 12 | 11.03 | Residential | Yes | Behind the Meter | Pro Custom Solar dba Momentum Solar | PSE&G | Accepted | 2019-08-06 | 2019-08-08 | 2020-08-08 | HANWHA | Q.PEAK DUO BLK-G5 315 | Solar Panels |  | 0.315 | 13 | 204 | 20 |  | Fixed | Roof
Solar Registration Program | NJSRRE1541790417 | TRENTON | 8690 | 12 | 11.03 | Residential | Yes | Behind the Meter | Pro Custom Solar dba Momentum Solar | PSE&G | Accepted | 2019-08-06 | 2019-08-08 | 2020-08-08 | HANWHA | Q.PEAK DUO BLK-G5 315 | Solar Panels |  | 0.315 | 6 | 294 | 15 |  | Fixed | Roof
Solar Registration Program | NJSRRE1541790417 | TRENTON | 8690 | 12 | 11.03 | Residential | Yes | Behind the Meter | Pro Custom Solar dba Momentum Solar | PSE&G | Accepted | 2019-08-06 | 2019-08-08 | 2020-08-08 | HANWHA | Q.PEAK DUO BLK-G5 315 | Solar Panels |  | 0.315 | 4 | 24 | 20 |  | Fixed | Roof
Solar Registration Program | NJSRRE1541790417 | TRENTON | 8690 | 12 | 11.03 | Residential | Yes | Behind the Meter | Pro Custom Solar dba Momentum Solar | PSE&G | Accepted | 2019-08-06 | 2019-08-08 | 2020-08-08 | Enphase Energy | IQ7-60-2-US | Inverters | 250 |  | 35 |  |  | 0.97 |  | Outdoor | Roof
Solar Registration Program | NJSRRE1541804321 | KEYPORT | 7735 | 17 | 11.03 | Residential | Yes | Behind the Meter | Vivint Solar Developer, LLC | JCP&L | Accepted | 2019-08-13 | 2019-08-23 | 2020-08-23 | HANWHA SOLAR | Q.PEAK BLK-G5 315 | Solar Panels |  | 0.315 | 22 | 44 | 17 |  | Fixed | Roof
Solar Registration Program | NJSRRE1541804321 | KEYPORT | 7735 | 17 | 11.03 | Residential | Yes | Behind the Meter | Vivint Solar Developer, LLC | JCP&L | Accepted | 2019-08-13 | 2019-08-23 | 2020-08-23 | HANWHA SOLAR | Q.PEAK BLK-G5 315 | Solar Panels |  | 0.315 | 13 | 224 | 17 |  | Fixed | Roof
Solar Registration Program | NJSRRE1541804321 | KEYPORT | 7735 | 17 | 11.03 | Residential | Yes | Behind the Meter | Vivint Solar Developer, LLC | JCP&L | Accepted | 2019-08-13 | 2019-08-23 | 2020-08-23 | SOLAREDGE | SE7600H-US000BNC4 | Inverters | 7600 |  | 1 |  |  | 0.992 |  | Outdoor | Near the Utility Meter
Solar Registration Program | NJSRRE1541845110 | MICKLETON | 8056 | 15 | 11.03 | Residential | Yes | Behind the Meter | Vivint Solar Developer, LLC | AC Electric | Accepted | 2019-08-20 | 2019-08-23 | 2020-08-23 | HANWHA SOLAR | Q.PEAK BLK-G5 315 | Solar Panels |  | 0.315 | 6 | 239 | 13 |  | Fixed | Roof
Solar Registration Program | NJSRRE1541845110 | MICKLETON | 8056 | 15 | 11.03 | Residential | Yes | Behind the Meter | Vivint Solar Developer, LLC | AC Electric | Accepted | 2019-08-20 | 2019-08-23 | 2020-08-23 | HANWHA SOLAR | Q.PEAK BLK-G5 315 | Solar Panels |  | 0.315 | 10 | 239 | 15 |  | Fixed | Roof
Solar Registration Program | NJSRRE1541845110 | MICKLETON | 8056 | 15 | 11.03 | Residential | Yes | Behind the Meter | Vivint Solar Developer, LLC | AC Electric | Accepted | 2019-08-20 | 2019-08-23 | 2020-08-23 | HANWHA SOLAR | Q.PEAK BLK-G5 315 | Solar Panels |  | 0.315 | 5 | 239 | 15 |  | Fixed | Roof
Solar Registration Program | NJSRRE1541845110 | MICKLETON | 8056 | 15 | 11.03 | Residential | Yes | Behind the Meter | Vivint Solar Developer, LLC | AC Electric | Accepted | 2019-08-20 | 2019-08-23 | 2020-08-23 | HANWHA SOLAR | Q.PEAK BLK-G5 315 | Solar Panels |  | 0.315 | 14 | 59 | 15 |  | Fixed | Roof
Solar Registration Program | NJSRRE1541845110 | MICKLETON | 8056 | 15 | 11.03 | Residential | Yes | Behind the Meter | Vivint Solar Developer, LLC | AC Electric | Accepted | 2019-08-20 | 2019-08-23 | 2020-08-23 | SOLAREDGE | SE7600H-US | Inverters | 7600 |  | 1 |  |  | 0.992 |  | Outdoor | Near The Utility Meter
Solar Registration Program | NJSRRE1541891063 | Maple Shade | 8052 | 13 | 11.03 | Residential | Yes | Behind the Meter | Vivint Solar Developer, LLC | PSE&G | Accepted | 2019-09-04 | 2019-09-05 | 2020-09-05 | HANWHA SOLAR | Q.PEAK BLK-G5 315 | Solar Panels |  | 0.315 | 26 | 159 | 24 |  | Fixed | Roof
Solar Registration Program | NJSRRE1541891063 | Maple Shade | 8052 | 13 | 11.03 | Residential | Yes | Behind the Meter | Vivint Solar Developer, LLC | PSE&G | Accepted | 2019-09-04 | 2019-09-05 | 2020-09-05 | HANWHA SOLAR | Q.PEAK BLK-G5 315 | Solar Panels |  | 0.315 | 9 | 339 | 24 |  | Fixed | Roof
Solar Registration Program | NJSRRE1541891063 | Maple Shade | 8052 | 13 | 11.03 | Residential | Yes | Behind the Meter | Vivint Solar Developer, LLC | PSE&G | Accepted | 2019-09-04 | 2019-09-05 | 2020-09-05 | Solar Edge | SE7600H-US000BNC4 | Inverters | 7600 |  | 1 |  |  | 0.992 |  | Outdoor | Near Utility Meter
Solar Registration Program | NJSRRE1542285081 | North Plainfield | 7060 | 10 | 11.03 | Residential | Yes | Behind the Meter | Vivint Solar Developer, LLC | PSE&G | Accepted | 2019-09-06 | 2019-09-10 | 2020-09-10 | Hanwha Solar | Q.PEAK BLK-G5 315 | Solar Panels |  | 0.315 | 7 | 192 | 37 |  | Fixed | Roof
Solar Registration Program | NJSRRE1542285081 | North Plainfield | 7060 | 10 | 11.03 | Residential | Yes | Behind the Meter | Vivint Solar Developer, LLC | PSE&G | Accepted | 2019-09-06 | 2019-09-10 | 2020-09-10 | Hanwha Solar | Q.PEAK BLK-G5 315 | Solar Panels |  | 0.315 | 20 | 192 | 37 |  | Fixed | Roof
Solar Registration Program | NJSRRE1542285081 | North Plainfield | 7060 | 10 | 11.03 | Residential | Yes | Behind the Meter | Vivint Solar Developer, LLC | PSE&G | Accepted | 2019-09-06 | 2019-09-10 | 2020-09-10 | Hanwha Solar | Q.PEAK BLK-G5 315 | Solar Panels |  | 0.315 | 8 | 12 | 17 |  | Fixed | Roof
Solar Registration Program | NJSRRE1542285081 | North Plainfield | 7060 | 10 | 11.03 | Residential | Yes | Behind the Meter | Vivint Solar Developer, LLC | PSE&G | Accepted | 2019-09-06 | 2019-09-10 | 2020-09-10 | SolarEdge | SE7600H-US | Inverters | 7600 |  | 1 |  |  | 0.992 |  | Outdoor | Near the Utility Meter
Solar Registration Program | NJSRRE1542335174 | LITTLE EGG HARBOR TWP | 8087 | 18 | 11.03 | Residential | Yes | Behind the Meter | Vivint Solar Developer, LLC | AC Electric | Accepted | 2019-09-06 | 2019-09-10 | 2020-09-10 | HANWHA SOLAR | Q.PEAK BLK-G5 315 | Solar Panels |  | 0.315 | 24 | 216 | 26 |  | Fixed | Roof
Solar Registration Program | NJSRRE1542335174 | LITTLE EGG HARBOR TWP | 8087 | 18 | 11.03 | Residential | Yes | Behind the Meter | Vivint Solar Developer, LLC | AC Electric | Accepted | 2019-09-06 | 2019-09-10 | 2020-09-10 | HANWHA SOLAR | Q.PEAK BLK-G5 315 | Solar Panels |  | 0.315 | 11 | 36 | 26 |  | Fixed | Roof
Solar Registration Program | NJSRRE1542335174 | LITTLE EGG HARBOR TWP | 8087 | 18 | 11.03 | Residential | Yes | Behind the Meter | Vivint Solar Developer, LLC | AC Electric | Accepted | 2019-09-06 | 2019-09-10 | 2020-09-10 | SOLAR EDGE | SE7600H-US000BNC4 | Inverters | 7600 |  | 1 |  |  | 0.992 |  | Outdoor | Near the Utility Meter
Solar Registration Program | NJSRRE1542370389 | Willingboro | 8046 | 13 | 11.03 | Residential | No | Behind the Meter | Trinity Solar | PSE&G | Accepted | 2019-09-09 | 2019-09-11 | 2020-09-11 | Hanwha 315 | Q.PEAK DUO BLK-G5 315 | Solar Panels |  | 0.315 | 28 | 170 | 43 |  | Fixed | Roof
Solar Registration Program | NJSRRE1542370389 | Willingboro | 8046 | 13 | 11.03 | Residential | No | Behind the Meter | Trinity Solar | PSE&G | Accepted | 2019-09-09 | 2019-09-11 | 2020-09-11 | Hanwha 315 | Q.PEAK DUO BLK-G5 315 | Solar Panels |  | 0.315 | 7 | 170 | 18 |  | Fixed | Roof
Solar Registration Program | NJSRRE1542370389 | Willingboro | 8046 | 13 | 11.03 | Residential | No | Behind the Meter | Trinity Solar | PSE&G | Accepted | 2019-09-09 | 2019-09-11 | 2020-09-11 | Solar Edge | SE10000 | Inverters | 10000 |  | 1 |  |  | 0.97 |  | Outside | Side of home
Solar Registration Program | NJSRRE1542389923 | Princeton Junction | 8550 | 12 | 11.03 | Residential | No | Behind the Meter | Trinity Solar | PSE&G | Accepted | 2019-09-11 | 2019-09-13 | 2020-09-13 | Hanwha | Q.PEAK DUO BLK-G5 315 | Solar Panels |  | 0.315 | 3 | 206 | 37 |  | Fixed | Roof
Solar Registration Program | NJSRRE1542389923 | Princeton Junction | 8550 | 12 | 11.03 | Residential | No | Behind the Meter | Trinity Solar | PSE&G | Accepted | 2019-09-11 | 2019-09-13 | 2020-09-13 | Hanwha | Q.PEAK DUO BLK-G5 315 | Solar Panels |  | 0.315 | 23 | 206 | 37 |  | Fixed | Roof
Solar Registration Program | NJSRRE1542389923 | Princeton Junction | 8550 | 12 | 11.03 | Residential | No | Behind the Meter | Trinity Solar | PSE&G | Accepted | 2019-09-11 | 2019-09-13 | 2020-09-13 | Hanwha | Q.PEAK DUO BLK-G5 315 | Solar Panels |  | 0.315 | 9 | 116 | 37 |  | Fixed | Roof
Solar Registration Program | NJSRRE1542389923 | Princeton Junction | 8550 | 12 | 11.03 | Residential | No | Behind the Meter | Trinity Solar | PSE&G | Accepted | 2019-09-11 | 2019-09-13 | 2020-09-13 | Solar Edge | SE10000 | Inverters | 10000 |  | 1 |  |  | 0.97 |  | Outside | side of home
Solar Registration Program | NJSRRE1542407195 | Burlington | 8016 | 13 | 11.03 | Residential | No | Behind the Meter | Vivint Solar Developer, LLC | PSE&G | Accepted | 2019-09-14 | 2019-09-17 | 2020-09-17 | HANWHA SOLAR | Q.PEAK BLK-G5 315 | Solar Panels |  | 0.315 | 8 | 199 | 24 |  | Fixed | Roof
Solar Registration Program | NJSRRE1542407195 | Burlington | 8016 | 13 | 11.03 | Residential | No | Behind the Meter | Vivint Solar Developer, LLC | PSE&G | Accepted | 2019-09-14 | 2019-09-17 | 2020-09-17 | HANWHA SOLAR | Q.PEAK BLK-G5 315 | Solar Panels |  | 0.315 | 5 | 199 | 25 |  | Fixed | Roof
Solar Registration Program | NJSRRE1542407195 | Burlington | 8016 | 13 | 11.03 | Residential | No | Behind the Meter | Vivint Solar Developer, LLC | PSE&G | Accepted | 2019-09-14 | 2019-09-17 | 2020-09-17 | HANWHA SOLAR | Q.PEAK BLK-G5 315 | Solar Panels |  | 0.315 | 14 | 109 | 25 |  | Fixed | Roof
Solar Registration Program | NJSRRE1542407195 | Burlington | 8016 | 13 | 11.03 | Residential | No | Behind the Meter | Vivint Solar Developer, LLC | PSE&G | Accepted | 2019-09-14 | 2019-09-17 | 2020-09-17 | HANWHA SOLAR | Q.PEAK BLK-G5 315 | Solar Panels |  | 0.315 | 8 | 289 | 25 |  | Fixed | Roof
Solar Registration Program | NJSRRE1542407195 | Burlington | 8016 | 13 | 11.03 | Residential | No | Behind the Meter | Vivint Solar Developer, LLC | PSE&G | Accepted | 2019-09-14 | 2019-09-17 | 2020-09-17 | SOLAREDGE | SE7600H-US000BNC4 | Inverters | 7600 |  | 1 |  |  | 0.992 |  | Outdoor | Near The Utility Meter
Solar Registration Program | NJSRRE1542407202 | Barnegat | 8005 | 18 | 11.03 | Residential | Yes | Behind the Meter | Vivint Solar Developer, LLC | AC Electric | Accepted | 2019-09-18 | 2019-09-18 | 2020-09-18 | Hanwha | Q.PEAK BLK-G5 315 | Solar Panels |  | 0.315 | 5 | 347 | 34 |  | Fixed | Roof
Solar Registration Program | NJSRRE1542407202 | Barnegat | 8005 | 18 | 11.03 | Residential | Yes | Behind the Meter | Vivint Solar Developer, LLC | AC Electric | Accepted | 2019-09-18 | 2019-09-18 | 2020-09-18 | Hanwha | Q.PEAK BLK-G5 315 | Solar Panels |  | 0.315 | 9 | 167 | 34 |  | Fixed | Roof
Solar Registration Program | NJSRRE1542407202 | Barnegat | 8005 | 18 | 11.03 | Residential | Yes | Behind the Meter | Vivint Solar Developer, LLC | AC Electric | Accepted | 2019-09-18 | 2019-09-18 | 2020-09-18 | Hanwha | Q.PEAK BLK-G5 315 | Solar Panels |  | 0.315 | 2 | 167 | 34 |  | Fixed | Roof
Solar Registration Program | NJSRRE1542407202 | Barnegat | 8005 | 18 | 11.03 | Residential | Yes | Behind the Meter | Vivint Solar Developer, LLC | AC Electric | Accepted | 2019-09-18 | 2019-09-18 | 2020-09-18 | Hanwha | Q.PEAK BLK-G5 315 | Solar Panels |  | 0.315 | 9 | 257 | 34 |  | Fixed | Roof
Solar Registration Program | NJSRRE1542407202 | Barnegat | 8005 | 18 | 11.03 | Residential | Yes | Behind the Meter | Vivint Solar Developer, LLC | AC Electric | Accepted | 2019-09-18 | 2019-09-18 | 2020-09-18 | Hanwha | Q.PEAK BLK-G5 315 | Solar Panels |  | 0.315 | 2 | 77 | 34 |  | Fixed | Roof
Solar Registration Program | NJSRRE1542407202 | Barnegat | 8005 | 18 | 11.03 | Residential | Yes | Behind the Meter | Vivint Solar Developer, LLC | AC Electric | Accepted | 2019-09-18 | 2019-09-18 | 2020-09-18 | Hanwha | Q.PEAK BLK-G5 315 | Solar Panels |  | 0.315 | 8 | 77 | 34 |  | Fixed | Roof
Solar Registration Program | NJSRRE1542407202 | Barnegat | 8005 | 18 | 11.03 | Residential | Yes | Behind the Meter | Vivint Solar Developer, LLC | AC Electric | Accepted | 2019-09-18 | 2019-09-18 | 2020-09-18 | SolarEdge | SE7600H-US | Inverters | 7600 |  | 1 |  |  | 0.992 |  | Outdoor | Near the Utility Meter
Solar Registration Program | NJSRRE1542410332 | Fairfield | 7004 | 9 | 11.03 | Residential | Yes | Behind the Meter | Vivint Solar Developer, LLC | PSE&G | Accepted | 2019-09-16 | 2019-09-19 | 2020-09-19 | HANWHA SOLAR | Q.PEAK BLK-G5 315 | Solar Panels |  | 0.315 | 23 | 31 | 18 |  | Fixed | Roof
Solar Registration Program | NJSRRE1542410332 | Fairfield | 7004 | 9 | 11.03 | Residential | Yes | Behind the Meter | Vivint Solar Developer, LLC | PSE&G | Accepted | 2019-09-16 | 2019-09-19 | 2020-09-19 | HANWHA SOLAR | Q.PEAK BLK-G5 315 | Solar Panels |  | 0.315 | 5 | 31 | 18 |  | Fixed | Roof
Solar Registration Program | NJSRRE1542410332 | Fairfield | 7004 | 9 | 11.03 | Residential | Yes | Behind the Meter | Vivint Solar Developer, LLC | PSE&G | Accepted | 2019-09-16 | 2019-09-19 | 2020-09-19 | HANWHA SOLAR | Q.PEAK BLK-G5 315 | Solar Panels |  | 0.315 | 5 | 211 | 18 |  | Fixed | Roof
Solar Registration Program | NJSRRE1542410332 | Fairfield | 7004 | 9 | 11.03 | Residential | Yes | Behind the Meter | Vivint Solar Developer, LLC | PSE&G | Accepted | 2019-09-16 | 2019-09-19 | 2020-09-19 | HANWHA SOLAR | Q.PEAK BLK-G5 315 | Solar Panels |  | 0.315 | 2 | 211 | 18 |  | Fixed | Roof
Solar Registration Program | NJSRRE1542410332 | Fairfield | 7004 | 9 | 11.03 | Residential | Yes | Behind the Meter | Vivint Solar Developer, LLC | PSE&G | Accepted | 2019-09-16 | 2019-09-19 | 2020-09-19 | Solar Edge | SE7600H-US000BNC4 | Inverters | 7600 |  | 1 |  |  | 0.992 |  | Outdoor | Near the Utility Meter
Solar Registration Program | NJSRRE1542416818 | Manville | 8835 | 5 | 11.03 | Residential | Yes | Behind the Meter | Trinity Solar | PSE&G | Accepted | 2019-09-18 | 2019-09-20 | 2020-09-20 | HANWHA | Q.PEAK DUO BLK-G5 315 | Solar Panels |  | 0.315 | 19 | 193 | 23 |  | Fixed | Roof
Solar Registration Program | NJSRRE1542416818 | Manville | 8835 | 5 | 11.03 | Residential | Yes | Behind the Meter | Trinity Solar | PSE&G | Accepted | 2019-09-18 | 2019-09-20 | 2020-09-20 | HANWHA | Q.PEAK DUO BLK-G5 315 | Solar Panels |  | 0.315 | 16 | 13 | 23 |  | Fixed | Roof
Solar Registration Program | NJSRRE1542416818 | Manville | 8835 | 5 | 11.03 | Residential | Yes | Behind the Meter | Trinity Solar | PSE&G | Accepted | 2019-09-18 | 2019-09-20 | 2020-09-20 | SOLAR EDGE | SE10000H-US | Inverters | 10000 |  | 1 |  |  | 0.97 |  | Outdoor | SIDE OF HOME
Solar Registration Program | NJSRRE1542425444 | UPPER SADDLE RIVER | 7458 | 7 | 11.03 | Residential | No | Behind the Meter | Vivint Solar Developer, LLC | Orange Rockland Electric | Accepted | 2019-09-20 | 2019-09-24 | 2020-09-24 | Hanwha | Q.PEAK BLK-G5 315 | Solar Panels |  | 0.315 | 35 | 201 | 25 |  | Fixed | Roof
Solar Registration Program | NJSRRE1542425444 | UPPER SADDLE RIVER | 7458 | 7 | 11.03 | Residential | No | Behind the Meter | Vivint Solar Developer, LLC | Orange Rockland Electric | Accepted | 2019-09-20 | 2019-09-24 | 2020-09-24 | SolarEdge | SE7600H-US | Inverters | 7600 |  | 1 |  |  | 0.992 |  | Outdoor | Near the Utility Meter
Solar Registration Program | NJSRRE1542433868 | Pennsauken Township | 8110 | 14 | 11.03 | Residential | Yes | Behind the Meter | Trinity Solar | PSE&G | Accepted | 2019-09-25 | 2019-09-27 | 2020-09-27 | HANWHA | Q.PEAK DUO BLK-G5 315 | Solar Panels |  | 0.315 | 16 | 58 | 23 |  | Fixed | Roof
Solar Registration Program | NJSRRE1542433868 | Pennsauken Township | 8110 | 14 | 11.03 | Residential | Yes | Behind the Meter | Trinity Solar | PSE&G | Accepted | 2019-09-25 | 2019-09-27 | 2020-09-27 | HANWHA | Q.PEAK DUO BLK-G5 315 | Solar Panels |  | 0.315 | 16 | 238 | 23 |  | Fixed | Roof
Solar Registration Program | NJSRRE1542433868 | Pennsauken Township | 8110 | 14 | 11.03 | Residential | Yes | Behind the Meter | Trinity Solar | PSE&G | Accepted | 2019-09-25 | 2019-09-27 | 2020-09-27 | HANWHA | Q.PEAK DUO BLK-G5 315 | Solar Panels |  | 0.315 | 3 | 148 | 23 |  | Fixed | Roof
Solar Registration Program | NJSRRE1542433868 | Pennsauken Township | 8110 | 14 | 11.03 | Residential | Yes | Behind the Meter | Trinity Solar | PSE&G | Accepted | 2019-09-25 | 2019-09-27 | 2020-09-27 | Solar Edge | SE10000H-US | Inverters | 10000 |  | 1 |  |  | 0.97 |  | Outdoor | side of home
Solar Registration Program | NJSRRE1542441124 | BELLMAWR | 8031 | 14 | 11.03 | Residential | Yes | Behind the Meter | Vivint Solar Developer, LLC | PSE&G | Accepted | 2019-09-25 | 2019-09-27 | 2020-09-27 | Hanwha Solar | Q.PEAK BLK-G5 315 | Solar Panels |  | 0.315 | 24 | 151 | 21 |  | Fixed | Roof
Solar Registration Program | NJSRRE1542441124 | BELLMAWR | 8031 | 14 | 11.03 | Residential | Yes | Behind the Meter | Vivint Solar Developer, LLC | PSE&G | Accepted | 2019-09-25 | 2019-09-27 | 2020-09-27 | Hanwha Solar | Q.PEAK BLK-G5 315 | Solar Panels |  | 0.315 | 11 | 331 | 21 |  | Fixed | Roof
Solar Registration Program | NJSRRE1542441124 | BELLMAWR | 8031 | 14 | 11.03 | Residential | Yes | Behind the Meter | Vivint Solar Developer, LLC | PSE&G | Accepted | 2019-09-25 | 2019-09-27 | 2020-09-27 | SolarEdge Technologies | SE7600H-US | Inverters | 7600 |  | 1 |  |  | 0.992 |  | Outdoor | Near the Utility Meter
Solar Registration Program | NJSRRE1542447365 | Mullica Hill | 8062 | 15 | 11.03 | Residential | No | Behind the Meter | Solar Spectrum LLC | AC Electric | Accepted | 2019-09-27 | 2019-10-01 | 2020-10-01 | Q Cells | Q.PEAK-DUO-BLK-G5-315 | Solar Panels |  | 0.315 | 12 | 108 | 34 |  | Fixed | Roof
Solar Registration Program | NJSRRE1542447365 | Mullica Hill | 8062 | 15 | 11.03 | Residential | No | Behind the Meter | Solar Spectrum LLC | AC Electric | Accepted | 2019-09-27 | 2019-10-01 | 2020-10-01 | Q Cells | Q.PEAK-DUO-BLK-G5-315 | Solar Panels |  | 0.315 | 23 | 288 | 34 |  | Fixed | Roof
Solar Registration Program | NJSRRE1542447365 | Mullica Hill | 8062 | 15 | 11.03 | Residential | No | Behind the Meter | Solar Spectrum LLC | AC Electric | Accepted | 2019-09-27 | 2019-10-01 | 2020-10-01 | SolarEdge Technologies | SE10000H-US | Inverters | 42 |  | 1 |  |  | 0.99 |  | Outdoor | near meter
Solar Registration Program | NJSRRE1542461480 | North Arlington | 7031 | 7 | 11.03 | Residential | Yes | Behind the Meter | Trinity Solar | PSE&G | Accepted | 2019-09-30 | 2019-10-02 | 2020-10-02 | Hanwha | Q.PEAK DUO BLK-G5 315 | Solar Panels |  | 0.315 | 27 | 214 | 22 |  | Fixed | Roof
Solar Registration Program | NJSRRE1542461480 | North Arlington | 7031 | 7 | 11.03 | Residential | Yes | Behind the Meter | Trinity Solar | PSE&G | Accepted | 2019-09-30 | 2019-10-02 | 2020-10-02 | Hanwha | Q.PEAK DUO BLK-G5 315 | Solar Panels |  | 0.315 | 3 | 304 | 22 |  | Fixed | Roof
Solar Registration Program | NJSRRE1542461480 | North Arlington | 7031 | 7 | 11.03 | Residential | Yes | Behind the Meter | Trinity Solar | PSE&G | Accepted | 2019-09-30 | 2019-10-02 | 2020-10-02 | Hanwha | Q.PEAK DUO BLK-G5 315 | Solar Panels |  | 0.315 | 5 | 124 | 22 |  | Fixed | Roof
Solar Registration Program | NJSRRE1542461480 | North Arlington | 7031 | 7 | 11.03 | Residential | Yes | Behind the Meter | Trinity Solar | PSE&G | Accepted | 2019-09-30 | 2019-10-02 | 2020-10-02 | Solar Edge | SE10000 | Inverters | 10000 |  | 1 |  |  | 0.97 |  | Outside | side of home
Solar Registration Program | NJSRRE1542497291 | Union | 7083 | 10 | 11.03 | Residential | No | Behind the Meter | Trinity Solar | PSE&G | Accepted | 2019-10-02 | 2019-10-04 | 2020-10-04 | Hanwha | Q.PEAK DUO BLK-G5 315 | Solar Panels |  | 0.315 | 11 | 82 | 7 |  | Fixed | Roof
Solar Registration Program | NJSRRE1542497291 | Union | 7083 | 10 | 11.03 | Residential | No | Behind the Meter | Trinity Solar | PSE&G | Accepted | 2019-10-02 | 2019-10-04 | 2020-10-04 | Hanwha | Q.PEAK DUO BLK-G5 315 | Solar Panels |  | 0.315 | 10 | 262 | 25 |  | Fixed | Roof
Solar Registration Program | NJSRRE1542497291 | Union | 7083 | 10 | 11.03 | Residential | No | Behind the Meter | Trinity Solar | PSE&G | Accepted | 2019-10-02 | 2019-10-04 | 2020-10-04 | Hanwha | Q.PEAK DUO BLK-G5 315 | Solar Panels |  | 0.315 | 7 | 172 | 25 |  | Fixed | Roof
Solar Registration Program | NJSRRE1542497291 | Union | 7083 | 10 | 11.03 | Residential | No | Behind the Meter | Trinity Solar | PSE&G | Accepted | 2019-10-02 | 2019-10-04 | 2020-10-04 | Hanwha | Q.PEAK DUO BLK-G5 315 | Solar Panels |  | 0.315 | 4 | 262 | 25 |  | Fixed | Roof
Solar Registration Program | NJSRRE1542497291 | Union | 7083 | 10 | 11.03 | Residential | No | Behind the Meter | Trinity Solar | PSE&G | Accepted | 2019-10-02 | 2019-10-04 | 2020-10-04 | Hanwha | Q.PEAK DUO BLK-G5 315 | Solar Panels |  | 0.315 | 3 | 172 | 25 |  | Fixed | Roof
Solar Registration Program | NJSRRE1542497291 | Union | 7083 | 10 | 11.03 | Residential | No | Behind the Meter | Trinity Solar | PSE&G | Accepted | 2019-10-02 | 2019-10-04 | 2020-10-04 | Solar Edge | SE10000 | Inverters | 10000 |  | 1 |  |  | 0.97 |  | Outside | side of home
Solar Registration Program | NJSRRE1542518927 | Sewell | 8080 | 15 | 11.03 | Residential | Yes | Behind the Meter | Trinity Solar | AC Electric | Accepted | 2019-10-09 | 2019-10-11 | 2020-10-11 | Hanwha | Q.PEAK DUO BLK-G5 315 | Solar Panels |  | 0.315 | 19 | 268 | 27 |  | Fixed | Roof
Solar Registration Program | NJSRRE1542518927 | Sewell | 8080 | 15 | 11.03 | Residential | Yes | Behind the Meter | Trinity Solar | AC Electric | Accepted | 2019-10-09 | 2019-10-11 | 2020-10-11 | Hanhwa | Q.PEAK DUO BLK-G5 315 | Solar Panels |  | 0.315 | 12 | 88 | 27 |  | Fixed | Roof
Solar Registration Program | NJSRRE1542518927 | Sewell | 8080 | 15 | 11.03 | Residential | Yes | Behind the Meter | Trinity Solar | AC Electric | Accepted | 2019-10-09 | 2019-10-11 | 2020-10-11 | Hanhwa | Q.PEAK DUO BLK-G5 315 | Solar Panels |  | 0.315 | 4 | 268 | 18 |  | Fixed | Roof
Solar Registration Program | NJSRRE1542518927 | Sewell | 8080 | 15 | 11.03 | Residential | Yes | Behind the Meter | Trinity Solar | AC Electric | Accepted | 2019-10-09 | 2019-10-11 | 2020-10-11 | Solar Edge | SE10000 | Inverters | 10000 |  | 1 |  |  | 0.97 |  | Outside | side of home
Solar Registration Program | NJSRRE1542527871 | Wayne | 7470 | 6 | 11.03 | Residential | Yes | Behind the Meter | Trinity Solar | PSE&G | Accepted | 2019-10-11 | 2019-10-15 | 2020-10-15 | Hanwha | Q.PEAK DUO BLK-G5 315 | Solar Panels |  | 0.315 | 14 | 264 | 18 |  | Fixed | Roof
Solar Registration Program | NJSRRE1542527871 | Wayne | 7470 | 6 | 11.03 | Residential | Yes | Behind the Meter | Trinity Solar | PSE&G | Accepted | 2019-10-11 | 2019-10-15 | 2020-10-15 | Hanwha | Q.PEAK DUO BLK-G5 315 | Solar Panels |  | 0.315 | 7 | 174 | 18 |  | Fixed | Roof
Solar Registration Program | NJSRRE1542527871 | Wayne | 7470 | 6 | 11.03 | Residential | Yes | Behind the Meter | Trinity Solar | PSE&G | Accepted | 2019-10-11 | 2019-10-15 | 2020-10-15 | Hanwha | Q.PEAK DUO BLK-G5 315 | Solar Panels |  | 0.315 | 3 | 174 | 34 |  | Fixed | Roof
Solar Registration Program | NJSRRE1542527871 | Wayne | 7470 | 6 | 11.03 | Residential | Yes | Behind the Meter | Trinity Solar | PSE&G | Accepted | 2019-10-11 | 2019-10-15 | 2020-10-15 | Hanwha | Q.PEAK DUO BLK-G5 315 | Solar Panels |  | 0.315 | 11 | 84 | 18 |  | Fixed | Roof
Solar Registration Program | NJSRRE1542527871 | Wayne | 7470 | 6 | 11.03 | Residential | Yes | Behind the Meter | Trinity Solar | PSE&G | Accepted | 2019-10-11 | 2019-10-15 | 2020-10-15 | Solar edge | SE10000 | Inverters | 10000 |  | 1 |  |  | 0.97 |  | Outside | side of home
Solar Registration Program | NJSRRE1542528441 | Toms River | 8753 | 18 | 11.03 | Residential | No | Behind the Meter | Vivint Solar Developer, LLC | JCP&L | Accepted | 2019-10-12 | 2019-10-15 | 2020-10-15 | Hanwha | Q.PEAK DUO BLK-G5 315w | Solar Panels |  | 0.315 | 10 | 182 | 22 |  | Fixed | Roof
Solar Registration Program | NJSRRE1542528441 | Toms River | 8753 | 18 | 11.03 | Residential | No | Behind the Meter | Vivint Solar Developer, LLC | JCP&L | Accepted | 2019-10-12 | 2019-10-15 | 2020-10-15 | Hanwha | Q.PEAK DUO BLK-G5 315w | Solar Panels |  | 0.315 | 25 | 182 | 22 |  | Fixed | Roof
Solar Registration Program | NJSRRE1542528441 | Toms River | 8753 | 18 | 11.03 | Residential | No | Behind the Meter | Vivint Solar Developer, LLC | JCP&L | Accepted | 2019-10-12 | 2019-10-15 | 2020-10-15 | Solar Edge | SE7600H-US000BNC4 | Inverters | 7600 |  | 1 |  |  | 0.992 |  | Outdoor | Near the Utility Meter
Solar Registration Program | NJSRRE1542528745 | PENNSAUKEN | 8110 | 14 | 11.03 | Residential | Yes | Behind the Meter | Vivint Solar Developer, LLC | PSE&G | Accepted | 2019-10-12 | 2019-10-15 | 2020-10-15 | Hanwha Solar | Q.PEAK BLK-G5 315 | Solar Panels |  | 0.315 | 12 | 308 | 18 |  | Fixed | Roof
Solar Registration Program | NJSRRE1542528745 | PENNSAUKEN | 8110 | 14 | 11.03 | Residential | Yes | Behind the Meter | Vivint Solar Developer, LLC | PSE&G | Accepted | 2019-10-12 | 2019-10-15 | 2020-10-15 | Hanwha Solar | Q.PEAK BLK-G5 315 | Solar Panels |  | 0.315 | 13 | 128 | 18 |  | Fixed | Roof
Solar Registration Program | NJSRRE1542528745 | PENNSAUKEN | 8110 | 14 | 11.03 | Residential | Yes | Behind the Meter | Vivint Solar Developer, LLC | PSE&G | Accepted | 2019-10-12 | 2019-10-15 | 2020-10-15 | Hanwha Solar | Q.PEAK BLK-G5 315 | Solar Panels |  | 0.315 | 10 | 308 | 18 |  | Fixed | Roof
Solar Registration Program | NJSRRE1542528745 | PENNSAUKEN | 8110 | 14 | 11.03 | Residential | Yes | Behind the Meter | Vivint Solar Developer, LLC | PSE&G | Accepted | 2019-10-12 | 2019-10-15 | 2020-10-15 | Solar Edge | SE7600H-US000BNC4 | Inverters | 7600 |  | 1 |  |  | 0.992 |  | Outdoor | Near The Utility Meter
Solar Registration Program | NJSRRE1542543854 | Trenton | 8691 | 12 | 11.03 | Residential | Yes | Behind the Meter | Vivint Solar Developer, LLC | PSE&G | Accepted | 2019-10-15 | 2019-10-17 | 2020-10-17 | HANWHA SOLAR | Q.PEAK BLK-G5 315 | Solar Panels |  | 0.315 | 4 | 293 | 30 |  | Fixed | Roof
Solar Registration Program | NJSRRE1542543854 | Trenton | 8691 | 12 | 11.03 | Residential | Yes | Behind the Meter | Vivint Solar Developer, LLC | PSE&G | Accepted | 2019-10-15 | 2019-10-17 | 2020-10-17 | HANWHA SOLAR | Q.PEAK BLK-G5 315 | Solar Panels |  | 0.315 | 22 | 113 | 30 |  | Fixed | Roof
Solar Registration Program | NJSRRE1542543854 | Trenton | 8691 | 12 | 11.03 | Residential | Yes | Behind the Meter | Vivint Solar Developer, LLC | PSE&G | Accepted | 2019-10-15 | 2019-10-17 | 2020-10-17 | HANWHA SOLAR | Q.PEAK BLK-G5 315 | Solar Panels |  | 0.315 | 9 | 293 | 30 |  | Fixed | Roof
Solar Registration Program | NJSRRE1542543854 | Trenton | 8691 | 12 | 11.03 | Residential | Yes | Behind the Meter | Vivint Solar Developer, LLC | PSE&G | Accepted | 2019-10-15 | 2019-10-17 | 2020-10-17 | SOLAREDGE | SE7600H-US | Inverters | 7600 |  | 1 |  |  | 0.992 |  | Outdoor | Near the Utility Meter
Solar Registration Program | NJSRRE1542559195 | Gibbstown | 8027 | 15 | 11.03 | Residential | Yes | Behind the Meter | Trinity Solar | AC Electric | Accepted | 2019-10-18 | 2019-10-22 | 2020-10-22 | Hanwha | Q.PEAK DUO BLK-G5 315 | Solar Panels |  | 0.315 | 7 | 212 | 37 |  | Fixed | Roof
Solar Registration Program | NJSRRE1542559195 | Gibbstown | 8027 | 15 | 11.03 | Residential | Yes | Behind the Meter | Trinity Solar | AC Electric | Accepted | 2019-10-18 | 2019-10-22 | 2020-10-22 | Hanwha | Q.PEAK DUO BLK-G5 315 | Solar Panels |  | 0.315 | 28 | 122 | 14 |  | Fixed | Roof
Solar Registration Program | NJSRRE1542559195 | Gibbstown | 8027 | 15 | 11.03 | Residential | Yes | Behind the Meter | Trinity Solar | AC Electric | Accepted | 2019-10-18 | 2019-10-22 | 2020-10-22 | Solar Edge | SE10000 | Inverters | 10000 |  | 1 |  |  | 0.97 |  | Outside | side of home
Solar Registration Program | NJSRRE1542574896 | Burlington | 8016 | 13 | 11.03 | Residential | Yes | Behind the Meter | Trinity Solar | PSE&G | Accepted | 2019-10-22 | 2019-10-24 | 2020-10-24 | HANWHA | Q.PEAK DUO BLK-G5 315 | Solar Panels |  | 0.315 | 24 | 161 | 18 |  | Fixed | Roof
Solar Registration Program | NJSRRE1542574896 | Burlington | 8016 | 13 | 11.03 | Residential | Yes | Behind the Meter | Trinity Solar | PSE&G | Accepted | 2019-10-22 | 2019-10-24 | 2020-10-24 | HANWHA | Q.PEAK DUO BLK-G5 315 | Solar Panels |  | 0.315 | 11 | 341 | 18 |  | Fixed | Roof
Solar Registration Program | NJSRRE1542574896 | Burlington | 8016 | 13 | 11.03 | Residential | Yes | Behind the Meter | Trinity Solar | PSE&G | Accepted | 2019-10-22 | 2019-10-24 | 2020-10-24 | Solar Edge | SE10000H-US000BNC4 | Inverters | 10000 |  | 1 |  |  | 0.97 |  | Outdoor | side of home
Solar Registration Program | NJSRRE1542574930 | Somerdale | 8083 | 14 | 11.03 | Residential | Yes | Behind the Meter | Vivint Solar Developer, LLC | PSE&G | Accepted | 2019-10-22 | 2019-10-24 | 2020-10-24 | Hanwha | Q.PEAK BLK-G5 315 | Solar Panels |  | 0.315 | 24 | 242 | 22 |  | Fixed | Roof
Solar Registration Program | NJSRRE1542574930 | Somerdale | 8083 | 14 | 11.03 | Residential | Yes | Behind the Meter | Vivint Solar Developer, LLC | PSE&G | Accepted | 2019-10-22 | 2019-10-24 | 2020-10-24 | Hanwha | Q.PEAK BLK-G5 315 | Solar Panels |  | 0.315 | 11 | 62 | 22 |  | Fixed | Roof
Solar Registration Program | NJSRRE1542574930 | Somerdale | 8083 | 14 | 11.03 | Residential | Yes | Behind the Meter | Vivint Solar Developer, LLC | PSE&G | Accepted | 2019-10-22 | 2019-10-24 | 2020-10-24 | Solar Edge | SE7600H-US | Inverters | 7600 |  | 1 |  |  | 0.992 |  | Outdoor | Near the Utility Meter
Solar Registration Program | NJSRRE1542578744 | Manahawkin | 8050 | 18 | 11.03 | Residential | Yes | Behind the Meter | Vivint Solar Developer, LLC | AC Electric | Accepted | 2019-10-23 | 2019-10-25 | 2020-10-25 | HANWHA SOLAR | Q.PEAK BLK-G5 315 | Solar Panels |  | 0.315 | 8 | 360 | 17 |  | Fixed | Roof
Solar Registration Program | NJSRRE1542578744 | Manahawkin | 8050 | 18 | 11.03 | Residential | Yes | Behind the Meter | Vivint Solar Developer, LLC | AC Electric | Accepted | 2019-10-23 | 2019-10-25 | 2020-10-25 | HANWHA SOLAR | Q.PEAK BLK-G5 315 | Solar Panels |  | 0.315 | 8 | 270 | 17 |  | Fixed | Roof
Solar Registration Program | NJSRRE1542578744 | Manahawkin | 8050 | 18 | 11.03 | Residential | Yes | Behind the Meter | Vivint Solar Developer, LLC | AC Electric | Accepted | 2019-10-23 | 2019-10-25 | 2020-10-25 | HANWHA SOLAR | Q.PEAK BLK-G5 315 | Solar Panels |  | 0.315 | 9 | 180 | 17 |  | Fixed | Roof
Solar Registration Program | NJSRRE1542578744 | Manahawkin | 8050 | 18 | 11.03 | Residential | Yes | Behind the Meter | Vivint Solar Developer, LLC | AC Electric | Accepted | 2019-10-23 | 2019-10-25 | 2020-10-25 | HANWHA SOLAR | Q.PEAK BLK-G5 315 | Solar Panels |  | 0.315 | 10 | 90 | 17 |  | Fixed | Roof
Solar Registration Program | NJSRRE1542578744 | Manahawkin | 8050 | 18 | 11.03 | Residential | Yes | Behind the Meter | Vivint Solar Developer, LLC | AC Electric | Accepted | 2019-10-23 | 2019-10-25 | 2020-10-25 | solar edge | SE7600H-US | Inverters | 7600 |  | 1 |  |  | 0.992 |  | Outdoor | near utility meter
Solar Registration Program | NJSRRE1542852980 | Perth Amboy | 8861 | 11 | 11.03 | Residential | Yes | Behind the Meter | Suntuity Solar LLC | PSE&G | Accepted | 2019-11-01 | 2019-11-05 | 2020-11-05 | Yingli Green Energy | YL315D-30b | Solar Panels |  | 0.315 | 24 | 111 | 40 |  | Fixed | Roof
Solar Registration Program | NJSRRE1542852980 | Perth Amboy | 8861 | 11 | 11.03 | Residential | Yes | Behind the Meter | Suntuity Solar LLC | PSE&G | Accepted | 2019-11-01 | 2019-11-05 | 2020-11-05 | Yingli Green Energy | YL315D-30b | Solar Panels |  | 0.315 | 11 | 291 | 40 |  | Fixed | Roof
Solar Registration Program | NJSRRE1542852980 | Perth Amboy | 8861 | 11 | 11.03 | Residential | Yes | Behind the Meter | Suntuity Solar LLC | PSE&G | Accepted | 2019-11-01 | 2019-11-05 | 2020-11-05 | Enphase Energy | IQ7-60-2-US | Inverters | 240 |  | 35 |  |  | 0.97 |  | Outdoor | Behind the PV Modules
Solar Registration Program | NJSRRE1542883175 | EGG HARBOR TOWNSHIP | 8234 | 19 | 11.03 | Residential | Yes | Behind the Meter | Vivint Solar Developer, LLC | AC Electric | Accepted | 2019-11-01 | 2019-11-05 | 2020-11-05 | HANWHA SOLAR | Q.PEAK BLK-G5 315 | Solar Panels |  | 0.315 | 20 | 72 | 13 |  | Fixed | Roof
Solar Registration Program | NJSRRE1542883175 | EGG HARBOR TOWNSHIP | 8234 | 19 | 11.03 | Residential | Yes | Behind the Meter | Vivint Solar Developer, LLC | AC Electric | Accepted | 2019-11-01 | 2019-11-05 | 2020-11-05 | HANWHA SOLAR | Q.PEAK BLK-G5 315 | Solar Panels |  | 0.315 | 15 | 72 | 21 |  | Fixed | Roof
Solar Registration Program | NJSRRE1542883175 | EGG HARBOR TOWNSHIP | 8234 | 19 | 11.03 | Residential | Yes | Behind the Meter | Vivint Solar Developer, LLC | AC Electric | Accepted | 2019-11-01 | 2019-11-05 | 2020-11-05 | SOLAREDGE | SE7600H-US000BNC4 | Inverters | 7600 |  | 1 |  |  | 0.992 |  | Outdoor | Near the utility meter
Solar Registration Program | NJSRRE1542883182 | North Brunswick Township | 8902 | 11 | 11.03 | Residential | Yes | Behind the Meter | Vivint Solar Developer, LLC | PSE&G | Accepted | 2019-11-01 | 2019-11-05 | 2020-11-05 | HANWHA SOLAR | Q.PEAK BLK-G5 315 | Solar Panels |  | 0.315 | 16 | 38 | 19 |  | Fixed | Roof
Solar Registration Program | NJSRRE1542883182 | North Brunswick Township | 8902 | 11 | 11.03 | Residential | Yes | Behind the Meter | Vivint Solar Developer, LLC | PSE&G | Accepted | 2019-11-01 | 2019-11-05 | 2020-11-05 | HANWHA SOLAR | Q.PEAK BLK-G5 315 | Solar Panels |  | 0.315 | 11 | 218 | 19 |  | Fixed | Roof
Solar Registration Program | NJSRRE1542883182 | North Brunswick Township | 8902 | 11 | 11.03 | Residential | Yes | Behind the Meter | Vivint Solar Developer, LLC | PSE&G | Accepted | 2019-11-01 | 2019-11-05 | 2020-11-05 | HANWHA SOLAR | Q.PEAK BLK-G5 315 | Solar Panels |  | 0.315 | 8 | 218 | 18 |  | Fixed | Roof
Solar Registration Program | NJSRRE1542883182 | North Brunswick Township | 8902 | 11 | 11.03 | Residential | Yes | Behind the Meter | Vivint Solar Developer, LLC | PSE&G | Accepted | 2019-11-01 | 2019-11-05 | 2020-11-05 | solar edge | SE7600H-US | Inverters | 7600 |  | 1 |  |  | 0.992 |  | Outdoor | near utility meter
Solar Registration Program | NJSRRE1542884199 | FAIRFIELD | 7004 | 9 | 11.03 | Residential | Yes | Behind the Meter | Vivint Solar Developer, LLC | PSE&G | Accepted | 2019-11-01 | 2019-11-05 | 2020-11-05 | HANWHA SOLAR | Q.PEAK BLK-G5 315 | Solar Panels |  | 0.315 | 25 | 233 | 27 |  | Fixed | Roof
Solar Registration Program | NJSRRE1542884199 | FAIRFIELD | 7004 | 9 | 11.03 | Residential | Yes | Behind the Meter | Vivint Solar Developer, LLC | PSE&G | Accepted | 2019-11-01 | 2019-11-05 | 2020-11-05 | HANWHA SOLAR | Q.PEAK BLK-G5 315 | Solar Panels |  | 0.315 | 10 | 143 | 27 |  | Fixed | Roof
Solar Registration Program | NJSRRE1542884199 | FAIRFIELD | 7004 | 9 | 11.03 | Residential | Yes | Behind the Meter | Vivint Solar Developer, LLC | PSE&G | Accepted | 2019-11-01 | 2019-11-05 | 2020-11-05 | solar edge | SE7600H-US | Inverters | 7600 |  | 1 |  |  | 0.992 |  | Outdoor | near the utility meter
Solar Registration Program | NJSRRE1542911456 | Jersey City | 7304 | 8 | 11.03 | Residential | No | Behind the Meter | Suntuity Solar LLC | PSE&G | Accepted | 2019-11-05 | 2019-11-06 | 2020-11-06 | Yingli Green Energy | YL315D-30b | Solar Panels |  | 0.315 | 32 | 215 | 4 |  | Fixed | Roof
Solar Registration Program | NJSRRE1542911456 | Jersey City | 7304 | 8 | 11.03 | Residential | No | Behind the Meter | Suntuity Solar LLC | PSE&G | Accepted | 2019-11-05 | 2019-11-06 | 2020-11-06 | Yingli Green Energy | YL315D-30b | Solar Panels |  | 0.315 | 3 | 215 | 9 |  | Fixed | Roof
Solar Registration Program | NJSRRE1542911456 | Jersey City | 7304 | 8 | 11.03 | Residential | No | Behind the Meter | Suntuity Solar LLC | PSE&G | Accepted | 2019-11-05 | 2019-11-06 | 2020-11-06 | Enphase Energy | IQ7-60-2-US | Inverters | 240 |  | 35 |  |  | 0.97 |  | Outdoor | Behind the PV Modules
Solar Registration Program | NJSRRE1542956695 | Hillside | 7205 | 10 | 11.03 | Residential | Yes | Behind the Meter | Pro Custom Solar dba Momentum Solar | PSE&G | Accepted | 2019-11-05 | 2019-11-07 | 2020-11-07 | Hanwha | Q.Peak DUO BLK-G5 315 | Solar Panels |  | 0.315 | 9 | 127 | 21 |  | Fixed | Roof
Solar Registration Program | NJSRRE1542956695 | Hillside | 7205 | 10 | 11.03 | Residential | Yes | Behind the Meter | Pro Custom Solar dba Momentum Solar | PSE&G | Accepted | 2019-11-05 | 2019-11-07 | 2020-11-07 | Hanwha | Q.Peak DUO BLK-G5 315 | Solar Panels |  | 0.315 | 9 | 307 | 17 |  | Fixed | Roof
Solar Registration Program | NJSRRE1542956695 | Hillside | 7205 | 10 | 11.03 | Residential | Yes | Behind the Meter | Pro Custom Solar dba Momentum Solar | PSE&G | Accepted | 2019-11-05 | 2019-11-07 | 2020-11-07 | Hanwha | Q.Peak DUO BLK-G5 315 | Solar Panels |  | 0.315 | 3 | 307 | 17 |  | Fixed | Roof
Solar Registration Program | NJSRRE1542956695 | Hillside | 7205 | 10 | 11.03 | Residential | Yes | Behind the Meter | Pro Custom Solar dba Momentum Solar | PSE&G | Accepted | 2019-11-05 | 2019-11-07 | 2020-11-07 | Hanwha | Q.Peak DUO BLK-G5 315 | Solar Panels |  | 0.315 | 4 | 37 | 17 |  | Fixed | Roof
Solar Registration Program | NJSRRE1542956695 | Hillside | 7205 | 10 | 11.03 | Residential | Yes | Behind the Meter | Pro Custom Solar dba Momentum Solar | PSE&G | Accepted | 2019-11-05 | 2019-11-07 | 2020-11-07 | Hanwha | Q.Peak DUO BLK-G5 315 | Solar Panels |  | 0.315 | 3 | 127 | 17 |  | Fixed | Roof
Solar Registration Program | NJSRRE1542956695 | Hillside | 7205 | 10 | 11.03 | Residential | Yes | Behind the Meter | Pro Custom Solar dba Momentum Solar | PSE&G | Accepted | 2019-11-05 | 2019-11-07 | 2020-11-07 | Hanwha | Q.Peak DUO BLK-G5 315 | Solar Panels |  | 0.315 | 7 | 217 | 17 |  | Fixed | Roof
Solar Registration Program | NJSRRE1542956695 | Hillside | 7205 | 10 | 11.03 | Residential | Yes | Behind the Meter | Pro Custom Solar dba Momentum Solar | PSE&G | Accepted | 2019-11-05 | 2019-11-07 | 2020-11-07 | Enphase Energy | IQ6-60-2-US | Inverters | 240 |  | 35 |  |  | 0.97 |  | Outdoor | Roof
Solar Registration Program | NJSRRE1543040692 | Cream Ridge | 8514 | 17 | 11.03 | Residential | No | Behind the Meter | Suntuity Solar LLC | JCP&L | Accepted | 2019-11-06 | 2019-11-08 | 2020-11-08 | Yingli Green Energy | YL315D-30b | Solar Panels |  | 0.315 | 28 | 168 | 24 |  | Fixed | Roof
Solar Registration Program | NJSRRE1543040692 | Cream Ridge | 8514 | 17 | 11.03 | Residential | No | Behind the Meter | Suntuity Solar LLC | JCP&L | Accepted | 2019-11-06 | 2019-11-08 | 2020-11-08 | Yingli Green Energy | YL315D-30b | Solar Panels |  | 0.315 | 7 | 78 | 24 |  | Fixed | Roof
Solar Registration Program | NJSRRE1543040692 | Cream Ridge | 8514 | 17 | 11.03 | Residential | No | Behind the Meter | Suntuity Solar LLC | JCP&L | Accepted | 2019-11-06 | 2019-11-08 | 2020-11-08 | Enphase Energy | IQ7-60-2-US | Inverters | 240 |  | 35 |  |  | 0.97 |  | Outdoor | Behind the PV Modules
Solar Registration Program | NJSRRE1543040694 | Barnegat | 8005 | 18 | 11.03 | Residential | No | Behind the Meter | Suntuity Solar LLC | AC Electric | Accepted | 2019-11-06 | 2019-11-08 | 2020-11-08 | Yingli Green Energy | YL315D-30b | Solar Panels |  | 0.315 | 35 | 76 | 22 |  | Fixed | Roof
Solar Registration Program | NJSRRE1543040694 | Barnegat | 8005 | 18 | 11.03 | Residential | No | Behind the Meter | Suntuity Solar LLC | AC Electric | Accepted | 2019-11-06 | 2019-11-08 | 2020-11-08 | Enphase Energy | IQ7-60-2-US | Inverters | 240 |  | 35 |  |  | 0.97 |  | Outdoor | Behind the PV Modules
Solar Registration Program | NJSRRE1543042442 | Elizabeth | 7201 | 10 | 11.03 | Residential | Yes | Behind the Meter | Vivint Solar Developer, LLC | PSE&G | Accepted | 2019-11-07 | 2019-11-11 | 2020-11-11 | HANWHA SOLAR | Q.PEAK BLK-G5 315 | Solar Panels |  | 0.315 | 3 | 114 | 40 |  | Fixed | Roof
Solar Registration Program | NJSRRE1543042442 | Elizabeth | 7201 | 10 | 11.03 | Residential | Yes | Behind the Meter | Vivint Solar Developer, LLC | PSE&G | Accepted | 2019-11-07 | 2019-11-11 | 2020-11-11 | HANWHA SOLAR | Q.PEAK BLK-G5 315 | Solar Panels |  | 0.315 | 32 | 294 | 40 |  | Fixed | Roof
Solar Registration Program | NJSRRE1543042442 | Elizabeth | 7201 | 10 | 11.03 | Residential | Yes | Behind the Meter | Vivint Solar Developer, LLC | PSE&G | Accepted | 2019-11-07 | 2019-11-11 | 2020-11-11 | SOLAREDGE | SE7600H-US000BNC4 | Inverters | 7600 |  | 1 |  |  | 0.992 |  | Outdoor | Near The Utility Meter
Solar Registration Program | NJSRRE1543058618 | WENONAH | 8090 | 15 | 11.03 | Residential | Yes | Behind the Meter | Vivint Solar Developer, LLC | AC Electric | Accepted | 2019-11-08 | 2019-11-13 | 2020-11-13 | HANWHA SOLAR | Q.PEAK BLK-G5 315 | Solar Panels |  | 0.315 | 6 | 76 | 26 |  | Fixed | Roof
Solar Registration Program | NJSRRE1543058618 | WENONAH | 8090 | 15 | 11.03 | Residential | Yes | Behind the Meter | Vivint Solar Developer, LLC | AC Electric | Accepted | 2019-11-08 | 2019-11-13 | 2020-11-13 | HANWHA SOLAR | Q.PEAK BLK-G5 315 | Solar Panels |  | 0.315 | 22 | 256 | 26 |  | Fixed | Roof
Solar Registration Program | NJSRRE1543058618 | WENONAH | 8090 | 15 | 11.03 | Residential | Yes | Behind the Meter | Vivint Solar Developer, LLC | AC Electric | Accepted | 2019-11-08 | 2019-11-13 | 2020-11-13 | HANWHA SOLAR | Q.PEAK BLK-G5 315 | Solar Panels |  | 0.315 | 7 | 76 | 26 |  | Fixed | Roof
Solar Registration Program | NJSRRE1543058618 | WENONAH | 8090 | 15 | 11.03 | Residential | Yes | Behind the Meter | Vivint Solar Developer, LLC | AC Electric | Accepted | 2019-11-08 | 2019-11-13 | 2020-11-13 | SOLAREDGE | SE7600H-US000BNC4 | Inverters | 7600 |  | 1 |  |  | 0.992 |  | Outdoor | Near the Utility Meter
Solar Registration Program | NJSRRE1543065314 | Kearny | 7032 | 8 | 11.03 | Residential | Yes | Behind the Meter | Pro Custom Solar dba Momentum Solar | PSE&G | Accepted | 2019-11-11 | 2019-11-13 | 2020-11-13 | Hanwha | Q.Peak DUO BLK-G5 315 | Solar Panels |  | 0.315 | 5 | 127 | 21 |  | Fixed | Roof
Solar Registration Program | NJSRRE1543065314 | Kearny | 7032 | 8 | 11.03 | Residential | Yes | Behind the Meter | Pro Custom Solar dba Momentum Solar | PSE&G | Accepted | 2019-11-11 | 2019-11-13 | 2020-11-13 | Hanwha | Q.Peak DUO BLK-G5 315 | Solar Panels |  | 0.315 | 7 | 306 | 15 |  | Fixed | Roof
Solar Registration Program | NJSRRE1543065314 | Kearny | 7032 | 8 | 11.03 | Residential | Yes | Behind the Meter | Pro Custom Solar dba Momentum Solar | PSE&G | Accepted | 2019-11-11 | 2019-11-13 | 2020-11-13 | Hanwha | Q.Peak DUO BLK-G5 315 | Solar Panels |  | 0.315 | 9 | 307 | 21 |  | Fixed | Roof
Solar Registration Program | NJSRRE1543065314 | Kearny | 7032 | 8 | 11.03 | Residential | Yes | Behind the Meter | Pro Custom Solar dba Momentum Solar | PSE&G | Accepted | 2019-11-11 | 2019-11-13 | 2020-11-13 | Hanwha | Q.Peak DUO BLK-G5 315 | Solar Panels |  | 0.315 | 7 | 37 | 21 |  | Fixed | Roof
Solar Registration Program | NJSRRE1543065314 | Kearny | 7032 | 8 | 11.03 | Residential | Yes | Behind the Meter | Pro Custom Solar dba Momentum Solar | PSE&G | Accepted | 2019-11-11 | 2019-11-13 | 2020-11-13 | Hanwha | Q.Peak DUO BLK-G5 315 | Solar Panels |  | 0.315 | 7 | 217 | 21 |  | Fixed | Roof
Solar Registration Program | NJSRRE1543065314 | Kearny | 7032 | 8 | 11.03 | Residential | Yes | Behind the Meter | Pro Custom Solar dba Momentum Solar | PSE&G | Accepted | 2019-11-11 | 2019-11-13 | 2020-11-13 | Enphase Energy | IQ6-60-2-US | Inverters | 240 |  | 35 |  |  | 0.97 |  | Outdoor | Roof
Solar Registration Program | NJSRRE1543067320 | South Plainfield | 7080 | 11 | 11.03 | Residential | Yes | Behind the Meter | Suntuity Solar LLC | PSE&G | Accepted | 2019-11-12 | 2019-11-14 | 2020-11-14 | Yingli Green Energy | YL315D-30b | Solar Panels |  | 0.315 | 16 | 254 | 23 |  | Fixed | Roof
Solar Registration Program | NJSRRE1543067320 | South Plainfield | 7080 | 11 | 11.03 | Residential | Yes | Behind the Meter | Suntuity Solar LLC | PSE&G | Accepted | 2019-11-12 | 2019-11-14 | 2020-11-14 | Yingli Green Energy | YL315D-30b | Solar Panels |  | 0.315 | 9 | 74 | 20 |  | Fixed | Roof
Solar Registration Program | NJSRRE1543067320 | South Plainfield | 7080 | 11 | 11.03 | Residential | Yes | Behind the Meter | Suntuity Solar LLC | PSE&G | Accepted | 2019-11-12 | 2019-11-14 | 2020-11-14 | Yingli Green Energy | YL315D-30b | Solar Panels |  | 0.315 | 10 | 164 | 24 |  | Fixed | Roof
Solar Registration Program | NJSRRE1543067320 | South Plainfield | 7080 | 11 | 11.03 | Residential | Yes | Behind the Meter | Suntuity Solar LLC | PSE&G | Accepted | 2019-11-12 | 2019-11-14 | 2020-11-14 | Enphase Energy | IQ7-60-2-US | Inverters | 240 |  | 35 |  |  | 0.97 |  | Outdoor | Behind PV Modules
Solar Registration Program | NJSRRE1543067370 | Voorhees | 8043 | 14 | 11.03 | Residential | No | Behind the Meter | Vivint Solar Developer, LLC | AC Electric | Accepted | 2019-11-12 | 2019-11-14 | 2020-11-14 | Hanwha | Q.PEAK BLK-G5 315 | Solar Panels |  | 0.315 | 33 | 204 | 23 |  | Fixed | Roof
Solar Registration Program | NJSRRE1543067370 | Voorhees | 8043 | 14 | 11.03 | Residential | No | Behind the Meter | Vivint Solar Developer, LLC | AC Electric | Accepted | 2019-11-12 | 2019-11-14 | 2020-11-14 | Hanwha | Q.PEAK BLK-G5 315 | Solar Panels |  | 0.315 | 2 | 204 | 25 |  | Fixed | Roof
Solar Registration Program | NJSRRE1543067370 | Voorhees | 8043 | 14 | 11.03 | Residential | No | Behind the Meter | Vivint Solar Developer, LLC | AC Electric | Accepted | 2019-11-12 | 2019-11-14 | 2020-11-14 | Solar Edge | SE7600H-US000BNC4 | Inverters | 7600 |  | 1 |  |  | 0.992 |  | Outdoor | Near the utility meter
Solar Registration Program | NJSRRE1543067479 | Orange | 7050 | 9 | 11.03 | Residential | Yes | Behind the Meter | Pro Custom Solar dba Momentum Solar | PSE&G | Accepted | 2019-11-12 | 2019-11-21 | 2020-11-21 | Hanwha | Q.Peak DUO BLK-G5 315 | Solar Panels |  | 0.315 | 12 | 119 | 5 |  | Fixed | Roof
Solar Registration Program | NJSRRE1543067479 | Orange | 7050 | 9 | 11.03 | Residential | Yes | Behind the Meter | Pro Custom Solar dba Momentum Solar | PSE&G | Accepted | 2019-11-12 | 2019-11-21 | 2020-11-21 | Hanwha | Q.Peak DUO BLK-G5 315 | Solar Panels |  | 0.315 | 11 | 209 | 43 |  | Fixed | Roof
Solar Registration Program | NJSRRE1543067479 | Orange | 7050 | 9 | 11.03 | Residential | Yes | Behind the Meter | Pro Custom Solar dba Momentum Solar | PSE&G | Accepted | 2019-11-12 | 2019-11-21 | 2020-11-21 | Hanwha | Q.Peak DUO BLK-G5 315 | Solar Panels |  | 0.315 | 12 | 29 | 45 |  | Fixed | Roof
Solar Registration Program | NJSRRE1543067479 | Orange | 7050 | 9 | 11.03 | Residential | Yes | Behind the Meter | Pro Custom Solar dba Momentum Solar | PSE&G | Accepted | 2019-11-12 | 2019-11-21 | 2020-11-21 | Enphase Energy | IQ6-60-2-US | Inverters | 240 |  | 35 |  |  | 0.97 |  | Outdoor | Roof
Solar Registration Program | NJSRRE1543067530 | Paterson | 7504 | 6 | 11.03 | Residential | Yes | Behind the Meter | Pro Custom Solar dba Momentum Solar | PSE&G | Accepted | 2019-11-12 | 2019-11-14 | 2020-11-14 | Hanwha | Q.Peak DUO BLK-G5 315 | Solar Panels |  | 0.315 | 4 | 279 | 10 |  | Fixed | Roof
Solar Registration Program | NJSRRE1543067530 | Paterson | 7504 | 6 | 11.03 | Residential | Yes | Behind the Meter | Pro Custom Solar dba Momentum Solar | PSE&G | Accepted | 2019-11-12 | 2019-11-14 | 2020-11-14 | Hanwha | Q.Peak DUO BLK-G5 315 | Solar Panels |  | 0.315 | 9 | 279 | 7 |  | Fixed | Roof
Solar Registration Program | NJSRRE1543067530 | Paterson | 7504 | 6 | 11.03 | Residential | Yes | Behind the Meter | Pro Custom Solar dba Momentum Solar | PSE&G | Accepted | 2019-11-12 | 2019-11-14 | 2020-11-14 | Hanwha | Q.Peak DUO BLK-G5 315 | Solar Panels |  | 0.315 | 4 | 189 | 28 |  | Fixed | Roof
Solar Registration Program | NJSRRE1543067530 | Paterson | 7504 | 6 | 11.03 | Residential | Yes | Behind the Meter | Pro Custom Solar dba Momentum Solar | PSE&G | Accepted | 2019-11-12 | 2019-11-14 | 2020-11-14 | Hanwha | Q.Peak DUO BLK-G5 315 | Solar Panels |  | 0.315 | 18 | 99 | 37 |  | Fixed | Roof
Solar Registration Program | NJSRRE1543067530 | Paterson | 7504 | 6 | 11.03 | Residential | Yes | Behind the Meter | Pro Custom Solar dba Momentum Solar | PSE&G | Accepted | 2019-11-12 | 2019-11-14 | 2020-11-14 | Enphase Energy | IQ6-60-2-US | Inverters | 240 |  | 35 |  |  | 0.97 |  | Outdoor | Roof
Solar Registration Program | NJSRRE1543161048 | PENNSAUKEN | 8110 | 14 | 11.03 | Residential | Yes | Behind the Meter | Vivint Solar Developer, LLC | PSE&G | Accepted | 2019-11-13 | 2019-11-15 | 2020-11-15 | Hanwha Solar | Q.PEAK BLK-G5 315 | Solar Panels |  | 0.315 | 9 | 216 | 24 |  | Fixed | Roof
Solar Registration Program | NJSRRE1543161048 | PENNSAUKEN | 8110 | 14 | 11.03 | Residential | Yes | Behind the Meter | Vivint Solar Developer, LLC | PSE&G | Accepted | 2019-11-13 | 2019-11-15 | 2020-11-15 | Hanwha Solar | Q.PEAK BLK-G5 315 | Solar Panels |  | 0.315 | 26 | 36 | 22 |  | Fixed | Roof
Solar Registration Program | NJSRRE1543161048 | PENNSAUKEN | 8110 | 14 | 11.03 | Residential | Yes | Behind the Meter | Vivint Solar Developer, LLC | PSE&G | Accepted | 2019-11-13 | 2019-11-15 | 2020-11-15 | SolarEdge | SE7600H-US000BNC4 | Inverters | 7600 |  | 1 |  |  | 0.992 |  | Outdoor | Near the Utility Meter
Solar Registration Program | NJSRRE1543254406 | MANAHAWKIN | 8050 | 18 | 11.03 | Residential | Yes | Behind the Meter | Vivint Solar Developer, LLC | AC Electric | Accepted | 2019-11-14 | 2019-11-19 | 2020-11-19 | HANWHA SOLAR | Q.PEAK BLK-G5 315 | Solar Panels |  | 0.315 | 14 | 335 | 33 |  | Fixed | Roof
Solar Registration Program | NJSRRE1543254406 | MANAHAWKIN | 8050 | 18 | 11.03 | Residential | Yes | Behind the Meter | Vivint Solar Developer, LLC | AC Electric | Accepted | 2019-11-14 | 2019-11-19 | 2020-11-19 | HANWHA SOLAR | Q.PEAK BLK-G5 315 | Solar Panels |  | 0.315 | 8 | 155 | 44 |  | Fixed | Roof
Solar Registration Program | NJSRRE1543254406 | MANAHAWKIN | 8050 | 18 | 11.03 | Residential | Yes | Behind the Meter | Vivint Solar Developer, LLC | AC Electric | Accepted | 2019-11-14 | 2019-11-19 | 2020-11-19 | HANWHA SOLAR | Q.PEAK BLK-G5 315 | Solar Panels |  | 0.315 | 13 | 155 | 44 |  | Fixed | Roof
Solar Registration Program | NJSRRE1543254406 | MANAHAWKIN | 8050 | 18 | 11.03 | Residential | Yes | Behind the Meter | Vivint Solar Developer, LLC | AC Electric | Accepted | 2019-11-14 | 2019-11-19 | 2020-11-19 | solar edge | SE7600H-US000BNC4 | Inverters | 7600 |  | 1 |  |  | 0.992 |  | Outdoor | near utility meter
Solar Registration Program | NJSRRE1543417948 | Trenton | 8628 | 12 | 11.03 | Residential | Yes | Behind the Meter | Vivint Solar Developer, LLC | PSE&G | Accepted | 2019-11-18 | 2019-11-20 | 2020-11-20 | Hanwha | Q.PEAK BLK-G5 315 | Solar Panels |  | 0.315 | 5 | 287 | 24 |  | Fixed | Roof
Solar Registration Program | NJSRRE1543417948 | Trenton | 8628 | 12 | 11.03 | Residential | Yes | Behind the Meter | Vivint Solar Developer, LLC | PSE&G | Accepted | 2019-11-18 | 2019-11-20 | 2020-11-20 | Hanwha | Q.PEAK BLK-G5 315 | Solar Panels |  | 0.315 | 4 | 197 | 23 |  | Fixed | Roof
Solar Registration Program | NJSRRE1543417948 | Trenton | 8628 | 12 | 11.03 | Residential | Yes | Behind the Meter | Vivint Solar Developer, LLC | PSE&G | Accepted | 2019-11-18 | 2019-11-20 | 2020-11-20 | Hanwha | Q.PEAK BLK-G5 315 | Solar Panels |  | 0.315 | 3 | 107 | 24 |  | Fixed | Roof
Solar Registration Program | NJSRRE1543417948 | Trenton | 8628 | 12 | 11.03 | Residential | Yes | Behind the Meter | Vivint Solar Developer, LLC | PSE&G | Accepted | 2019-11-18 | 2019-11-20 | 2020-11-20 | Hanwha | Q.PEAK BLK-G5 315 | Solar Panels |  | 0.315 | 12 | 197 | 23 |  | Fixed | Roof
Solar Registration Program | NJSRRE1543417948 | Trenton | 8628 | 12 | 11.03 | Residential | Yes | Behind the Meter | Vivint Solar Developer, LLC | PSE&G | Accepted | 2019-11-18 | 2019-11-20 | 2020-11-20 | Hanwha | Q.PEAK BLK-G5 315 | Solar Panels |  | 0.315 | 11 | 197 | 23 |  | Fixed | Roof
Solar Registration Program | NJSRRE1543417948 | Trenton | 8628 | 12 | 11.03 | Residential | Yes | Behind the Meter | Vivint Solar Developer, LLC | PSE&G | Accepted | 2019-11-18 | 2019-11-20 | 2020-11-20 | Solar Edge | SE7600H-US000BNC4 | Inverters | 7600 |  | 1 |  |  | 0.992 |  | Outdoor | Near the utility meter
Solar Registration Program | NJSRRE1543421140 | Neptune City | 7753 | 17 | 11.03 | Residential | Yes | Behind the Meter | Trinity Solar | JCP&L | Accepted | 2019-11-19 | 2019-11-21 | 2020-11-21 | Hanwha | Q.PEAK DUO BLK-G5 315 | Solar Panels |  | 0.315 | 3 | 282 | 37 |  | Fixed | Roof
Solar Registration Program | NJSRRE1543421140 | Neptune City | 7753 | 17 | 11.03 | Residential | Yes | Behind the Meter | Trinity Solar | JCP&L | Accepted | 2019-11-19 | 2019-11-21 | 2020-11-21 | Hanwha | Q.PEAK DUO BLK-G5 315 | Solar Panels |  | 0.315 | 8 | 192 | 23 |  | Fixed | Roof
Solar Registration Program | NJSRRE1543421140 | Neptune City | 7753 | 17 | 11.03 | Residential | Yes | Behind the Meter | Trinity Solar | JCP&L | Accepted | 2019-11-19 | 2019-11-21 | 2020-11-21 | Hanwha | Q.PEAK DUO BLK-G5 315 | Solar Panels |  | 0.315 | 9 | 102 | 23 |  | Fixed | Roof
Solar Registration Program | NJSRRE1543421140 | Neptune City | 7753 | 17 | 11.03 | Residential | Yes | Behind the Meter | Trinity Solar | JCP&L | Accepted | 2019-11-19 | 2019-11-21 | 2020-11-21 | Hanwha | Q.PEAK DUO BLK-G5 315 | Solar Panels |  | 0.315 | 12 | 282 | 23 |  | Fixed | Roof
Solar Registration Program | NJSRRE1543421140 | Neptune City | 7753 | 17 | 11.03 | Residential | Yes | Behind the Meter | Trinity Solar | JCP&L | Accepted | 2019-11-19 | 2019-11-21 | 2020-11-21 | Hanwha | Q.PEAK DUO BLK-G5 315 | Solar Panels |  | 0.315 | 3 | 102 | 37 |  | Fixed | Roof
Solar Registration Program | NJSRRE1543421140 | Neptune City | 7753 | 17 | 11.03 | Residential | Yes | Behind the Meter | Trinity Solar | JCP&L | Accepted | 2019-11-19 | 2019-11-21 | 2020-11-21 | Solar Edge | SE10000 | Inverters | 10000 |  | 1 |  |  | 0.97 |  | Outside | side of home
Solar Registration Program | NJSRRE1543421814 | Margate | 8402 | 19 | 11.03 | Residential | No | Behind the Meter | Trinity Solar | AC Electric | Accepted | 2019-11-19 | 2019-11-22 | 2020-11-22 | Hanwha | Q.PEAK DUO BLK-G5 315 | Solar Panels |  | 0.315 | 16 | 54 | 30 |  | Fixed | Roof
Solar Registration Program | NJSRRE1543421814 | Margate | 8402 | 19 | 11.03 | Residential | No | Behind the Meter | Trinity Solar | AC Electric | Accepted | 2019-11-19 | 2019-11-22 | 2020-11-22 | Hanwha | Q.PEAK DUO BLK-G5 315 | Solar Panels |  | 0.315 | 4 | 324 | 32 |  | Fixed | Roof
Solar Registration Program | NJSRRE1543421814 | Margate | 8402 | 19 | 11.03 | Residential | No | Behind the Meter | Trinity Solar | AC Electric | Accepted | 2019-11-19 | 2019-11-22 | 2020-11-22 | Hanwha | Q.PEAK DUO BLK-G5 315 | Solar Panels |  | 0.315 | 7 | 234 | 30 |  | Fixed | Roof
Solar Registration Program | NJSRRE1543421814 | Margate | 8402 | 19 | 11.03 | Residential | No | Behind the Meter | Trinity Solar | AC Electric | Accepted | 2019-11-19 | 2019-11-22 | 2020-11-22 | Hanwha | Q.PEAK DUO BLK-G5 315 | Solar Panels |  | 0.315 | 2 | 234 | 18 |  | Fixed | Roof
Solar Registration Program | NJSRRE1543421814 | Margate | 8402 | 19 | 11.03 | Residential | No | Behind the Meter | Trinity Solar | AC Electric | Accepted | 2019-11-19 | 2019-11-22 | 2020-11-22 | Hanwha | Q.PEAK DUO BLK-G5 315 | Solar Panels |  | 0.315 | 6 | 144 | 32 |  | Fixed | Roof
Solar Registration Program | NJSRRE1543421814 | Margate | 8402 | 19 | 11.03 | Residential | No | Behind the Meter | Trinity Solar | AC Electric | Accepted | 2019-11-19 | 2019-11-22 | 2020-11-22 | Solar Edge | SE10000 | Inverters | 10000 |  | 1 |  |  | 0.97 |  | Outside | side of home
Solar Registration Program | NJSRRE1543438718 | Sayreville | 8872 | 11 | 11.03 | Residential | Yes | Behind the Meter | Pro Custom Solar dba Momentum Solar | JCP&L | Accepted | 2019-11-23 | 2019-11-27 | 2020-11-27 | Hanwha | Q.Peak DUO BLK-G5 315 | Solar Panels |  | 0.315 | 35 | 170 | 14 |  | Fixed | Roof
Solar Registration Program | NJSRRE1543438718 | Sayreville | 8872 | 11 | 11.03 | Residential | Yes | Behind the Meter | Pro Custom Solar dba Momentum Solar | JCP&L | Accepted | 2019-11-23 | 2019-11-27 | 2020-11-27 | Enphase Energy | IQ6-60-2-US | Inverters | 240 |  | 35 |  |  | 0.97 |  | Outdoor | Roof
Solar Registration Program | NJSRRE1543441513 | Somerdale | 8083 | 14 | 11.03 | Residential | No | Behind the Meter | Suntuity Solar LLC | PSE&G | Accepted | 2019-11-25 | 2019-11-27 | 2020-11-27 | Yingli Green Energy | YL315D-30b | Solar Panels |  | 0.315 | 35 | 185 | 18 |  | Fixed | Roof
Solar Registration Program | NJSRRE1543441513 | Somerdale | 8083 | 14 | 11.03 | Residential | No | Behind the Meter | Suntuity Solar LLC | PSE&G | Accepted | 2019-11-25 | 2019-11-27 | 2020-11-27 | Enphase Energy | IQ7-60-2-US | Inverters | 240 |  | 35 |  |  | 0.97 |  | Outdoor | Behind the PV Modules
Solar Registration Program | NJSRRE1543443445 | Franklinville | 8322 | 15 | 11.03 | Residential | Yes | Behind the Meter | Trinity Solar | AC Electric | Accepted | 2019-11-25 | 2019-11-27 | 2020-11-27 | HANWHA | Q.PEAK DUO BLK-G5 315 | Solar Panels |  | 0.315 | 11 | 216 | 14 |  | Fixed | Roof
Solar Registration Program | NJSRRE1543443445 | Franklinville | 8322 | 15 | 11.03 | Residential | Yes | Behind the Meter | Trinity Solar | AC Electric | Accepted | 2019-11-25 | 2019-11-27 | 2020-11-27 | HANWHA | Q.PEAK DUO BLK-G5 315 | Solar Panels |  | 0.315 | 19 | 216 | 40 |  | Fixed | Roof
Solar Registration Program | NJSRRE1543443445 | Franklinville | 8322 | 15 | 11.03 | Residential | Yes | Behind the Meter | Trinity Solar | AC Electric | Accepted | 2019-11-25 | 2019-11-27 | 2020-11-27 | HANWHA | Q.PEAK DUO BLK-G5 315 | Solar Panels |  | 0.315 | 5 | 216 | 40 |  | Fixed | Roof
Solar Registration Program | NJSRRE1543443445 | Franklinville | 8322 | 15 | 11.03 | Residential | Yes | Behind the Meter | Trinity Solar | AC Electric | Accepted | 2019-11-25 | 2019-11-27 | 2020-11-27 | Solar Edge | SE10000H-US000BNC4 | Inverters | 10000 |  | 1 |  |  | 0.97 |  | Outdoor | side of home
Solar Registration Program | NJSRRE1543443449 | Atco | 8089 | 14 | 11.03 | Residential | No | Behind the Meter | All Season Solar | AC Electric | Accepted | 2019-11-25 | 2019-11-27 | 2020-11-27 | Certain Teed | CT315HC11-04 | Solar Panels |  | 0.315 | 19 | 237 | 26 |  | Fixed | Roof
Solar Registration Program | NJSRRE1543443449 | Atco | 8089 | 14 | 11.03 | Residential | No | Behind the Meter | All Season Solar | AC Electric | Accepted | 2019-11-25 | 2019-11-27 | 2020-11-27 | Certain Teed | CT315HC11-04 | Solar Panels |  | 0.315 | 12 | 237 | 34 |  | Fixed | Roof
Solar Registration Program | NJSRRE1543443449 | Atco | 8089 | 14 | 11.03 | Residential | No | Behind the Meter | All Season Solar | AC Electric | Accepted | 2019-11-25 | 2019-11-27 | 2020-11-27 | Certain Teed | CT315HC11-04 | Solar Panels |  | 0.315 | 4 | 237 | 34 |  | Fixed | Roof
Solar Registration Program | NJSRRE1543443449 | Atco | 8089 | 14 | 11.03 | Residential | No | Behind the Meter | All Season Solar | AC Electric | Accepted | 2019-11-25 | 2019-11-27 | 2020-11-27 | Enphase | IQ7 | Inverters | 240 |  | 35 |  |  | 0.97 |  | Outdoor | Under Module
Solar Registration Program | NJSRRE1543450945 | Brick | 8724 | 18 | 11.03 | Residential | Yes | Behind the Meter | Trinity Solar | JCP&L | Accepted | 2019-11-27 | 2019-12-03 | 2020-12-03 | HANWHA | Q.PEAK DUO BLK-G5 315 | Solar Panels |  | 0.315 | 31 | 218 | 18 |  | Fixed | Roof
Solar Registration Program | NJSRRE1543450945 | Brick | 8724 | 18 | 11.03 | Residential | Yes | Behind the Meter | Trinity Solar | JCP&L | Accepted | 2019-11-27 | 2019-12-03 | 2020-12-03 | HANWHA | Q.PEAK DUO BLK-G5 315 | Solar Panels |  | 0.315 | 4 | 218 | 18 |  | Fixed | Roof
Solar Registration Program | NJSRRE1543450945 | Brick | 8724 | 18 | 11.03 | Residential | Yes | Behind the Meter | Trinity Solar | JCP&L | Accepted | 2019-11-27 | 2019-12-03 | 2020-12-03 | SOLAR EDGE | SE10000H-US | Inverters | 10000 |  | 1 |  |  | 0.97 |  | Outside | SIDE OF HOME
Solar Registration Program | NJSRRE1543502069 | Burlington | 8016 | 13 | 11.03 | Residential | No | Behind the Meter | Trinity Solar | PSE&G | Accepted | 2019-12-09 | 2019-12-11 | 2020-12-11 | HANWHA | Q.PEAK DUO BLK-G5 315 | Solar Panels |  | 0.315 | 10 | 320 | 14 |  | Fixed | Roof
Solar Registration Program | NJSRRE1543502069 | Burlington | 8016 | 13 | 11.03 | Residential | No | Behind the Meter | Trinity Solar | PSE&G | Accepted | 2019-12-09 | 2019-12-11 | 2020-12-11 | HANWHA | Q.PEAK DUO BLK-G5 315 | Solar Panels |  | 0.315 | 25 | 140 | 14 |  | Fixed | Roof
Solar Registration Program | NJSRRE1543502069 | Burlington | 8016 | 13 | 11.03 | Residential | No | Behind the Meter | Trinity Solar | PSE&G | Accepted | 2019-12-09 | 2019-12-11 | 2020-12-11 | Solar Edge | SE10000H-US | Inverters | 10000 |  | 1 |  |  | 0.97 |  | Outdoor | side of home
Solar Registration Program | NJSRRE1543506384 | Succasunna | 7876 | 3 | 11.03 | Residential | Yes | Behind the Meter | Pro Custom Solar dba Momentum Solar | JCP&L | Accepted | 2019-12-10 | 2019-12-13 | 2020-12-13 | HANWHA | Q.PEAK DUO BLK-G5 315 | Solar Panels |  | 0.315 | 14 | 242 | 23 |  | Fixed | Roof
Solar Registration Program | NJSRRE1543506384 | Succasunna | 7876 | 3 | 11.03 | Residential | Yes | Behind the Meter | Pro Custom Solar dba Momentum Solar | JCP&L | Accepted | 2019-12-10 | 2019-12-13 | 2020-12-13 | HANWHA | Q.PEAK DUO BLK-G5 315 | Solar Panels |  | 0.315 | 9 | 243 | 27 |  | Fixed | Roof
Solar Registration Program | NJSRRE1543506384 | Succasunna | 7876 | 3 | 11.03 | Residential | Yes | Behind the Meter | Pro Custom Solar dba Momentum Solar | JCP&L | Accepted | 2019-12-10 | 2019-12-13 | 2020-12-13 | HANWHA | Q.PEAK DUO BLK-G5 315 | Solar Panels |  | 0.315 | 12 | 62 | 24 |  | Fixed | Roof
Solar Registration Program | NJSRRE1543506384 | Succasunna | 7876 | 3 | 11.03 | Residential | Yes | Behind the Meter | Pro Custom Solar dba Momentum Solar | JCP&L | Accepted | 2019-12-10 | 2019-12-13 | 2020-12-13 | Enphase Energy | IQ6-60-2-US | Inverters | 240 |  | 35 |  |  | 0.97 |  | Outdoor | Roof
Solar Registration Program | NJSRRE1543512992 | Belford | 7718 | 17 | 11.03 | Residential | Yes | Behind the Meter | Vivint Solar Developer, LLC | JCP&L | Accepted | 2019-12-11 | 2019-12-16 | 2020-12-16 | HANWHA SOLAR | Q.PEAK BLK-G5 315 | Solar Panels |  | 0.315 | 15 | 207 | 25 |  | Fixed | Roof
Solar Registration Program | NJSRRE1543512992 | Belford | 7718 | 17 | 11.03 | Residential | Yes | Behind the Meter | Vivint Solar Developer, LLC | JCP&L | Accepted | 2019-12-11 | 2019-12-16 | 2020-12-16 | HANWHA SOLAR | Q.PEAK BLK-G5 315 | Solar Panels |  | 0.315 | 8 | 27 | 25 |  | Fixed | Roof
Solar Registration Program | NJSRRE1543512992 | Belford | 7718 | 17 | 11.03 | Residential | Yes | Behind the Meter | Vivint Solar Developer, LLC | JCP&L | Accepted | 2019-12-11 | 2019-12-16 | 2020-12-16 | HANWHA SOLAR | Q.PEAK BLK-G5 315 | Solar Panels |  | 0.315 | 6 | 297 | 25 |  | Fixed | Roof
Solar Registration Program | NJSRRE1543512992 | Belford | 7718 | 17 | 11.03 | Residential | Yes | Behind the Meter | Vivint Solar Developer, LLC | JCP&L | Accepted | 2019-12-11 | 2019-12-16 | 2020-12-16 | HANWHA SOLAR | Q.PEAK BLK-G5 315 | Solar Panels |  | 0.315 | 6 | 117 | 25 |  | Fixed | Roof
Solar Registration Program | NJSRRE1543512992 | Belford | 7718 | 17 | 11.03 | Residential | Yes | Behind the Meter | Vivint Solar Developer, LLC | JCP&L | Accepted | 2019-12-11 | 2019-12-16 | 2020-12-16 | SOLAREDGE | SE7600H-US | Inverters | 7600 |  | 1 |  |  | 0.992 |  | Outdoor | Near the Utility Meter
Solar Registration Program | NJSRRE1543529184 | TOMS RIVER | 8757 | 18 | 11.03 | Residential | Yes | Behind the Meter | Vivint Solar Developer, LLC | JCP&L | Accepted | 2019-12-12 | 2019-12-16 | 2020-12-16 | HANWHA SOLAR | Q.PEAK BLK-G5 315 | Solar Panels |  | 0.315 | 17 | 197 | 23 |  | Fixed | Roof
Solar Registration Program | NJSRRE1543529184 | TOMS RIVER | 8757 | 18 | 11.03 | Residential | Yes | Behind the Meter | Vivint Solar Developer, LLC | JCP&L | Accepted | 2019-12-12 | 2019-12-16 | 2020-12-16 | HANWHA SOLAR | Q.PEAK BLK-G5 315 | Solar Panels |  | 0.315 | 18 | 17 | 23 |  | Fixed | Roof
Solar Registration Program | NJSRRE1543529184 | TOMS RIVER | 8757 | 18 | 11.03 | Residential | Yes | Behind the Meter | Vivint Solar Developer, LLC | JCP&L | Accepted | 2019-12-12 | 2019-12-16 | 2020-12-16 | SOLAREDGE | SE7600H-US | Inverters | 7600 |  | 1 |  |  | 0.992 |  | Outdoor | Near the Utility Meter
Solar Registration Program | NJSRRE1543544075 | Springfield | 7081 | 10 | 11.03 | Residential | Yes | Behind the Meter | Vivint Solar Developer, LLC | JCP&L | Accepted | 2019-12-13 | 2019-12-17 | 2020-12-17 | HANWHA SOLAR | Q.PEAK BLK-G5 315 | Solar Panels |  | 0.315 | 20 | 218 | 23 |  | Fixed | Roof
Solar Registration Program | NJSRRE1543544075 | Springfield | 7081 | 10 | 11.03 | Residential | Yes | Behind the Meter | Vivint Solar Developer, LLC | JCP&L | Accepted | 2019-12-13 | 2019-12-17 | 2020-12-17 | HANWHA SOLAR | Q.PEAK BLK-G5 315 | Solar Panels |  | 0.315 | 15 | 38 | 23 |  | Fixed | Roof
Solar Registration Program | NJSRRE1543544075 | Springfield | 7081 | 10 | 11.03 | Residential | Yes | Behind the Meter | Vivint Solar Developer, LLC | JCP&L | Accepted | 2019-12-13 | 2019-12-17 | 2020-12-17 | SOLAREDGE | SE7600H-US | Inverters | 7600 |  | 1 |  |  | 0.992 |  | Outdoor | Near the Utility Meter
Solar Registration Program | NJSRRE1543547197 | Williamstown | 8094 | 15 | 11.03 | Residential | Yes | Behind the Meter | Trinity Solar | AC Electric | Accepted | 2019-12-13 | 2019-12-17 | 2020-12-17 | Hanwha 315 | Q.PEAK DUO BLK-G5 315 | Solar Panels |  | 0.315 | 20 | 114 | 37 |  | Fixed | Roof
Solar Registration Program | NJSRRE1543547197 | Williamstown | 8094 | 15 | 11.03 | Residential | Yes | Behind the Meter | Trinity Solar | AC Electric | Accepted | 2019-12-13 | 2019-12-17 | 2020-12-17 | Hanwha 315 | Q.PEAK DUO BLK-G5 315 | Solar Panels |  | 0.315 | 15 | 114 | 40 |  | Fixed | Roof
Solar Registration Program | NJSRRE1543547197 | Williamstown | 8094 | 15 | 11.03 | Residential | Yes | Behind the Meter | Trinity Solar | AC Electric | Accepted | 2019-12-13 | 2019-12-17 | 2020-12-17 | Solar Edge | SE10000H-US | Inverters | 10000 |  | 1 |  |  | 0.97 |  | Outside | side of home
Solar Registration Program | NJSRRE1543565059 | NORTH BRUNSWICK | 8902 | 11 | 11.03 | Residential | Yes | Behind the Meter | Vivint Solar Developer, LLC | PSE&G | Accepted | 2019-12-18 | 2019-12-23 | 2020-12-23 | HANWHA SOLAR | Q.PEAK BLK-G5 315 | Solar Panels |  | 0.315 | 20 | 295 | 21 |  | Fixed | Roof
Solar Registration Program | NJSRRE1543565059 | NORTH BRUNSWICK | 8902 | 11 | 11.03 | Residential | Yes | Behind the Meter | Vivint Solar Developer, LLC | PSE&G | Accepted | 2019-12-18 | 2019-12-23 | 2020-12-23 | HANWHA SOLAR | Q.PEAK BLK-G5 315 | Solar Panels |  | 0.315 | 15 | 115 | 21 |  | Fixed | Roof
Solar Registration Program | NJSRRE1543565059 | NORTH BRUNSWICK | 8902 | 11 | 11.03 | Residential | Yes | Behind the Meter | Vivint Solar Developer, LLC | PSE&G | Accepted | 2019-12-18 | 2019-12-23 | 2020-12-23 | SOLAREDGE | SE7600H-US | Inverters | 7600 |  | 1 |  |  | 0.992 |  | Outdoor | Near the Utility Meter
Solar Registration Program | NJSRRE1543566273 | Cherry Hill | 8002 | 14 | 11.03 | Residential | Yes | Behind the Meter | Trinity Solar | PSE&G | Accepted | 2019-12-18 | 2019-12-23 | 2020-12-23 | Hanwha | Q.PEAK DUO BLK-G5 315 | Solar Panels |  | 0.315 | 28 | 178 | 18 |  | Fixed | Roof
Solar Registration Program | NJSRRE1543566273 | Cherry Hill | 8002 | 14 | 11.03 | Residential | Yes | Behind the Meter | Trinity Solar | PSE&G | Accepted | 2019-12-18 | 2019-12-23 | 2020-12-23 | Hanwha | Q.PEAK DUO BLK-G5 315 | Solar Panels |  | 0.315 | 7 | 358 | 14 |  | Fixed | Roof
Solar Registration Program | NJSRRE1543566273 | Cherry Hill | 8002 | 14 | 11.03 | Residential | Yes | Behind the Meter | Trinity Solar | PSE&G | Accepted | 2019-12-18 | 2019-12-23 | 2020-12-23 | Solar Edge | SE10000 | Inverters | 10000 |  | 1 |  |  | 0.97 |  | Outside | side of home
Solar Registration Program | NJSRRE1542441551 | LANOKA HARBOR | 8734 | 18 | 11.04 | Residential | Yes | Behind the Meter | Pro Custom Solar dba Momentum Solar | JCP&L | Accepted | 2019-09-25 | 2019-09-27 | 2020-09-27 | LG ELECTRONICS | LG 345N1C-V5 | Solar Panels |  | 0.345 | 21 | 184 | 17 |  | Fixed | Roof
Solar Registration Program | NJSRRE1542441551 | LANOKA HARBOR | 8734 | 18 | 11.04 | Residential | Yes | Behind the Meter | Pro Custom Solar dba Momentum Solar | JCP&L | Accepted | 2019-09-25 | 2019-09-27 | 2020-09-27 | LG ELECTRONICS | LG 345N1C-V5 | Solar Panels |  | 0.345 | 11 | 4 | 17 |  | Fixed | Roof
Solar Registration Program | NJSRRE1542441551 | LANOKA HARBOR | 8734 | 18 | 11.04 | Residential | Yes | Behind the Meter | Pro Custom Solar dba Momentum Solar | JCP&L | Accepted | 2019-09-25 | 2019-09-27 | 2020-09-27 | Enphase Energy | IQ7-60-2-US | Inverters | 250 |  | 32 |  |  | 0.97 |  | Outdoor | Roof
Solar Registration Program | NJSRRE1542443861 | South Plainfield | 7080 | 11 | 11.04 | Residential | No | Behind the Meter | Pro Custom Solar dba Momentum Solar | PSE&G | Accepted | 2019-09-26 | 2019-09-30 | 2020-09-30 | LG ELECTRONICS | LG 345N1C-V5 | Solar Panels |  | 0.345 | 14 | 77 | 19 |  | Fixed | Roof
Solar Registration Program | NJSRRE1542443861 | South Plainfield | 7080 | 11 | 11.04 | Residential | No | Behind the Meter | Pro Custom Solar dba Momentum Solar | PSE&G | Accepted | 2019-09-26 | 2019-09-30 | 2020-09-30 | LG ELECTRONICS | LG 345N1C-V5 | Solar Panels |  | 0.345 | 18 | 257 | 19 |  | Fixed | Roof
Solar Registration Program | NJSRRE1542443861 | South Plainfield | 7080 | 11 | 11.04 | Residential | No | Behind the Meter | Pro Custom Solar dba Momentum Solar | PSE&G | Accepted | 2019-09-26 | 2019-09-30 | 2020-09-30 | Enphase Energy | IQ7-60-2-US | Inverters | 250 |  | 32 |  |  | 0.97 |  | Outdoor | Roof
Solar Registration Program | NJSRRE1542464008 | Willingboro | 8046 | 13 | 11.04 | Residential | Yes | Behind the Meter | Pro Custom Solar dba Momentum Solar | PSE&G | Accepted | 2019-09-30 | 2019-10-02 | 2020-10-02 | LG ELECTRONICS | LG 345N1C-V5 | Solar Panels |  | 0.345 | 19 | 145 | 29 |  | Fixed | Roof
Solar Registration Program | NJSRRE1542464008 | Willingboro | 8046 | 13 | 11.04 | Residential | Yes | Behind the Meter | Pro Custom Solar dba Momentum Solar | PSE&G | Accepted | 2019-09-30 | 2019-10-02 | 2020-10-02 | LG ELECTRONICS | LG 345N1C-V5 | Solar Panels |  | 0.345 | 13 | 145 | 19 |  | Fixed | Roof
Solar Registration Program | NJSRRE1542464008 | Willingboro | 8046 | 13 | 11.04 | Residential | Yes | Behind the Meter | Pro Custom Solar dba Momentum Solar | PSE&G | Accepted | 2019-09-30 | 2019-10-02 | 2020-10-02 | Enphase Energy | IQ7-60-2-US | Inverters | 250 |  | 32 |  |  | 0.97 |  | Outdoor | Roof
Solar Registration Program | NJSRRE1542475671 | Piscataway | 8854 | 11 | 11.04 | Residential | Yes | Behind the Meter | Pro Custom Solar dba Momentum Solar | PSE&G | Accepted | 2019-10-01 | 2019-10-03 | 2020-10-03 | LG ELECTRONICS | LG 345N1C-V5 | Solar Panels |  | 0.345 | 21 | 155 | 17 |  | Fixed | Roof
Solar Registration Program | NJSRRE1542475671 | Piscataway | 8854 | 11 | 11.04 | Residential | Yes | Behind the Meter | Pro Custom Solar dba Momentum Solar | PSE&G | Accepted | 2019-10-01 | 2019-10-03 | 2020-10-03 | LG ELECTRONICS | LG 345N1C-V5 | Solar Panels |  | 0.345 | 11 | 155 | 18 |  | Fixed | Roof
Solar Registration Program | NJSRRE1542475671 | Piscataway | 8854 | 11 | 11.04 | Residential | Yes | Behind the Meter | Pro Custom Solar dba Momentum Solar | PSE&G | Accepted | 2019-10-01 | 2019-10-03 | 2020-10-03 | Enphase Energy | IQ7-60-2-US | Inverters | 250 |  | 32 |  |  | 0.97 |  | Outdoor | Roof
Solar Registration Program | NJSRRE1542505483 | Avenel | 7001 | 11 | 11.04 | Residential | Yes | Behind the Meter | Pro Custom Solar dba Momentum Solar | PSE&G | Accepted | 2019-10-04 | 2019-10-08 | 2020-10-08 | LG ELECTRONICS | LG 345N1C-V5 | Solar Panels |  | 0.345 | 14 | 124 | 28 |  | Fixed | Roof
Solar Registration Program | NJSRRE1542505483 | Avenel | 7001 | 11 | 11.04 | Residential | Yes | Behind the Meter | Pro Custom Solar dba Momentum Solar | PSE&G | Accepted | 2019-10-04 | 2019-10-08 | 2020-10-08 | LG ELECTRONICS | LG 345N1C-V5 | Solar Panels |  | 0.345 | 3 | 304 | 31 |  | Fixed | Roof
Solar Registration Program | NJSRRE1542505483 | Avenel | 7001 | 11 | 11.04 | Residential | Yes | Behind the Meter | Pro Custom Solar dba Momentum Solar | PSE&G | Accepted | 2019-10-04 | 2019-10-08 | 2020-10-08 | LG ELECTRONICS | LG 345N1C-V5 | Solar Panels |  | 0.345 | 2 | 214 | 20 |  | Fixed | Roof
Solar Registration Program | NJSRRE1542505483 | Avenel | 7001 | 11 | 11.04 | Residential | Yes | Behind the Meter | Pro Custom Solar dba Momentum Solar | PSE&G | Accepted | 2019-10-04 | 2019-10-08 | 2020-10-08 | LG ELECTRONICS | LG 345N1C-V5 | Solar Panels |  | 0.345 | 13 | 34 | 20 |  | Fixed | Roof
Solar Registration Program | NJSRRE1542505483 | Avenel | 7001 | 11 | 11.04 | Residential | Yes | Behind the Meter | Pro Custom Solar dba Momentum Solar | PSE&G | Accepted | 2019-10-04 | 2019-10-08 | 2020-10-08 | Enphase Energy | IQ7-60-2-US | Inverters | 250 |  | 32 |  |  | 0.97 |  | Outdoor | Roof
Solar Registration Program | NJSRRE1542582617 | Millstone | 8535 | 17 | 11.04 | Residential | No | Behind the Meter | Pro Custom Solar dba Momentum Solar | JCP&L | Accepted | 2019-10-24 | 2019-10-28 | 2020-10-28 | LG ELECTRONICS | LG 345N1C-V5 | Solar Panels |  | 0.345 | 14 | 108 | 35 |  | Fixed | Roof
Solar Registration Program | NJSRRE1542582617 | Millstone | 8535 | 17 | 11.04 | Residential | No | Behind the Meter | Pro Custom Solar dba Momentum Solar | JCP&L | Accepted | 2019-10-24 | 2019-10-28 | 2020-10-28 | LG ELECTRONICS | LG 345N1C-V5 | Solar Panels |  | 0.345 | 10 | 108 | 15 |  | Fixed | Roof
Solar Registration Program | NJSRRE1542582617 | Millstone | 8535 | 17 | 11.04 | Residential | No | Behind the Meter | Pro Custom Solar dba Momentum Solar | JCP&L | Accepted | 2019-10-24 | 2019-10-28 | 2020-10-28 | LG ELECTRONICS | LG 345N1C-V5 | Solar Panels |  | 0.345 | 8 | 198 | 45 |  | Fixed | Roof
Solar Registration Program | NJSRRE1542582617 | Millstone | 8535 | 17 | 11.04 | Residential | No | Behind the Meter | Pro Custom Solar dba Momentum Solar | JCP&L | Accepted | 2019-10-24 | 2019-10-28 | 2020-10-28 | Enphase Energy | IQ7Plus-72-2 | Inverters | 295 |  | 32 |  |  | 0.97 |  | Outdoor | Roof
Solar Registration Program | NJSRRE1543441914 | Englishtown | 7726 | 17 | 11.04 | Residential | No | Behind the Meter | Sunrun Installation Services, Inc. | JCP&L | Accepted | 2019-11-25 | 2019-11-27 | 2020-11-27 | LG Electronics | LG345N1C-V5 | Solar Panels |  | 0.345 | 19 | 175 | 34 |  | Fixed | Roof
Solar Registration Program | NJSRRE1543441914 | Englishtown | 7726 | 17 | 11.04 | Residential | No | Behind the Meter | Sunrun Installation Services, Inc. | JCP&L | Accepted | 2019-11-25 | 2019-11-27 | 2020-11-27 | LG Electronics | LG345N1C-V5 | Solar Panels |  | 0.345 | 13 | 266 | 34 |  | Fixed | Roof
Solar Registration Program | NJSRRE1543441914 | Englishtown | 7726 | 17 | 11.04 | Residential | No | Behind the Meter | Sunrun Installation Services, Inc. | JCP&L | Accepted | 2019-11-25 | 2019-11-27 | 2020-11-27 | Delta Electronics | M10-TL-US | Inverters | 9600 |  | 1 |  |  | 0.96 |  | Outdoor | Next To Meter
Solar Registration Program | NJSRRE1540254457 | PENNSAUKEN TWP | 8109 | 14 | 11.05 | Residential | No | Behind the Meter | Tesla Energy Operations, Inc. | PSE&G | Accepted | 2019-01-17 | 2019-01-21 | 2020-01-21 | SolarCity Standard | SC325 | Solar Panels |  | 0.325 | 8 | 140 | 30 |  | Fixed | Roof
Solar Registration Program | NJSRRE1540254457 | PENNSAUKEN TWP | 8109 | 14 | 11.05 | Residential | No | Behind the Meter | Tesla Energy Operations, Inc. | PSE&G | Accepted | 2019-01-17 | 2019-01-21 | 2020-01-21 | SolarCity Standard | SC325 | Solar Panels |  | 0.325 | 8 | 320 | 30 |  | Fixed | Roof
Solar Registration Program | NJSRRE1540254457 | PENNSAUKEN TWP | 8109 | 14 | 11.05 | Residential | No | Behind the Meter | Tesla Energy Operations, Inc. | PSE&G | Accepted | 2019-01-17 | 2019-01-21 | 2020-01-21 | SolarCity Standard | SC325 | Solar Panels |  | 0.325 | 18 | 230 | 30 |  | Fixed | Roof
Solar Registration Program | NJSRRE1540254457 | PENNSAUKEN TWP | 8109 | 14 | 11.05 | Residential | No | Behind the Meter | Tesla Energy Operations, Inc. | PSE&G | Accepted | 2019-01-17 | 2019-01-21 | 2020-01-21 | Delta | Solivia 5.2 TL RGM | Inverters | 5200 |  | 2 |  |  | 0.975 |  | Outdoor | Outdoor
Solar Registration Program | NJSRRE1540982983 | Swedesboro | 8085 | 15 | 11.05 | Residential | No | Behind the Meter | Bahamian Solar Management Group LLC. | AC Electric | Accepted | 2019-05-13 | 2019-05-16 | 2020-05-16 | Panasonic | HIT VBHN325KA03 | Solar Panels |  | 0.325 | 14 | 125 | 39 |  | Fixed | Roof
Solar Registration Program | NJSRRE1540982983 | Swedesboro | 8085 | 15 | 11.05 | Residential | No | Behind the Meter | Bahamian Solar Management Group LLC. | AC Electric | Accepted | 2019-05-13 | 2019-05-16 | 2020-05-16 | Panasonic | HIT VBHN325KA03 | Solar Panels |  | 0.325 | 20 | 125 | 36 |  | Fixed | Roof
Solar Registration Program | NJSRRE1540982983 | Swedesboro | 8085 | 15 | 11.05 | Residential | No | Behind the Meter | Bahamian Solar Management Group LLC. | AC Electric | Accepted | 2019-05-13 | 2019-05-16 | 2020-05-16 | Hialeah Meter | CL200 | Meters |  |  | 1 |  |  |  |  | Outdoor
Solar Registration Program | NJSRRE1540982983 | Swedesboro | 8085 | 15 | 11.05 | Residential | No | Behind the Meter | Bahamian Solar Management Group LLC. | AC Electric | Accepted | 2019-05-13 | 2019-05-16 | 2020-05-16 | SolarEdge | SE10000H-US | Inverters | 10000 |  | 1 |  |  | 0.992 |  | Outdoor | Next to Meter
Solar Registration Program | NJSRRE1540993711 | Chesterfield | 8515 | 13 | 11.05 | Residential | No | Behind the Meter | Green Power Energy | PSE&G | Accepted | 2019-05-16 | 2019-05-20 | 2020-05-20 | Panasonic | VBHN325KA03 | Solar Panels |  | 0.325 | 34 | 180 | 37 |  | Fixed | Roof
Solar Registration Program | NJSRRE1540993711 | Chesterfield | 8515 | 13 | 11.05 | Residential | No | Behind the Meter | Green Power Energy | PSE&G | Accepted | 2019-05-16 | 2019-05-20 | 2020-05-20 | Solar Edge | SE7600H-US | Inverters | 7600 |  | 2 |  |  | 0.97 |  | Outside | next to meter
Solar Registration Program | NJSRRE1541802116 | Ocean City | 8226 | 21 | 11.05 | Residential | No | Behind the Meter | Solar States LLC | AC Electric | Accepted | 2019-08-07 | 2019-08-12 | 2020-08-12 | Hanwah | QPEAK DUO-G5 | Solar Panels |  | 0.325 | 34 | 160 | 28 |  | Fixed | Roof
Solar Registration Program | NJSRRE1541802116 | Ocean City | 8226 | 21 | 11.05 | Residential | No | Behind the Meter | Solar States LLC | AC Electric | Accepted | 2019-08-07 | 2019-08-12 | 2020-08-12 | SolarEdge | SE76000H-US | Inverters | 7.6 |  | 1 |  |  | 0.99 |  | Indoor | Garage
Solar Registration Program | NJSRRE1541841306 | Little Egg Harbor Township | 8087 | 18 | 11.05 | Residential | No | Behind the Meter | Green Power Energy | AC Electric | Accepted | 2019-08-15 | 2019-08-23 | 2020-08-23 | Hanwha | Q.PEAK DUO-G5 325 | Solar Panels |  | 0.325 | 24 | 82 | 18 |  | Fixed | Roof
Solar Registration Program | NJSRRE1541841306 | Little Egg Harbor Township | 8087 | 18 | 11.05 | Residential | No | Behind the Meter | Green Power Energy | AC Electric | Accepted | 2019-08-15 | 2019-08-23 | 2020-08-23 | Hanwha | Q.PEAK DUO-G5 325 | Solar Panels |  | 0.325 | 10 | 171 | 18 |  | Fixed | Roof
Solar Registration Program | NJSRRE1541841306 | Little Egg Harbor Township | 8087 | 18 | 11.05 | Residential | No | Behind the Meter | Green Power Energy | AC Electric | Accepted | 2019-08-15 | 2019-08-23 | 2020-08-23 | Solar Edge | SE10000H-US | Inverters | 10000 |  | 1 |  |  | 0.97 |  | Outside | next to meter
Solar Registration Program | NJSRRE1542370208 | WILLIAMSTOWN | 8094 | 15 | 11.05 | Residential | No | Behind the Meter | Sunny Corp | AC Electric | Accepted | 2019-09-09 | 2019-09-16 | 2020-09-16 | PANASONIC | VBHN325KA03 | Solar Panels |  | 0.325 | 34 | 259 | 34 |  | Fixed | Roof
Solar Registration Program | NJSRRE1542370208 | WILLIAMSTOWN | 8094 | 15 | 11.05 | Residential | No | Behind the Meter | Sunny Corp | AC Electric | Accepted | 2019-09-09 | 2019-09-16 | 2020-09-16 | SOLAREDGE | SE7600H-US | Inverters | 7600 |  | 1 |  |  | 0.992 |  | Indoor | GARAGE
Solar Registration Program | NJSRRE1542582522 | Annandale | 8801 | 4 | 11.05 | Residential | No | Behind the Meter | Green Power Energy | JCP&L | Accepted | 2019-10-24 | 2019-10-28 | 2020-10-28 | Panasonic | VBHN325KA03 | Solar Panels |  | 0.325 | 24 | 198 | 30 |  | Fixed | Roof
Solar Registration Program | NJSRRE1542582522 | Annandale | 8801 | 4 | 11.05 | Residential | No | Behind the Meter | Green Power Energy | JCP&L | Accepted | 2019-10-24 | 2019-10-28 | 2020-10-28 | Panasonic | VBHN325KA03 | Solar Panels |  | 0.325 | 10 | 198 | 30 |  | Fixed | Roof
Solar Registration Program | NJSRRE1542582522 | Annandale | 8801 | 4 | 11.05 | Residential | No | Behind the Meter | Green Power Energy | JCP&L | Accepted | 2019-10-24 | 2019-10-28 | 2020-10-28 | SolarEdge | SE6000H-US | Inverters | 6000 |  | 2 |  |  | 0.97 |  | Outside | Next to Meter
Solar Registration Program | NJSRRE1542687299 | Boonton | 7005 | 3 | 11.05 | Residential | No | Behind the Meter | Maier Solar Engineering dba Solar Me | JCP&L | Final As-Built Received | 2019-10-29 | 2019-10-31 | 2020-10-31 | Canadian | CS1H-325MS | Solar Panels |  | 0.325 | 7 | 300 | 33 |  | Fixed | Roof
Solar Registration Program | NJSRRE1542687299 | Boonton | 7005 | 3 | 11.05 | Residential | No | Behind the Meter | Maier Solar Engineering dba Solar Me | JCP&L | Final As-Built Received | 2019-10-29 | 2019-10-31 | 2020-10-31 | Canadian | CS1H-325MS | Solar Panels |  | 0.325 | 7 | 120 | 33 |  | Fixed | Roof
Solar Registration Program | NJSRRE1542687299 | Boonton | 7005 | 3 | 11.05 | Residential | No | Behind the Meter | Maier Solar Engineering dba Solar Me | JCP&L | Final As-Built Received | 2019-10-29 | 2019-10-31 | 2020-10-31 | Canadian | Cs1H-325MS | Solar Panels |  | 0.325 | 12 | 210 | 25 |  | Fixed | Roof
Solar Registration Program | NJSRRE1542687299 | Boonton | 7005 | 3 | 11.05 | Residential | No | Behind the Meter | Maier Solar Engineering dba Solar Me | JCP&L | Final As-Built Received | 2019-10-29 | 2019-10-31 | 2020-10-31 | Canadian | CS1H-325MS | Solar Panels |  | 0.325 | 8 | 210 | 25 |  | Fixed | Roof
Solar Registration Program | NJSRRE1542687299 | Boonton | 7005 | 3 | 11.05 | Residential | No | Behind the Meter | Maier Solar Engineering dba Solar Me | JCP&L | Final As-Built Received | 2019-10-29 | 2019-10-31 | 2020-10-31 | Enphase | IQ7 | Inverters | 240 |  | 34 |  |  | 0.96 |  | Outdoor | Next to meter
Solar Registration Program | NJSRRE1542839712 | Pequannock Township | 7440 | 3 | 11.05 | Residential | No | Behind the Meter | Green Power Energy | JCP&L | Accepted | 2019-10-31 | 2019-11-04 | 2020-11-04 | Panasonic | VBHN325KA03 | Solar Panels |  | 0.325 | 18 | 243 | 23 |  | Fixed | Roof
Solar Registration Program | NJSRRE1542839712 | Pequannock Township | 7440 | 3 | 11.05 | Residential | No | Behind the Meter | Green Power Energy | JCP&L | Accepted | 2019-10-31 | 2019-11-04 | 2020-11-04 | Panasonic | VBHN325KA03 | Solar Panels |  | 0.325 | 16 | 151 | 23 |  | Fixed | Roof
Solar Registration Program | NJSRRE1542839712 | Pequannock Township | 7440 | 3 | 11.05 | Residential | No | Behind the Meter | Green Power Energy | JCP&L | Accepted | 2019-10-31 | 2019-11-04 | 2020-11-04 | SolarEdge | SE5000H-US | Inverters | 5000 |  | 1 |  |  | 0.97 |  | Outside | Next to meter
Solar Registration Program | NJSRRE1542839712 | Pequannock Township | 7440 | 3 | 11.05 | Residential | No | Behind the Meter | Green Power Energy | JCP&L | Accepted | 2019-10-31 | 2019-11-04 | 2020-11-04 | SolarEdge | SE6000H-US | Inverters | 6000 |  | 1 |  |  | 0.97 |  | Outside | Next to meter
Solar Registration Program | NJSRRE1542956820 | WEST DEPTFORD | 8086 | 15 | 11.05 | Residential | No | Behind the Meter | Sunny Corp | PSE&G | Accepted | 2019-11-05 | 2019-11-07 | 2020-11-07 | PANASONIC | VBHN325KA03 | Solar Panels |  | 0.325 | 34 | 161 | 32 |  | Fixed | Roof
Solar Registration Program | NJSRRE1542956820 | WEST DEPTFORD | 8086 | 15 | 11.05 | Residential | No | Behind the Meter | Sunny Corp | PSE&G | Accepted | 2019-11-05 | 2019-11-07 | 2020-11-07 | SOLAREDGE | SE10000H-US | Inverters | 10000 |  | 1 |  |  | 0.992 |  | Outside | GARAGE
Solar Registration Program | NJSRRE1543046499 | MOORESTOWN | 8057 | 13 | 11.05 | Residential | No | Behind the Meter | Sunny Corp | PSE&G | Accepted | 2019-11-07 | 2019-11-12 | 2020-11-12 | PANASONIC | VBHN325KA03 | Solar Panels |  | 0.325 | 22 | 189 | 23 |  | Fixed | Roof
Solar Registration Program | NJSRRE1543046499 | MOORESTOWN | 8057 | 13 | 11.05 | Residential | No | Behind the Meter | Sunny Corp | PSE&G | Accepted | 2019-11-07 | 2019-11-12 | 2020-11-12 | PANASONIC | VBHN325KA03 | Solar Panels |  | 0.325 | 8 | 188 | 25 |  | Fixed | Roof
Solar Registration Program | NJSRRE1543046499 | MOORESTOWN | 8057 | 13 | 11.05 | Residential | No | Behind the Meter | Sunny Corp | PSE&G | Accepted | 2019-11-07 | 2019-11-12 | 2020-11-12 | PANASONIC | VBHN325KA03 | Solar Panels |  | 0.325 | 4 | 9 | 24 |  | Fixed | Roof
Solar Registration Program | NJSRRE1543046499 | MOORESTOWN | 8057 | 13 | 11.05 | Residential | No | Behind the Meter | Sunny Corp | PSE&G | Accepted | 2019-11-07 | 2019-11-12 | 2020-11-12 | ENPHASE | IQ7X-96-2INT | Inverters | 1.37 |  | 34 |  |  | 0.965 |  | Outside | ON ROOF
Solar Registration Program | NJSRRE1543353850 | Mullica Hill | 8062 | 15 | 11.05 | Residential | No | Behind the Meter | Sunny Corp | AC Electric | Accepted | 2019-11-18 | 2019-11-19 | 2020-11-19 | PANASONIC | VBHN325KA03 | Solar Panels |  | 0.325 | 6 | 149 | 35 |  | Fixed | Roof
Solar Registration Program | NJSRRE1543353850 | Mullica Hill | 8062 | 15 | 11.05 | Residential | No | Behind the Meter | Sunny Corp | AC Electric | Accepted | 2019-11-18 | 2019-11-19 | 2020-11-19 | PANASONIC | VBHN325KA03 | Solar Panels |  | 0.325 | 20 | 150 | 24 |  | Fixed | Roof
Solar Registration Program | NJSRRE1543353850 | Mullica Hill | 8062 | 15 | 11.05 | Residential | No | Behind the Meter | Sunny Corp | AC Electric | Accepted | 2019-11-18 | 2019-11-19 | 2020-11-19 | PANASONIC | VBHN325KA03 | Solar Panels |  | 0.325 | 8 | 240 | 34 |  | Fixed | Roof
Solar Registration Program | NJSRRE1543353850 | Mullica Hill | 8062 | 15 | 11.05 | Residential | No | Behind the Meter | Sunny Corp | AC Electric | Accepted | 2019-11-18 | 2019-11-19 | 2020-11-19 | ENPHASE | IQ7X-96-2 | Inverters | 1.37 |  | 34 |  |  | 0.1 |  | Outdoor | ROOF
Solar Registration Program | NJSRRE1543446459 | Woodstown | 8098 | 16 | 11.05 | Commercial | No | Behind the Meter | Impact Solar LLC | AC Electric | Accepted | 2019-11-26 | 2019-12-03 | 2020-12-03 | panasonic | VBHN325SA17 | Solar Panels |  | 0.325 | 34 | 211 | 27 |  | Fixed | Roof
Solar Registration Program | NJSRRE1543446459 | Woodstown | 8098 | 16 | 11.05 | Commercial | No | Behind the Meter | Impact Solar LLC | AC Electric | Accepted | 2019-11-26 | 2019-12-03 | 2020-12-03 | solaredge | SE10000H-US | Inverters | 10000 |  | 1 |  |  | 0.96 |  | Indoor | closet
Solar Registration Program | NJSRRE1543446459 | Woodstown | 8098 | 16 | 11.05 | Commercial | No | Behind the Meter | Impact Solar LLC | AC Electric | Accepted | 2019-11-26 | 2019-12-03 | 2020-12-03 | solaredge | solaredge direct | Meters |  |  | 1 |  |  |  | Yes | Indoor
Solar Registration Program | NJSRRE1543450720 | Tinton Falls | 7724 | 17 | 11.05 | Residential | No | Behind the Meter | Maier Solar Engineering dba Solar Me | JCP&L | Accepted | 2019-11-27 | 2019-12-03 | 2020-12-03 | Canadian | CS1H-325W | Solar Panels |  | 0.325 | 19 | 262 | 22 |  | Fixed | Roof
Solar Registration Program | NJSRRE1543450720 | Tinton Falls | 7724 | 17 | 11.05 | Residential | No | Behind the Meter | Maier Solar Engineering dba Solar Me | JCP&L | Accepted | 2019-11-27 | 2019-12-03 | 2020-12-03 | Canadian | CS1H-325W | Solar Panels |  | 0.325 | 15 | 82 | 22 |  | Fixed | Roof
Solar Registration Program | NJSRRE1543450720 | Tinton Falls | 7724 | 17 | 11.05 | Residential | No | Behind the Meter | Maier Solar Engineering dba Solar Me | JCP&L | Accepted | 2019-11-27 | 2019-12-03 | 2020-12-03 | Enphase | IQ7 | Inverters | 240 |  | 34 |  |  | 0.96 |  | Outdoor | Next to meter
Solar Registration Program | NJSRRE1540381628 | Jersey City | 7305 | 8 | 11.06 | Residential | Yes | Behind the Meter | Pro Custom Solar dba Momentum Solar | PSE&G | Accepted | 2019-02-20 | 2019-02-22 | 2020-02-22 | LG | LG 335N1C-A5 | Solar Panels |  | 0.335 | 12 | 60 | 21 |  | Fixed | Roof
Solar Registration Program | NJSRRE1540381628 | Jersey City | 7305 | 8 | 11.06 | Residential | Yes | Behind the Meter | Pro Custom Solar dba Momentum Solar | PSE&G | Accepted | 2019-02-20 | 2019-02-22 | 2020-02-22 | LG | LG 335N1C-A5 | Solar Panels |  | 0.335 | 7 | 238 | 22 |  | Fixed | Roof
Solar Registration Program | NJSRRE1540381628 | Jersey City | 7305 | 8 | 11.06 | Residential | Yes | Behind the Meter | Pro Custom Solar dba Momentum Solar | PSE&G | Accepted | 2019-02-20 | 2019-02-22 | 2020-02-22 | LG | LG 335N1C-A5 | Solar Panels |  | 0.335 | 14 | 148 | 20 |  | Fixed | Roof
Solar Registration Program | NJSRRE1540381628 | Jersey City | 7305 | 8 | 11.06 | Residential | Yes | Behind the Meter | Pro Custom Solar dba Momentum Solar | PSE&G | Accepted | 2019-02-20 | 2019-02-22 | 2020-02-22 | ENPHASE | IQ6 | Inverters | 230 |  | 33 |  |  | 0.97 |  | Outside | ROOF
Solar Registration Program | NJSRRE1540991062 | Leonia | 7605 | 7 | 11.06 | Residential | No | Behind the Meter | CE Team Inc. | PSE&G | Accepted | 2019-05-19 | 2019-05-20 | 2020-05-20 | Powerhouse | PH-055 | Solar Panels |  | 0.055 | 132 | 208 | 33 |  | Fixed | Roof | ROOF SHINGLE
Solar Registration Program | NJSRRE1540991062 | Leonia | 7605 | 7 | 11.06 | Residential | No | Behind the Meter | CE Team Inc. | PSE&G | Accepted | 2019-05-19 | 2019-05-20 | 2020-05-20 | POWERHOUSE | PH-055 | Solar Panels |  | 0.055 | 69 | 118 | 24 |  | Fixed | Roof
Solar Registration Program | NJSRRE1540991062 | Leonia | 7605 | 7 | 11.06 | Residential | No | Behind the Meter | CE Team Inc. | PSE&G | Accepted | 2019-05-19 | 2019-05-20 | 2020-05-20 | SMA | SB 3.8-US | Inverters | 3800 |  | 1 |  |  | 0.95 |  | Indoor | basement
Solar Registration Program | NJSRRE1540991062 | Leonia | 7605 | 7 | 11.06 | Residential | No | Behind the Meter | CE Team Inc. | PSE&G | Accepted | 2019-05-19 | 2019-05-20 | 2020-05-20 | SMA | SB 7.0-US | Inverters | 7000 |  | 1 |  |  | 0.95 |  | Indoor | basement
Solar Registration Program | NJSRRE1541809455 | North Bergen | 7047 | 8 | 11.06 | Residential | No | Behind the Meter | Maier Solar Engineering dba Solar Me | PSE&G | Accepted | 2019-08-09 | 2019-08-23 | 2020-08-23 | LG | LG335N1C-A5 | Solar Panels |  | 0.335 | 33 | 212 | 5 |  | Fixed | Roof
Solar Registration Program | NJSRRE1541809455 | North Bergen | 7047 | 8 | 11.06 | Residential | No | Behind the Meter | Maier Solar Engineering dba Solar Me | PSE&G | Accepted | 2019-08-09 | 2019-08-23 | 2020-08-23 | Enphase | IQ7+ | Inverters | 290 |  | 20 |  |  | 0.96 |  | Other | Next to meter
Solar Registration Program | NJSRRE1541809856 | North Bergen | 7047 | 8 | 11.06 | Residential | No | Behind the Meter | Maier Solar Engineering dba Solar Me | PSE&G | Accepted | 2019-08-09 | 2019-08-23 | 2020-08-23 | LG | LG335N1C-A5 | Solar Panels |  | 0.335 | 33 | 212 | 5 |  | Fixed | Roof
Solar Registration Program | NJSRRE1541809856 | North Bergen | 7047 | 8 | 11.06 | Residential | No | Behind the Meter | Maier Solar Engineering dba Solar Me | PSE&G | Accepted | 2019-08-09 | 2019-08-23 | 2020-08-23 | Enphase | IQ7+ | Inverters | 290 |  | 13 |  |  | 0.96 |  | Outside | Next to meter
Solar Registration Program | NJSRRE1541873607 | ATCO | 8004 | 14 | 11.06 | Residential | Yes | Behind the Meter | Pro Custom Solar dba Momentum Solar | AC Electric | Accepted | 2019-08-22 | 2019-08-26 | 2020-08-26 | LG ELECTRONICS | LG 335N1C-V5 | Solar Panels |  | 0.335 | 20 | 102 | 23 |  | Fixed | Roof
Solar Registration Program | NJSRRE1541873607 | ATCO | 8004 | 14 | 11.06 | Residential | Yes | Behind the Meter | Pro Custom Solar dba Momentum Solar | AC Electric | Accepted | 2019-08-22 | 2019-08-26 | 2020-08-26 | LG ELECTRONICS | LG 335N1C-V5 | Solar Panels |  | 0.335 | 13 | 282 | 23 |  | Fixed | Roof
Solar Registration Program | NJSRRE1541873607 | ATCO | 8004 | 14 | 11.06 | Residential | Yes | Behind the Meter | Pro Custom Solar dba Momentum Solar | AC Electric | Accepted | 2019-08-22 | 2019-08-26 | 2020-08-26 | Enphase Energy | IQ7-60-2-US | Inverters | 250 |  | 33 |  |  | 0.97 |  | Outdoor | Roof
Solar Registration Program | NJSRRE1541897572 | Roselle | 7203 | 10 | 11.06 | Residential | Yes | Behind the Meter | Pro Custom Solar dba Momentum Solar | PSE&G | Accepted | 2019-08-29 | 2019-09-03 | 2020-09-03 | LG ELECTRONICS | LG 335N1C-A5 | Solar Panels |  | 0.335 | 4 | 80 | 17 |  | Fixed | Roof
Solar Registration Program | NJSRRE1541897572 | Roselle | 7203 | 10 | 11.06 | Residential | Yes | Behind the Meter | Pro Custom Solar dba Momentum Solar | PSE&G | Accepted | 2019-08-29 | 2019-09-03 | 2020-09-03 | LG ELECTRONICS | LG 335N1C-A5 | Solar Panels |  | 0.335 | 12 | 260 | 40 |  | Fixed | Roof
Solar Registration Program | NJSRRE1541897572 | Roselle | 7203 | 10 | 11.06 | Residential | Yes | Behind the Meter | Pro Custom Solar dba Momentum Solar | PSE&G | Accepted | 2019-08-29 | 2019-09-03 | 2020-09-03 | LG ELECTRONICS | LG 335N1C-A5 | Solar Panels |  | 0.335 | 17 | 80 | 40 |  | Fixed | Roof
Solar Registration Program | NJSRRE1541897572 | Roselle | 7203 | 10 | 11.06 | Residential | Yes | Behind the Meter | Pro Custom Solar dba Momentum Solar | PSE&G | Accepted | 2019-08-29 | 2019-09-03 | 2020-09-03 | Enphase Energy | IQ7-60-2-US | Inverters | 250 |  | 33 |  |  | 0.97 |  | Outdoor | Roof
Solar Registration Program | NJSRRE1542033369 | Kearny | 7032 | 8 | 11.06 | Residential | Yes | Behind the Meter | Pro Custom Solar dba Momentum Solar | PSE&G | Accepted | 2019-09-03 | 2019-09-05 | 2020-09-05 | LG ELECTRONICS | LG 335N1C-V5 | Solar Panels |  | 0.335 | 17 | 217 | 45 |  | Fixed | Roof
Solar Registration Program | NJSRRE1542033369 | Kearny | 7032 | 8 | 11.06 | Residential | Yes | Behind the Meter | Pro Custom Solar dba Momentum Solar | PSE&G | Accepted | 2019-09-03 | 2019-09-05 | 2020-09-05 | LG ELECTRONICS | LG 335N1C-V5 | Solar Panels |  | 0.335 | 5 | 127 | 45 |  | Fixed | Roof
Solar Registration Program | NJSRRE1542033369 | Kearny | 7032 | 8 | 11.06 | Residential | Yes | Behind the Meter | Pro Custom Solar dba Momentum Solar | PSE&G | Accepted | 2019-09-03 | 2019-09-05 | 2020-09-05 | LG ELECTRONICS | LG 335N1C-V5 | Solar Panels |  | 0.335 | 5 | 307 | 45 |  | Fixed | Roof
Solar Registration Program | NJSRRE1542033369 | Kearny | 7032 | 8 | 11.06 | Residential | Yes | Behind the Meter | Pro Custom Solar dba Momentum Solar | PSE&G | Accepted | 2019-09-03 | 2019-09-05 | 2020-09-05 | LG ELECTRONICS | LG 335N1C-V5 | Solar Panels |  | 0.335 | 6 | 37 | 50 |  | Fixed | Roof
Solar Registration Program | NJSRRE1542033369 | Kearny | 7032 | 8 | 11.06 | Residential | Yes | Behind the Meter | Pro Custom Solar dba Momentum Solar | PSE&G | Accepted | 2019-09-03 | 2019-09-05 | 2020-09-05 | Enphase Energy | IQ7-60-2-US | Inverters | 250 |  | 33 |  |  | 0.97 |  | Outdoor | Roof
Solar Registration Program | NJSRRE1542033443 | Somerset | 8873 | 5 | 11.06 | Residential | Yes | Behind the Meter | Pro Custom Solar dba Momentum Solar | PSE&G | Accepted | 2019-09-03 | 2019-09-05 | 2020-09-05 | LG ELECTRONICS | LG 335N1C-V5 | Solar Panels |  | 0.335 | 16 | 222 | 25 |  | Fixed | Roof
Solar Registration Program | NJSRRE1542033443 | Somerset | 8873 | 5 | 11.06 | Residential | Yes | Behind the Meter | Pro Custom Solar dba Momentum Solar | PSE&G | Accepted | 2019-09-03 | 2019-09-05 | 2020-09-05 | LG ELECTRONICS | LG 335N1C-V5 | Solar Panels |  | 0.335 | 9 | 223 | 26 |  | Fixed | Roof
Solar Registration Program | NJSRRE1542033443 | Somerset | 8873 | 5 | 11.06 | Residential | Yes | Behind the Meter | Pro Custom Solar dba Momentum Solar | PSE&G | Accepted | 2019-09-03 | 2019-09-05 | 2020-09-05 | LG ELECTRONICS | LG 335N1C-V5 | Solar Panels |  | 0.335 | 8 | 42 | 25 |  | Fixed | Roof
Solar Registration Program | NJSRRE1542033443 | Somerset | 8873 | 5 | 11.06 | Residential | Yes | Behind the Meter | Pro Custom Solar dba Momentum Solar | PSE&G | Accepted | 2019-09-03 | 2019-09-05 | 2020-09-05 | Enphase Energy | IQ7-60-2-US | Inverters | 250 |  | 33 |  |  | 0.97 |  | Outdoor | Roof
Solar Registration Program | NJSRRE1542192606 | UNION | 7083 | 10 | 11.06 | Residential | Yes | Behind the Meter | Pro Custom Solar dba Momentum Solar | PSE&G | Accepted | 2019-09-04 | 2019-09-06 | 2020-09-06 | LG ELECTRONICS | LG 335N1C-V5 | Solar Panels |  | 0.335 | 25 | 228 | 30 |  | Fixed | Roof
Solar Registration Program | NJSRRE1542192606 | UNION | 7083 | 10 | 11.06 | Residential | Yes | Behind the Meter | Pro Custom Solar dba Momentum Solar | PSE&G | Accepted | 2019-09-04 | 2019-09-06 | 2020-09-06 | LG ELECTRONICS | LG 335N1C-V5 | Solar Panels |  | 0.335 | 8 | 48 | 30 |  | Fixed | Roof
Solar Registration Program | NJSRRE1542192606 | UNION | 7083 | 10 | 11.06 | Residential | Yes | Behind the Meter | Pro Custom Solar dba Momentum Solar | PSE&G | Accepted | 2019-09-04 | 2019-09-06 | 2020-09-06 | Enphase Energy | IQ7-60-2-US | Inverters | 250 |  | 33 |  |  | 0.97 |  | Outdoor | Roof
Solar Registration Program | NJSRRE1542249456 | Piscataway | 8854 | 11 | 11.06 | Residential | Yes | Behind the Meter | Pro Custom Solar dba Momentum Solar | PSE&G | Accepted | 2019-09-05 | 2019-09-10 | 2020-09-10 | LG ELECTRONICS | LG 335N1C-V5 | Solar Panels |  | 0.335 | 33 | 157 | 26 |  | Fixed | Roof
Solar Registration Program | NJSRRE1542249456 | Piscataway | 8854 | 11 | 11.06 | Residential | Yes | Behind the Meter | Pro Custom Solar dba Momentum Solar | PSE&G | Accepted | 2019-09-05 | 2019-09-10 | 2020-09-10 | Enphase Energy | IQ7-60-2-US | Inverters | 250 |  | 33 |  |  | 0.97 |  | Outdoor | Roof
Solar Registration Program | NJSRRE1542375410 | Clementon | 8021 | 14 | 11.06 | Residential | No | Behind the Meter | SunnyMac LLC | AC Electric | Accepted | 2019-10-09 | 2019-10-09 | 2020-10-09 | SunPower | SPR-X21-335 | Solar Panels |  | 0.335 | 19 | 136 | 34 |  | Fixed | Roof
Solar Registration Program | NJSRRE1542375410 | Clementon | 8021 | 14 | 11.06 | Residential | No | Behind the Meter | SunnyMac LLC | AC Electric | Accepted | 2019-10-09 | 2019-10-09 | 2020-10-09 | SunPower | SPR-X21-335 | Solar Panels |  | 0.335 | 4 | 136 | 34 |  | Fixed | Roof
Solar Registration Program | NJSRRE1542375410 | Clementon | 8021 | 14 | 11.06 | Residential | No | Behind the Meter | SunnyMac LLC | AC Electric | Accepted | 2019-10-09 | 2019-10-09 | 2020-10-09 | SunPower | SPR-X21-335 | Solar Panels |  | 0.335 | 10 | 226 | 34 |  | Fixed | Roof
Solar Registration Program | NJSRRE1542375410 | Clementon | 8021 | 14 | 11.06 | Residential | No | Behind the Meter | SunnyMac LLC | AC Electric | Accepted | 2019-10-09 | 2019-10-09 | 2020-10-09 | Enphase | IQ7XS-96-ACM-US | Inverters | 0.315 |  | 33 |  |  | 0.99 |  | Outdoor | roof
Solar Registration Program | NJSRRE1542409824 | Bayonne | 7002 | 8 | 11.06 | Residential | Yes | Behind the Meter | Pro Custom Solar dba Momentum Solar | PSE&G | Accepted | 2019-09-16 | 2019-09-19 | 2020-09-19 | LG ELECTRONICS | LG 335N1C-V5 | Solar Panels |  | 0.335 | 19 | 179 | 20 |  | Fixed | Roof
Solar Registration Program | NJSRRE1542409824 | Bayonne | 7002 | 8 | 11.06 | Residential | Yes | Behind the Meter | Pro Custom Solar dba Momentum Solar | PSE&G | Accepted | 2019-09-16 | 2019-09-19 | 2020-09-19 | LG ELECTRONICS | LG 335N1C-V5 | Solar Panels |  | 0.335 | 14 | 359 | 20 |  | Fixed | Roof
Solar Registration Program | NJSRRE1542409824 | Bayonne | 7002 | 8 | 11.06 | Residential | Yes | Behind the Meter | Pro Custom Solar dba Momentum Solar | PSE&G | Accepted | 2019-09-16 | 2019-09-19 | 2020-09-19 | Enphase Energy | IQ7-60-2-US | Inverters | 250 |  | 33 |  |  | 0.97 |  | Outdoor | Roof
Solar Registration Program | NJSRRE1542528107 | Franklin | 8873 | 5 | 11.06 | Residential | No | Behind the Meter | Public Service Solar | PSE&G | Accepted | 2019-10-11 | 2019-10-15 | 2020-10-15 | LG | LG335N1K-V5 | Solar Panels |  | 0.335 | 33 | 168 | 27 |  | Fixed | Roof
Solar Registration Program | NJSRRE1542528107 | Franklin | 8873 | 5 | 11.06 | Residential | No | Behind the Meter | Public Service Solar | PSE&G | Accepted | 2019-10-11 | 2019-10-15 | 2020-10-15 | Enphase | IQ7+ | Inverters | 0.335 |  | 33 |  |  | 0.96 |  | Outside | Under Panels
Solar Registration Program | NJSRRE1542685015 | Kendall Park | 8824 | 11 | 11.06 | Residential | No | Behind the Meter | APEX Roofing, LLC. | PSE&G | Accepted | 2019-10-30 | 2019-10-31 | 2020-10-31 | LG Electronics | LG-335-N1C-A5 | Solar Panels |  | 0.335 | 33 | Landscape | 20 |  | Fixed | Roof
Solar Registration Program | NJSRRE1542685015 | Kendall Park | 8824 | 11 | 11.06 | Residential | No | Behind the Meter | APEX Roofing, LLC. | PSE&G | Accepted | 2019-10-30 | 2019-10-31 | 2020-10-31 | Solar Edge | SE11004A-US | Inverters | 11.4 |  | 1 |  |  | 0.98 |  | Outside | N/A
Solar Registration Program | NJSRRE1543553587 | BARGAINTOWN | 8234 | 19 | 11.06 | Residential | No | Behind the Meter | OCEAN SOLAR | AC Electric | Accepted | 2019-12-16 | 2019-12-19 | 2020-12-19 | LG | LG335 BLK | Solar Panels |  | 0.335 | 33 | 200 | 34 |  | Fixed | Roof
Solar Registration Program | NJSRRE1543553587 | BARGAINTOWN | 8234 | 19 | 11.06 | Residential | No | Behind the Meter | OCEAN SOLAR | AC Electric | Accepted | 2019-12-16 | 2019-12-19 | 2020-12-19 | SOLAR EDGE | SE10.0 | Inverters | 10000 |  | 1 |  |  | 0.99 |  | Outdoor | NEXT TO UTILITY METER
Solar Registration Program | NJSRRE1543575327 | Stafford Township | 8050 | 18 | 11.06 | Residential | No | Behind the Meter | Green Power Energy | AC Electric | Accepted | 2019-12-20 | 2019-12-26 | 2020-12-26 | Hanwha | Q-Cells Q.PEAK DUO BLK-G6 335 | Solar Panels |  | 0.335 | 15 | 41 | 23 |  | Fixed | Roof
Solar Registration Program | NJSRRE1543575327 | Stafford Township | 8050 | 18 | 11.06 | Residential | No | Behind the Meter | Green Power Energy | AC Electric | Accepted | 2019-12-20 | 2019-12-26 | 2020-12-26 | Hanwha | Q-Cells Q.PEAK DUO BLK-G6 335 | Solar Panels |  | 0.335 | 12 | 219 | 30 |  | Fixed | Roof
Solar Registration Program | NJSRRE1543575327 | Stafford Township | 8050 | 18 | 11.06 | Residential | No | Behind the Meter | Green Power Energy | AC Electric | Accepted | 2019-12-20 | 2019-12-26 | 2020-12-26 | Hanwha | Q-Cells Q.PEAK DUO BLK-G6 335 | Solar Panels |  | 0.335 | 6 | 132 | 23 |  | Fixed | Roof
Solar Registration Program | NJSRRE1543575327 | Stafford Township | 8050 | 18 | 11.06 | Residential | No | Behind the Meter | Green Power Energy | AC Electric | Accepted | 2019-12-20 | 2019-12-26 | 2020-12-26 | SolarEdge | SE10000H-US | Inverters | 10000 |  | 1 |  |  | 0.97 |  | Outside | Next to meter
Solar Registration Program | NJSRRE1541494915 | Newark | 7114 | 9 | 11.07 | Residential | Yes | Behind the Meter | Pro Custom Solar dba Momentum Solar | PSE&G | Accepted | 2019-06-26 | 2019-06-28 | 2020-06-28 | JINKO SOLAR | JKM270PP-60 | Solar Panels |  | 0.27 | 14 | 21 | 20 |  | Fixed | Roof
Solar Registration Program | NJSRRE1541494915 | Newark | 7114 | 9 | 11.07 | Residential | Yes | Behind the Meter | Pro Custom Solar dba Momentum Solar | PSE&G | Accepted | 2019-06-26 | 2019-06-28 | 2020-06-28 | JINKO SOLAR | JKM270PP-60 | Solar Panels |  | 0.27 | 27 | 201 | 20 |  | Fixed | Roof
Solar Registration Program | NJSRRE1541494915 | Newark | 7114 | 9 | 11.07 | Residential | Yes | Behind the Meter | Pro Custom Solar dba Momentum Solar | PSE&G | Accepted | 2019-06-26 | 2019-06-28 | 2020-06-28 | ENPHASE | IQ6-60-2-US | Inverters | 240 |  | 41 |  |  | 0.97 |  | Outdoor | ROOF
Solar Registration Program | NJSRRE1539782135 | Piscataway | 8854 | 11 | 11.1 | Residential | No | Behind the Meter | Greentech Solar USA LLC | PSE&G | Accepted | 2018-11-06 | 2018-11-09 | 2020-05-09 | Trina Solar | TSM-DD5A 300M | Solar Panels |  | 0.3 | 37 | 140 | 30 |  | Fixed | Roof
Solar Registration Program | NJSRRE1539782135 | Piscataway | 8854 | 11 | 11.1 | Residential | No | Behind the Meter | Greentech Solar USA LLC | PSE&G | Accepted | 2018-11-06 | 2018-11-09 | 2020-05-09 | Growatt | 9000MTLP-US | Inverters | 9000 |  | 1 |  |  | 0.975 |  | Indoor | Basement Wall
Solar Registration Program | NJSRRE1540205369 | Brick | 8723 | 18 | 11.1 | Residential | No | Behind the Meter | Skyline Solar LLC | JCP&L | Accepted | 2019-01-04 | 2019-01-08 | 2020-01-08 | Hanwha Solar | Q.Peak - BLK-G4.1 300 | Solar Panels |  | 0.3 | 32 | 232 | 19 |  | Fixed | Roof
Solar Registration Program | NJSRRE1540205369 | Brick | 8723 | 18 | 11.1 | Residential | No | Behind the Meter | Skyline Solar LLC | JCP&L | Accepted | 2019-01-04 | 2019-01-08 | 2020-01-08 | Hanwha Solar | Q.Peak - BLK-G4.1 300 | Solar Panels |  | 0.3 | 5 | 163 | 21 |  | Fixed | Roof
Solar Registration Program | NJSRRE1540205369 | Brick | 8723 | 18 | 11.1 | Residential | No | Behind the Meter | Skyline Solar LLC | JCP&L | Accepted | 2019-01-04 | 2019-01-08 | 2020-01-08 | Solaredge | SE10000H-US RGM | Inverters | 10000 |  | 1 |  |  | 0.99 |  | Outdoor | by meter
Solar Registration Program | NJSRRE1540384847 | Elizabeth | 7202 | 10 | 11.1 | Residential | No | Behind the Meter | Skyline Solar LLC | PSE&G | Accepted | 2019-02-21 | 2019-02-25 | 2020-02-25 | Trina Solar | TSM-300 DD05 | Solar Panels |  | 0.3 | 6 | 199 | 24 |  | Fixed | Roof
Solar Registration Program | NJSRRE1540384847 | Elizabeth | 7202 | 10 | 11.1 | Residential | No | Behind the Meter | Skyline Solar LLC | PSE&G | Accepted | 2019-02-21 | 2019-02-25 | 2020-02-25 | Trina Solar | TSM 300DD05 | Solar Panels |  | 0.3 | 31 | 112 | 24 |  | Fixed | Roof
Solar Registration Program | NJSRRE1540384847 | Elizabeth | 7202 | 10 | 11.1 | Residential | No | Behind the Meter | Skyline Solar LLC | PSE&G | Accepted | 2019-02-21 | 2019-02-25 | 2020-02-25 | Solaredge | SE10000H-US RGM | Inverters | 10000 |  | 1 |  |  | 0.99 |  | Outdoor | by meter
Solar Registration Program | NJSRRE1541732160 | HAMMONTON | 8037 | 19 | 11.1 | Residential | No | Behind the Meter | SEA BRIGHT SOLAR, LLC | AC Electric | Accepted | 2019-08-02 | 2019-08-07 | 2020-08-07 | SUNPOWER | SPR-X22-370-AC | Solar Panels |  | 0.37 | 30 | 155 | 23 |  | Fixed | Roof | SE
Solar Registration Program | NJSRRE1541732160 | HAMMONTON | 8037 | 19 | 11.1 | Residential | No | Behind the Meter | SEA BRIGHT SOLAR, LLC | AC Electric | Accepted | 2019-08-02 | 2019-08-07 | 2020-08-07 | SUNPOWER | SPR-X22-370-AC | Inverters | 320 |  | 30 |  |  | 0.97 |  | Outside | BENEATH ARRAY
Solar Registration Program | NJSRRE1541815191 | Little Ferry | 7643 | 7 | 11.1 | Residential | No | Behind the Meter | Skyline Solar LLC | PSE&G | Accepted | 2019-08-12 | 2019-08-23 | 2020-08-23 | Trina Solar | TSM300 | Solar Panels |  | 0.3 | 18 | 275 | 29 |  | Fixed | Roof
Solar Registration Program | NJSRRE1541815191 | Little Ferry | 7643 | 7 | 11.1 | Residential | No | Behind the Meter | Skyline Solar LLC | PSE&G | Accepted | 2019-08-12 | 2019-08-23 | 2020-08-23 | Trina Solar | TSM300 | Solar Panels |  | 0.3 | 4 | 95 | 29 |  | Fixed | Roof
Solar Registration Program | NJSRRE1541815191 | Little Ferry | 7643 | 7 | 11.1 | Residential | No | Behind the Meter | Skyline Solar LLC | PSE&G | Accepted | 2019-08-12 | 2019-08-23 | 2020-08-23 | Trina Solar | TSM300 | Solar Panels |  | 0.3 | 7 | 275 | 20 |  | Fixed | Roof
Solar Registration Program | NJSRRE1541815191 | Little Ferry | 7643 | 7 | 11.1 | Residential | No | Behind the Meter | Skyline Solar LLC | PSE&G | Accepted | 2019-08-12 | 2019-08-23 | 2020-08-23 | Trina Solar | TSM300 | Solar Panels |  | 0.3 | 8 | 95 | 20 |  | Fixed | Roof
Solar Registration Program | NJSRRE1541815191 | Little Ferry | 7643 | 7 | 11.1 | Residential | No | Behind the Meter | Skyline Solar LLC | PSE&G | Accepted | 2019-08-12 | 2019-08-23 | 2020-08-23 | AP Systems | YC600 | Inverters | 600 |  | 19 |  |  | 0.98 |  | Outdoor | under panels
Solar Registration Program | NJSRRE1541880527 | Sotuh Amboy | 8879 | 11 | 11.1 | Residential | No | Behind the Meter | Maier Solar Engineering dba Solar Me | JCP&L | Final As-Built Received | 2019-08-23 | 2019-08-27 | 2020-08-27 | Hyundai | HiS-S300MG | Solar Panels |  | 0.3 | 28 | 241 | 41 |  | Fixed | Roof
Solar Registration Program | NJSRRE1541880527 | Sotuh Amboy | 8879 | 11 | 11.1 | Residential | No | Behind the Meter | Maier Solar Engineering dba Solar Me | JCP&L | Final As-Built Received | 2019-08-23 | 2019-08-27 | 2020-08-27 | Hundai | HiS-S300MG | Solar Panels |  | 0.3 | 9 | 241 | 32 |  | Fixed | Roof
Solar Registration Program | NJSRRE1541880527 | Sotuh Amboy | 8879 | 11 | 11.1 | Residential | No | Behind the Meter | Maier Solar Engineering dba Solar Me | JCP&L | Final As-Built Received | 2019-08-23 | 2019-08-27 | 2020-08-27 | Solar Edge | SE3000H-US | Inverters | 3000 |  | 1 |  |  | 0.97 |  | Outside | Next to meter
Solar Registration Program | NJSRRE1541880527 | Sotuh Amboy | 8879 | 11 | 11.1 | Residential | No | Behind the Meter | Maier Solar Engineering dba Solar Me | JCP&L | Final As-Built Received | 2019-08-23 | 2019-08-27 | 2020-08-27 | Solar Edge | SE3000H-US | Inverters | 3000 |  | 1 |  |  | 0.97 |  | Outdoor | Next to meter
Solar Registration Program | NJSRRE1542509303 | Ventnor City | 8406 | 19 | 11.1 | Residential | No | Behind the Meter | Bright Planet Solar | AC Electric | Accepted | 2019-10-04 | 2019-10-09 | 2020-10-09 | Hanwha Q-Cells | Q.PEAK BLK-G4.1 300W | Solar Panels |  | 0.3 | 19 | 150 | 18 |  | Fixed | Roof
Solar Registration Program | NJSRRE1542509303 | Ventnor City | 8406 | 19 | 11.1 | Residential | No | Behind the Meter | Bright Planet Solar | AC Electric | Accepted | 2019-10-04 | 2019-10-09 | 2020-10-09 | Hanwha Q-Cells | Q.PEAK BLK-G4.1 300W | Solar Panels |  | 0.3 | 15 | 330 | 18 |  | Fixed | Roof
Solar Registration Program | NJSRRE1542509303 | Ventnor City | 8406 | 19 | 11.1 | Residential | No | Behind the Meter | Bright Planet Solar | AC Electric | Accepted | 2019-10-04 | 2019-10-09 | 2020-10-09 | Hanwha Q-Cells | Q.PEAK BLK-G4.1 300W | Solar Panels |  | 0.3 | 3 | 60 | 18 |  | Fixed | Roof
Solar Registration Program | NJSRRE1542509303 | Ventnor City | 8406 | 19 | 11.1 | Residential | No | Behind the Meter | Bright Planet Solar | AC Electric | Accepted | 2019-10-04 | 2019-10-09 | 2020-10-09 | Solar Edge | SE7600H-USRGM | Inverters | 7600 |  | 1 |  |  | 0.98 |  | Outdoor | Next to meter
Solar Registration Program | NJSRRE1542757351 | WINSLOW | 8037 | 19 | 11.1 | Residential | No | Behind the Meter | SEA BRIGHT SOLAR, LLC | AC Electric | Accepted | 2019-10-29 | 2019-10-31 | 2020-10-31 | SUNPOWER | SPR-X22-370-AC | Solar Panels |  | 0.37 | 30 | 180 | 27 |  | Fixed | Ground | YARD
Solar Registration Program | NJSRRE1542757351 | WINSLOW | 8037 | 19 | 11.1 | Residential | No | Behind the Meter | SEA BRIGHT SOLAR, LLC | AC Electric | Accepted | 2019-10-29 | 2019-10-31 | 2020-10-31 | SUNPOWER | SPR-X22-370-AC | Inverters | 320 |  | 30 |  |  | 0.96 |  | Outside | BENEATH ARRAY
Solar Registration Program | NJSRRE1541008793 | Eatontown | 7724 | 17 | 11.12 | Residential | Yes | Behind the Meter | SunPower Corporation, Systems | JCP&L | Accepted | 2019-05-17 | 2019-05-21 | 2020-05-21 | SUNPOWER | SPR-E20-327-E-AC | Solar Panels |  | 0.327 | 34 | 107 | 35 |  | Fixed | Roof
Solar Registration Program | NJSRRE1541008793 | Eatontown | 7724 | 17 | 11.12 | Residential | Yes | Behind the Meter | SunPower Corporation, Systems | JCP&L | Accepted | 2019-05-17 | 2019-05-21 | 2020-05-21 | SUNPOWER | SPR-E20-327-E-AC | Inverters | 320 |  | 34 |  |  | 0.96 |  | Other | under each panel
Solar Registration Program | NJSRRE1541500753 | Clementon | 8021 | 14 | 11.12 | Residential | Yes | Behind the Meter | Nationwide Solar LLC | AC Electric | Accepted | 2019-06-27 | 2019-07-08 | 2020-07-08 | SunPower | 327W | Solar Panels |  | 0.327 | 34 | 212 | 22 |  | Fixed | Roof
Solar Registration Program | NJSRRE1541500753 | Clementon | 8021 | 14 | 11.12 | Residential | Yes | Behind the Meter | Nationwide Solar LLC | AC Electric | Accepted | 2019-06-27 | 2019-07-08 | 2020-07-08 | SunPower | Type E | Inverters | 317 |  | 34 |  |  | 0.99 |  | Outside | NA
Solar Registration Program | NJSRRE1541637858 | Fort Lee | 7024 | 7 | 11.12 | Residential | Yes | Behind the Meter | SunPower Corporation, Systems | PSE&G | Accepted | 2019-07-12 | 2019-07-16 | 2020-07-16 | SUNPOWER | SPR-E20-327-E-AC | Solar Panels |  | 0.327 | 15 | 221 | 18 |  | Fixed | Roof
Solar Registration Program | NJSRRE1541637858 | Fort Lee | 7024 | 7 | 11.12 | Residential | Yes | Behind the Meter | SunPower Corporation, Systems | PSE&G | Accepted | 2019-07-12 | 2019-07-16 | 2020-07-16 | SUNPOWER | SPR-E20-327-E-AC | Solar Panels |  | 0.327 | 15 | 131 | 18 |  | Fixed | Roof
Solar Registration Program | NJSRRE1541637858 | Fort Lee | 7024 | 7 | 11.12 | Residential | Yes | Behind the Meter | SunPower Corporation, Systems | PSE&G | Accepted | 2019-07-12 | 2019-07-16 | 2020-07-16 | SUNPOWER | SPR-E20-327-E-AC | Solar Panels |  | 0.327 | 4 | 221 | 18 |  | Fixed | Roof
Solar Registration Program | NJSRRE1541637858 | Fort Lee | 7024 | 7 | 11.12 | Residential | Yes | Behind the Meter | SunPower Corporation, Systems | PSE&G | Accepted | 2019-07-12 | 2019-07-16 | 2020-07-16 | SUNPOWER | SPR-E20-327-E-AC | Inverters | 320 |  | 34 |  |  | 0.96 |  | Other | under each panel
Solar Registration Program | NJSRRE1541790644 | Berlin | 8009 | 14 | 11.12 | Residential | No | Behind the Meter | SunPower Corporation, Systems | AC Electric | Accepted | 2019-08-07 | 2019-08-09 | 2020-08-09 | SUNPOWER | SPR-E20-327-E-AC | Solar Panels |  | 0.327 | 17 | 279 | 33 |  | Fixed | Roof
Solar Registration Program | NJSRRE1541790644 | Berlin | 8009 | 14 | 11.12 | Residential | No | Behind the Meter | SunPower Corporation, Systems | AC Electric | Accepted | 2019-08-07 | 2019-08-09 | 2020-08-09 | SUNPOWER | SPR-E20-327-E-AC | Solar Panels |  | 0.327 | 17 | 99 | 33 |  | Fixed | Roof
Solar Registration Program | NJSRRE1541790644 | Berlin | 8009 | 14 | 11.12 | Residential | No | Behind the Meter | SunPower Corporation, Systems | AC Electric | Accepted | 2019-08-07 | 2019-08-09 | 2020-08-09 | SUNPOWER | SPR-E20-327-E-AC | Inverters | 320 |  | 34 |  |  | 0.96 |  | Other | under each panel
Solar Registration Program | NJSRRE1541862502 | Southampton Township | 8088 | 13 | 11.12 | Residential | Yes | Behind the Meter | SunnyMac LLC | PSE&G | Final As-Built Received | 2019-08-20 | 2019-08-26 | 2020-08-26 | SunPower | SPR- E20-327 | Solar Panels |  | 0.327 | 3 | 179 | 24 |  | Fixed | Roof
Solar Registration Program | NJSRRE1541862502 | Southampton Township | 8088 | 13 | 11.12 | Residential | Yes | Behind the Meter | SunnyMac LLC | PSE&G | Final As-Built Received | 2019-08-20 | 2019-08-26 | 2020-08-26 | SunPower | SPR- E20-327 | Solar Panels |  | 0.327 | 4 | 269 | 24 |  | Fixed | Roof
Solar Registration Program | NJSRRE1541862502 | Southampton Township | 8088 | 13 | 11.12 | Residential | Yes | Behind the Meter | SunnyMac LLC | PSE&G | Final As-Built Received | 2019-08-20 | 2019-08-26 | 2020-08-26 | SunPower | SPR- E20-327 | Solar Panels |  | 0.327 | 17 | 89 | 24 |  | Fixed | Roof
Solar Registration Program | NJSRRE1541862502 | Southampton Township | 8088 | 13 | 11.12 | Residential | Yes | Behind the Meter | SunnyMac LLC | PSE&G | Final As-Built Received | 2019-08-20 | 2019-08-26 | 2020-08-26 | SunPower | SPR- E20-327 | Solar Panels |  | 0.327 | 10 | 179 | 34 |  | Fixed | Roof
Solar Registration Program | NJSRRE1541862502 | Southampton Township | 8088 | 13 | 11.12 | Residential | Yes | Behind the Meter | SunnyMac LLC | PSE&G | Final As-Built Received | 2019-08-20 | 2019-08-26 | 2020-08-26 | Enphase | IQ7XS-96-ACM-US | Inverters | 0.315 |  | 34 |  |  | 0.99 |  | Outdoor | roof
Solar Registration Program | NJSRRE1541862502 | Southampton Township | 8088 | 13 | 11.12 | Residential | Yes | Behind the Meter | SunnyMac LLC | PSE&G | Final As-Built Received | 2019-08-20 | 2019-08-26 | 2020-08-26 | Sunpower | Pvs 6 | Meters |  |  | 1 |  |  |  | Yes | Outdoor
Solar Registration Program | NJSRRE1542335203 | Hillside | 7205 | 10 | 11.12 | Residential | Yes | Behind the Meter | Kamtech Solar Solutions | PSE&G | Accepted | 2019-09-06 | 2019-09-10 | 2020-09-10 | Sunpower Corporation | E20-327-C-AC | Solar Panels |  | 0.327 | 34 | 189 | 25 |  | Fixed | Roof
Solar Registration Program | NJSRRE1542335203 | Hillside | 7205 | 10 | 11.12 | Residential | Yes | Behind the Meter | Kamtech Solar Solutions | PSE&G | Accepted | 2019-09-06 | 2019-09-10 | 2020-09-10 | Enphase Energy | IQ-7X | Inverters | 0.315 |  | 34 |  |  | 0.975 |  | Outdoor | Underneath each solar panel.
Solar Registration Program | NJSRRE1542409138 | Mount Laurel Township | 8054 | 13 | 11.12 | Residential | Yes | Behind the Meter | SunPower Corporation, Systems | PSE&G | Accepted | 2019-09-16 | 2019-09-18 | 2020-09-18 | SUNPOWER | SPR-E20-327-E-AC | Solar Panels |  | 0.327 | 18 | 252 | 27 |  | Fixed | Roof
Solar Registration Program | NJSRRE1542409138 | Mount Laurel Township | 8054 | 13 | 11.12 | Residential | Yes | Behind the Meter | SunPower Corporation, Systems | PSE&G | Accepted | 2019-09-16 | 2019-09-18 | 2020-09-18 | SUNPOWER | SPR-E20-327-E-AC | Solar Panels |  | 0.327 | 16 | 252 | 27 |  | Fixed | Roof
Solar Registration Program | NJSRRE1542409138 | Mount Laurel Township | 8054 | 13 | 11.12 | Residential | Yes | Behind the Meter | SunPower Corporation, Systems | PSE&G | Accepted | 2019-09-16 | 2019-09-18 | 2020-09-18 | SUNPOWER | SPR-E20-327-E-AC | Inverters | 320 |  | 34 |  |  | 0.96 |  | Other | under each panel
Solar Registration Program | NJSRRE1542411837 | Piney Hollow | 8094 | 15 | 11.12 | Residential | Yes | Behind the Meter | SunnyMac LLC | AC Electric | Accepted | 2019-09-17 | 2019-09-19 | 2020-09-19 | SunPower | SPR-E20-327 | Solar Panels |  | 0.327 | 8 | 173 | 18 |  | Fixed | Roof
Solar Registration Program | NJSRRE1542411837 | Piney Hollow | 8094 | 15 | 11.12 | Residential | Yes | Behind the Meter | SunnyMac LLC | AC Electric | Accepted | 2019-09-17 | 2019-09-19 | 2020-09-19 | SunPower | SPR-E20-327 | Solar Panels |  | 0.327 | 13 | 173 | 18 |  | Fixed | Roof
Solar Registration Program | NJSRRE1542411837 | Piney Hollow | 8094 | 15 | 11.12 | Residential | Yes | Behind the Meter | SunnyMac LLC | AC Electric | Accepted | 2019-09-17 | 2019-09-19 | 2020-09-19 | SunPower | SPR-E20-327 | Solar Panels |  | 0.327 | 13 | 263 | 18 |  | Fixed | Roof
Solar Registration Program | NJSRRE1542411837 | Piney Hollow | 8094 | 15 | 11.12 | Residential | Yes | Behind the Meter | SunnyMac LLC | AC Electric | Accepted | 2019-09-17 | 2019-09-19 | 2020-09-19 | Enphase | IQ7XS-96-ACM-US | Inverters | 0.315 |  | 34 |  |  | 0.99 |  | Outdoor | roof
Solar Registration Program | NJSRRE1542416641 | Titusville | 8560 | 12 | 11.12 | Residential | Yes | Behind the Meter | Vision Solar LLC | JCP&L | Accepted | 2019-09-18 | 2019-09-20 | 2020-09-20 | sunpower | e20-327-e-ac | Solar Panels |  | 0.327 | 12 | 128 | 10 |  | Fixed | Roof
Solar Registration Program | NJSRRE1542416641 | Titusville | 8560 | 12 | 11.12 | Residential | Yes | Behind the Meter | Vision Solar LLC | JCP&L | Accepted | 2019-09-18 | 2019-09-20 | 2020-09-20 | sunpower | e20-327-e-ac | Solar Panels |  | 0.327 | 12 | 128 | 32 |  | Fixed | Roof
Solar Registration Program | NJSRRE1542416641 | Titusville | 8560 | 12 | 11.12 | Residential | Yes | Behind the Meter | Vision Solar LLC | JCP&L | Accepted | 2019-09-18 | 2019-09-20 | 2020-09-20 | sunpower | e20-327-e-ac | Solar Panels |  | 0.327 | 10 | 308 | 32 |  | Fixed | Roof
Solar Registration Program | NJSRRE1542416641 | Titusville | 8560 | 12 | 11.12 | Residential | Yes | Behind the Meter | Vision Solar LLC | JCP&L | Accepted | 2019-09-18 | 2019-09-20 | 2020-09-20 | sunpower | e20-327-e-ac | Inverters | 0.32 |  | 34 |  |  | 0.96 |  | Other | behind panels
Solar Registration Program | NJSRRE1542421753 | Hightstown | 8520 | 12 | 11.12 | Residential | Yes | Behind the Meter | SunnyMac LLC | JCP&L | Accepted | 2019-09-19 | 2019-09-23 | 2020-09-23 | SunPower | SPR-E20-327 | Solar Panels |  | 0.327 | 17 | 126 | 30 |  | Fixed | Roof
Solar Registration Program | NJSRRE1542421753 | Hightstown | 8520 | 12 | 11.12 | Residential | Yes | Behind the Meter | SunnyMac LLC | JCP&L | Accepted | 2019-09-19 | 2019-09-23 | 2020-09-23 | SunPower | SPR-E20-327 | Solar Panels |  | 0.327 | 6 | 126 | 30 |  | Fixed | Roof
Solar Registration Program | NJSRRE1542421753 | Hightstown | 8520 | 12 | 11.12 | Residential | Yes | Behind the Meter | SunnyMac LLC | JCP&L | Accepted | 2019-09-19 | 2019-09-23 | 2020-09-23 | SunPower | SPR-E20-327 | Solar Panels |  | 0.327 | 4 | 216 | 30 |  | Fixed | Roof
Solar Registration Program | NJSRRE1542421753 | Hightstown | 8520 | 12 | 11.12 | Residential | Yes | Behind the Meter | SunnyMac LLC | JCP&L | Accepted | 2019-09-19 | 2019-09-23 | 2020-09-23 | SunPower | SPR-E20-327 | Solar Panels |  | 0.327 | 7 | 216 | 30 |  | Fixed | Roof
Solar Registration Program | NJSRRE1542421753 | Hightstown | 8520 | 12 | 11.12 | Residential | Yes | Behind the Meter | SunnyMac LLC | JCP&L | Accepted | 2019-09-19 | 2019-09-23 | 2020-09-23 | Enphase | IQ7XS-96-ACM-US | Inverters | 0.315 |  | 34 |  |  | 0.99 |  | Outdoor | roof
Solar Registration Program | NJSRRE1542433916 | Paterson | 7504 | 6 | 11.12 | Residential | No | Behind the Meter | Fusion Solar Energy LLC | PSE&G | Accepted | 2019-09-25 | 2019-09-27 | 2020-09-27 | SunPower | SunPower 327 blk e ac | Solar Panels |  | 0.327 | 34 | North | 0.3 |  | Fixed | Roof
Solar Registration Program | NJSRRE1542433916 | Paterson | 7504 | 6 | 11.12 | Residential | No | Behind the Meter | Fusion Solar Energy LLC | PSE&G | Accepted | 2019-09-25 | 2019-09-27 | 2020-09-27 | SunPower | SunPower type E | Inverters | 320 |  | 34 |  |  | 0.94 |  | Outdoor | Roof Top
Solar Registration Program | NJSRRE1542512870 | Irvington | 7111 | 9 | 11.12 | Residential | Yes | Behind the Meter | Sunpower Capital | PSE&G | Accepted | 2019-10-07 | 2019-10-10 | 2020-10-10 | sunpower | e20-327-e-ac | Solar Panels |  | 0.327 | 7 | 269 | 23 |  | Fixed | Roof
Solar Registration Program | NJSRRE1542512870 | Irvington | 7111 | 9 | 11.12 | Residential | Yes | Behind the Meter | Sunpower Capital | PSE&G | Accepted | 2019-10-07 | 2019-10-10 | 2020-10-10 | sunpower | e20-327-e-ac | Solar Panels |  | 0.327 | 22 | 89 | 23 |  | Fixed | Roof
Solar Registration Program | NJSRRE1542512870 | Irvington | 7111 | 9 | 11.12 | Residential | Yes | Behind the Meter | Sunpower Capital | PSE&G | Accepted | 2019-10-07 | 2019-10-10 | 2020-10-10 | sunpower | e20-327-e-ac | Solar Panels |  | 0.327 | 5 | 179 | 23 |  | Fixed | Roof
Solar Registration Program | NJSRRE1542512870 | Irvington | 7111 | 9 | 11.12 | Residential | Yes | Behind the Meter | Sunpower Capital | PSE&G | Accepted | 2019-10-07 | 2019-10-10 | 2020-10-10 | sunpower | e20-327-e-ac | Inverters | 0.32 |  | 34 |  |  | 0.96 |  | Other | behind panels
Solar Registration Program | NJSRRE1542523890 | Bridgewater Township | 8807 | 5 | 11.12 | Residential | No | Behind the Meter | SunnyMac LLC | PSE&G | Final As-Built Received | 2019-10-10 | 2019-10-14 | 2020-10-14 | SunPower | SPR-E20-327 | Solar Panels |  | 0.327 | 24 | 145 | 37 |  | Fixed | Roof
Solar Registration Program | NJSRRE1542523890 | Bridgewater Township | 8807 | 5 | 11.12 | Residential | No | Behind the Meter | SunnyMac LLC | PSE&G | Final As-Built Received | 2019-10-10 | 2019-10-14 | 2020-10-14 | SunPower | SPR-E20-327 | Solar Panels |  | 0.327 | 2 | 145 | 37 |  | Fixed | Roof
Solar Registration Program | NJSRRE1542523890 | Bridgewater Township | 8807 | 5 | 11.12 | Residential | No | Behind the Meter | SunnyMac LLC | PSE&G | Final As-Built Received | 2019-10-10 | 2019-10-14 | 2020-10-14 | SunPower | SPR-E20-327 | Solar Panels |  | 0.327 | 4 | 235 | 37 |  | Fixed | Roof
Solar Registration Program | NJSRRE1542523890 | Bridgewater Township | 8807 | 5 | 11.12 | Residential | No | Behind the Meter | SunnyMac LLC | PSE&G | Final As-Built Received | 2019-10-10 | 2019-10-14 | 2020-10-14 | SunPower | SPR-E20-327 | Solar Panels |  | 0.327 | 4 | 55 | 37 |  | Fixed | Roof
Solar Registration Program | NJSRRE1542523890 | Bridgewater Township | 8807 | 5 | 11.12 | Residential | No | Behind the Meter | SunnyMac LLC | PSE&G | Final As-Built Received | 2019-10-10 | 2019-10-14 | 2020-10-14 | Enphase | IQ7XS-96-ACM-US | Inverters | 0.315 |  | 34 |  |  | 0.99 |  | Outdoor | roof
Solar Registration Program | NJSRRE1542523890 | Bridgewater Township | 8807 | 5 | 11.12 | Residential | No | Behind the Meter | SunnyMac LLC | PSE&G | Final As-Built Received | 2019-10-10 | 2019-10-14 | 2020-10-14 | sunpower | pvs 6 | Meters |  |  | 1 |  |  |  | Yes | Outdoor
Solar Registration Program | NJSRRE1542541506 | Franklin twp | 8873 | 5 | 11.12 | Residential | Yes | Behind the Meter | SunPower Capital LLC | PSE&G | Accepted | 2019-10-14 | 2019-10-16 | 2020-10-16 | sunpower | e20-327-e-ac | Solar Panels |  | 0.327 | 34 | 180 | 30 |  | Fixed | Ground
Solar Registration Program | NJSRRE1542541506 | Franklin twp | 8873 | 5 | 11.12 | Residential | Yes | Behind the Meter | SunPower Capital LLC | PSE&G | Accepted | 2019-10-14 | 2019-10-16 | 2020-10-16 | sunpower | e20-327-e-ac | Inverters | 0.32 |  | 34 |  |  | 0.96 |  | Other | behind panels
Solar Registration Program | NJSRRE1542548338 | Southampton Township | 8088 | 13 | 11.12 | Residential | No | Behind the Meter | SunPower Capital LLC | PSE&G | Accepted | 2019-10-31 | 2019-11-07 | 2020-11-07 | sunpower | e20-327-e-ac | Solar Panels |  | 0.327 | 25 | 236 | 21 |  | Fixed | Roof
Solar Registration Program | NJSRRE1542548338 | Southampton Township | 8088 | 13 | 11.12 | Residential | No | Behind the Meter | SunPower Capital LLC | PSE&G | Accepted | 2019-10-31 | 2019-11-07 | 2020-11-07 | sunpower | e20-327-e-ac | Solar Panels |  | 0.327 | 9 | 56 | 21 |  | Fixed | Roof
Solar Registration Program | NJSRRE1542548338 | Southampton Township | 8088 | 13 | 11.12 | Residential | No | Behind the Meter | SunPower Capital LLC | PSE&G | Accepted | 2019-10-31 | 2019-11-07 | 2020-11-07 | sunpower | e20-327-e-ac | Inverters | 0.32 |  | 34 |  |  | 0.96 |  | Other | behind panels
Solar Registration Program | NJSRRE1542578759 | Rutherford Boro | 7070 | 7 | 11.12 | Residential | No | Behind the Meter | SunnyMac LLC | PSE&G | Accepted | 2019-10-23 | 2019-10-25 | 2020-10-25 | SunPower | SPR-E20-327 | Solar Panels |  | 0.327 | 2 | 209 | 19 |  | Fixed | Roof
Solar Registration Program | NJSRRE1542578759 | Rutherford Boro | 7070 | 7 | 11.12 | Residential | No | Behind the Meter | SunnyMac LLC | PSE&G | Accepted | 2019-10-23 | 2019-10-25 | 2020-10-25 | SunPower | SPR-E20-327 | Solar Panels |  | 0.327 | 11 | 209 | 19 |  | Fixed | Roof
Solar Registration Program | NJSRRE1542578759 | Rutherford Boro | 7070 | 7 | 11.12 | Residential | No | Behind the Meter | SunnyMac LLC | PSE&G | Accepted | 2019-10-23 | 2019-10-25 | 2020-10-25 | SunPower | SPR-E20-327 | Solar Panels |  | 0.327 | 6 | 210 | 31 |  | Fixed | Roof
Solar Registration Program | NJSRRE1542578759 | Rutherford Boro | 7070 | 7 | 11.12 | Residential | No | Behind the Meter | SunnyMac LLC | PSE&G | Accepted | 2019-10-23 | 2019-10-25 | 2020-10-25 | SunPower | SPR-E20-327 | Solar Panels |  | 0.327 | 15 | 29 | 19 |  | Fixed | Roof
Solar Registration Program | NJSRRE1542578759 | Rutherford Boro | 7070 | 7 | 11.12 | Residential | No | Behind the Meter | SunnyMac LLC | PSE&G | Accepted | 2019-10-23 | 2019-10-25 | 2020-10-25 | Enphase | IQ7XS-96-ACM-US | Inverters | 0.315 |  | 34 |  |  | 0.99 |  | Outdoor | roof
Solar Registration Program | NJSRRE1542581756 | Forked River | 8731 | 18 | 11.12 | Residential | Yes | Behind the Meter | GenRenew, LLC | JCP&L | Accepted | 2019-10-24 | 2019-10-28 | 2020-10-28 | SUNPOWER | SPR-E20-327-E-AC | Solar Panels |  | 0.327 | 34 | 202 | 40 |  | Fixed | Roof
Solar Registration Program | NJSRRE1542581756 | Forked River | 8731 | 18 | 11.12 | Residential | Yes | Behind the Meter | GenRenew, LLC | JCP&L | Accepted | 2019-10-24 | 2019-10-28 | 2020-10-28 | SUNPOWER | MI-C-320-US208/240-10 | Inverters | 320 |  | 34 |  |  | 0.96 |  | Outdoor | MICROINVERTER LOCATED UNDER MODULES
Solar Registration Program | NJSRRE1543421450 | Sewell | 8080 | 15 | 11.12 | Residential | No | Behind the Meter | SunnyMac LLC | AC Electric | Accepted | 2019-11-19 | 2019-11-21 | 2020-11-21 | SunPower | SPR-E20-327 | Solar Panels |  | 0.327 | 18 | 247 | 19 |  | Fixed | Roof
Solar Registration Program | NJSRRE1543421450 | Sewell | 8080 | 15 | 11.12 | Residential | No | Behind the Meter | SunnyMac LLC | AC Electric | Accepted | 2019-11-19 | 2019-11-21 | 2020-11-21 | SunPower | SPR-E20-327 | Solar Panels |  | 0.327 | 16 | 157 | 20 |  | Fixed | Roof
Solar Registration Program | NJSRRE1543421450 | Sewell | 8080 | 15 | 11.12 | Residential | No | Behind the Meter | SunnyMac LLC | AC Electric | Accepted | 2019-11-19 | 2019-11-21 | 2020-11-21 | Enphase | IQ7XS-96-ACM-US | Inverters | 0.315 |  | 34 |  |  | 0.99 |  | Outdoor | roof
Solar Registration Program | NJSRRE1543437093 | Voorhees Twp | 8043 | 14 | 11.12 | Residential | Yes | Behind the Meter | Castle Energy, LLC | AC Electric | Accepted | 2019-11-22 | 2019-11-26 | 2020-11-26 | SunPower | SPR-E20-327-E-AC | Solar Panels |  | 0.327 | 5 | 227 | 23 |  | Fixed | Roof
Solar Registration Program | NJSRRE1543437093 | Voorhees Twp | 8043 | 14 | 11.12 | Residential | Yes | Behind the Meter | Castle Energy, LLC | AC Electric | Accepted | 2019-11-22 | 2019-11-26 | 2020-11-26 | SunPower | SPR-E20-327-E-AC | Solar Panels |  | 0.327 | 18 | 137 | 23 |  | Fixed | Roof
Solar Registration Program | NJSRRE1543437093 | Voorhees Twp | 8043 | 14 | 11.12 | Residential | Yes | Behind the Meter | Castle Energy, LLC | AC Electric | Accepted | 2019-11-22 | 2019-11-26 | 2020-11-26 | SunPower | SPR-E20-327-E-AC | Solar Panels |  | 0.327 | 11 | 137 | 23 |  | Fixed | Roof
Solar Registration Program | NJSRRE1543437093 | Voorhees Twp | 8043 | 14 | 11.12 | Residential | Yes | Behind the Meter | Castle Energy, LLC | AC Electric | Accepted | 2019-11-22 | 2019-11-26 | 2020-11-26 | SunPower | SPR-E20-327-E-AC | Inverters | 0.32 |  | 34 |  |  | 0.975 |  | Outside | on the rooftop under each solar panel
Solar Registration Program | NJSRRE1543572448 | Linwood | 8221 | 19 | 11.12 | Residential | No | Behind the Meter | Ad Energy | AC Electric | Accepted | 2019-12-19 | 2019-12-26 | 2020-12-26 | SunPower | SPR-E20-327-E-AC | Solar Panels |  | 0.327 | 8 | 201 | 27 |  | Fixed | Roof
Solar Registration Program | NJSRRE1543572448 | Linwood | 8221 | 19 | 11.12 | Residential | No | Behind the Meter | Ad Energy | AC Electric | Accepted | 2019-12-19 | 2019-12-26 | 2020-12-26 | SunPower | SPR-E20-327-E-AC | Solar Panels |  | 0.327 | 5 | 201 | 15 |  | Fixed | Roof
Solar Registration Program | NJSRRE1543572448 | Linwood | 8221 | 19 | 11.12 | Residential | No | Behind the Meter | Ad Energy | AC Electric | Accepted | 2019-12-19 | 2019-12-26 | 2020-12-26 | SunPower | SPR-E20-327-E-AC | Solar Panels |  | 0.327 | 21 | 111 | 28 |  | Fixed | Roof
Solar Registration Program | NJSRRE1543572448 | Linwood | 8221 | 19 | 11.12 | Residential | No | Behind the Meter | Ad Energy | AC Electric | Accepted | 2019-12-19 | 2019-12-26 | 2020-12-26 | Enphase Energy | IQ7XS-96-ACM-US | Inverters | 315 |  | 34 |  |  | 0.975 |  | Outdoor | At each panel
Solar Registration Program | NJSRRE1540251191 | Carneys Point Township | 8069 | 16 | 11.16 | Residential | Yes | Behind the Meter | Ad Energy | AC Electric | Accepted | 2019-01-16 | 2019-02-01 | 2020-02-01 | SunPower | SPR-X22-360-D-AC | Solar Panels |  | 0.36 | 14 | 229 | 37 |  | Fixed | Roof
Solar Registration Program | NJSRRE1540251191 | Carneys Point Township | 8069 | 16 | 11.16 | Residential | Yes | Behind the Meter | Ad Energy | AC Electric | Accepted | 2019-01-16 | 2019-02-01 | 2020-02-01 | SunPower | SPR-X22-360-D-AC | Solar Panels |  | 0.36 | 5 | 139 | 23 |  | Fixed | Roof
Solar Registration Program | NJSRRE1540251191 | Carneys Point Township | 8069 | 16 | 11.16 | Residential | Yes | Behind the Meter | Ad Energy | AC Electric | Accepted | 2019-01-16 | 2019-02-01 | 2020-02-01 | SunPower | SPR-X22-360-D-AC | Solar Panels |  | 0.36 | 8 | 229 | 37 |  | Fixed | Roof
Solar Registration Program | NJSRRE1540251191 | Carneys Point Township | 8069 | 16 | 11.16 | Residential | Yes | Behind the Meter | Ad Energy | AC Electric | Accepted | 2019-01-16 | 2019-02-01 | 2020-02-01 | SunPower | SPR-X22-360-D-AC | Solar Panels |  | 0.36 | 4 | 229 | 34 |  | Fixed | Roof
Solar Registration Program | NJSRRE1540251191 | Carneys Point Township | 8069 | 16 | 11.16 | Residential | Yes | Behind the Meter | Ad Energy | AC Electric | Accepted | 2019-01-16 | 2019-02-01 | 2020-02-01 | SunPower | SPR-X22-360-D-AC | Inverters | 320 |  | 31 |  |  | 0.97 |  | Outdoor | At each panel
Solar Registration Program | NJSRRE1540496932 | Paterson City | 7522 | 6 | 11.16 | Residential | Yes | Behind the Meter | Sunrun Installation Services, Inc. | PSE&G | Accepted | 2019-03-18 | 2019-03-19 | 2020-03-19 | LG Electronics | LG360Q1C-A5 | Solar Panels |  | 0.36 | 11 | 319 | 34 |  | Fixed | Roof
Solar Registration Program | NJSRRE1540496932 | Paterson City | 7522 | 6 | 11.16 | Residential | Yes | Behind the Meter | Sunrun Installation Services, Inc. | PSE&G | Accepted | 2019-03-18 | 2019-03-19 | 2020-03-19 | LG Electronics | LG360Q1C-A5 | Solar Panels |  | 0.36 | 10 | 139 | 34 |  | Fixed | Roof
Solar Registration Program | NJSRRE1540496932 | Paterson City | 7522 | 6 | 11.16 | Residential | Yes | Behind the Meter | Sunrun Installation Services, Inc. | PSE&G | Accepted | 2019-03-18 | 2019-03-19 | 2020-03-19 | LG Electronics | LG360Q1C-A5 | Solar Panels |  | 0.36 | 5 | 48 | 34 |  | Fixed | Roof
Solar Registration Program | NJSRRE1540496932 | Paterson City | 7522 | 6 | 11.16 | Residential | Yes | Behind the Meter | Sunrun Installation Services, Inc. | PSE&G | Accepted | 2019-03-18 | 2019-03-19 | 2020-03-19 | LG Electronics | LG360Q1C-A5 | Solar Panels |  | 0.36 | 5 | 228 | 34 |  | Fixed | Roof
Solar Registration Program | NJSRRE1540496932 | Paterson City | 7522 | 6 | 11.16 | Residential | Yes | Behind the Meter | Sunrun Installation Services, Inc. | PSE&G | Accepted | 2019-03-18 | 2019-03-19 | 2020-03-19 | SolarEdge Technologies | SE11400H-USRGM | Inverters | 11400 |  | 1 |  |  | 0.96 |  | Outdoor | Next To Meter
Solar Registration Program | NJSRRE1540758949 | BRIDGEWATER | 8807 | 5 | 11.16 | Residential | No | Behind the Meter | SEA BRIGHT SOLAR, LLC | PSE&G | Accepted | 2019-03-30 | 2019-04-02 | 2020-04-02 | SUNPOWER | SPR-X22-360-C-AC | Solar Panels |  | 0.36 | 31 | 244 | 17 |  | Fixed | Roof | WEST
Solar Registration Program | NJSRRE1540758949 | BRIDGEWATER | 8807 | 5 | 11.16 | Residential | No | Behind the Meter | SEA BRIGHT SOLAR, LLC | PSE&G | Accepted | 2019-03-30 | 2019-04-02 | 2020-04-02 | SUNPOWER | SPR-X22-360-C-AC | Inverters | 320 |  | 31 |  |  | 0.96 |  | Outside | BENEATH ARRAY
Solar Registration Program | NJSRRE1540894539 | Longport | 8403 | 19 | 11.16 | Residential | No | Behind the Meter | National Energy Partners | AC Electric | Accepted | 2019-04-25 | 2019-04-26 | 2020-04-26 | Jinko Solar | JKM310M-60 | Solar Panels |  | 0.31 | 36 | 146 | 5 |  | Fixed | Roof
Solar Registration Program | NJSRRE1540894539 | Longport | 8403 | 19 | 11.16 | Residential | No | Behind the Meter | National Energy Partners | AC Electric | Accepted | 2019-04-25 | 2019-04-26 | 2020-04-26 | Solar Edge | SE10000H-US | Inverters | 10000 |  | 1 |  |  | 0.99 |  | Outdoor | Outside
Solar Registration Program | NJSRRE1540919112 | Franklinville | 8322 | 15 | 11.16 | Residential | Yes | Behind the Meter | Sunrun Installation Services, Inc. | AC Electric | Accepted | 2019-05-02 | 2019-05-08 | 2020-05-08 | LG Electronics | LG360Q1C-A5 | Solar Panels |  | 0.36 | 6 | 74 | 18 |  | Fixed | Roof
Solar Registration Program | NJSRRE1540919112 | Franklinville | 8322 | 15 | 11.16 | Residential | Yes | Behind the Meter | Sunrun Installation Services, Inc. | AC Electric | Accepted | 2019-05-02 | 2019-05-08 | 2020-05-08 | LG Electronics | LG360Q1C-A5 | Solar Panels |  | 0.36 | 25 | 254 | 18 |  | Fixed | Roof
Solar Registration Program | NJSRRE1540919112 | Franklinville | 8322 | 15 | 11.16 | Residential | Yes | Behind the Meter | Sunrun Installation Services, Inc. | AC Electric | Accepted | 2019-05-02 | 2019-05-08 | 2020-05-08 | SMA America | SB5.0-1SP-US-40 | Inverters | 5000 |  | 2 |  |  | 0.96 |  | Outdoor | Next To Meter
Solar Registration Program | NJSRRE1541431066 | Little Egg Harbor Township | 8087 | 18 | 11.16 | Residential | Yes | Behind the Meter | Suntuity Solar LLC | AC Electric | Accepted | 2019-06-19 | 2019-06-24 | 2020-06-24 | Yingli Green Energy | YL310D-30b | Solar Panels |  | 0.31 | 20 | 149 | 21 |  | Fixed | Roof
Solar Registration Program | NJSRRE1541431066 | Little Egg Harbor Township | 8087 | 18 | 11.16 | Residential | Yes | Behind the Meter | Suntuity Solar LLC | AC Electric | Accepted | 2019-06-19 | 2019-06-24 | 2020-06-24 | Yingli Green Energy | YL310D-30b | Solar Panels |  | 0.31 | 9 | 149 | 13 |  | Fixed | Roof
Solar Registration Program | NJSRRE1541431066 | Little Egg Harbor Township | 8087 | 18 | 11.16 | Residential | Yes | Behind the Meter | Suntuity Solar LLC | AC Electric | Accepted | 2019-06-19 | 2019-06-24 | 2020-06-24 | Yingli Green Energy | YL310D-30b | Solar Panels |  | 0.31 | 7 | 239 | 32 |  | Fixed | Roof
Solar Registration Program | NJSRRE1541431066 | Little Egg Harbor Township | 8087 | 18 | 11.16 | Residential | Yes | Behind the Meter | Suntuity Solar LLC | AC Electric | Accepted | 2019-06-19 | 2019-06-24 | 2020-06-24 | Enphase Energy | IQ7-60-2-US | Inverters | 240 |  | 36 |  |  | 0.97 |  | Outdoor | Behind the PV Modules
Solar Registration Program | NJSRRE1541480139 | Elmer | 8318 | 16 | 11.16 | Residential | Yes | Behind the Meter | Suntuity Solar LLC | AC Electric | Accepted | 2019-06-25 | 2019-06-28 | 2020-06-28 | Yingli Green Energy | YL310D-30b | Solar Panels |  | 0.31 | 29 | 102 | 23 |  | Fixed | Roof
Solar Registration Program | NJSRRE1541480139 | Elmer | 8318 | 16 | 11.16 | Residential | Yes | Behind the Meter | Suntuity Solar LLC | AC Electric | Accepted | 2019-06-25 | 2019-06-28 | 2020-06-28 | Yingli Green Energy | YL310D-30b | Solar Panels |  | 0.31 | 7 | 283 | 23 |  | Fixed | Roof
Solar Registration Program | NJSRRE1541480139 | Elmer | 8318 | 16 | 11.16 | Residential | Yes | Behind the Meter | Suntuity Solar LLC | AC Electric | Accepted | 2019-06-25 | 2019-06-28 | 2020-06-28 | Enphase Energy | IQ7-60-2-US | Inverters | 240 |  | 36 |  |  | 0.97 |  | Outdoor | Behind the PV Modules
Solar Registration Program | NJSRRE1541580350 | LINWOOD | 8221 | 19 | 11.16 | Residential | No | Behind the Meter | SEA BRIGHT SOLAR, LLC | AC Electric | Final As-Built Received | 2019-07-03 | 2019-07-08 | 2020-07-08 | SUNPOWER | SPR-X22-360-C-AC | Solar Panels |  | 0.36 | 4 | 113 | 22 |  | Fixed | Roof | EAST
Solar Registration Program | NJSRRE1541580350 | LINWOOD | 8221 | 19 | 11.16 | Residential | No | Behind the Meter | SEA BRIGHT SOLAR, LLC | AC Electric | Final As-Built Received | 2019-07-03 | 2019-07-08 | 2020-07-08 | SUNPOWER | SPR-X22-360-C-AC | Solar Panels |  | 0.36 | 6 | 293 | 22 |  | Fixed | Roof | NW
Solar Registration Program | NJSRRE1541580350 | LINWOOD | 8221 | 19 | 11.16 | Residential | No | Behind the Meter | SEA BRIGHT SOLAR, LLC | AC Electric | Final As-Built Received | 2019-07-03 | 2019-07-08 | 2020-07-08 | SUNPOWER | SPR-X22-360-C-AC | Solar Panels |  | 0.36 | 21 | 203 | 22 |  | Fixed | Roof | SW
Solar Registration Program | NJSRRE1541580350 | LINWOOD | 8221 | 19 | 11.16 | Residential | No | Behind the Meter | SEA BRIGHT SOLAR, LLC | AC Electric | Final As-Built Received | 2019-07-03 | 2019-07-08 | 2020-07-08 | SUNPOWER | PVS6 | Meters |  |  | 1 |  |  |  | Yes | Outdoor
Solar Registration Program | NJSRRE1541580350 | LINWOOD | 8221 | 19 | 11.16 | Residential | No | Behind the Meter | SEA BRIGHT SOLAR, LLC | AC Electric | Final As-Built Received | 2019-07-03 | 2019-07-08 | 2020-07-08 | SUNPOWER | SPR-X22-360-C-AC | Inverters | 320 |  | 31 |  |  | 0.96 |  | Outside | BENEATH ARRAY
Solar Registration Program | NJSRRE1541627401 | Waterford Works | 8089 | 14 | 11.16 | Residential | No | Behind the Meter | Suntuity Solar LLC | AC Electric | Accepted | 2019-07-10 | 2019-07-12 | 2020-07-12 | Yingli Green Energy | YL310D-30b | Solar Panels |  | 0.31 | 36 | 242 | 19 |  | Fixed | Roof
Solar Registration Program | NJSRRE1541627401 | Waterford Works | 8089 | 14 | 11.16 | Residential | No | Behind the Meter | Suntuity Solar LLC | AC Electric | Accepted | 2019-07-10 | 2019-07-12 | 2020-07-12 | Enphase Energy | IQ7-60-2-US | Inverters | 240 |  | 36 |  |  | 0.97 |  | Outdoor | Behind the PV Modules
Solar Registration Program | NJSRRE1541672627 | Sewell | 8080 | 15 | 11.16 | Residential | No | Behind the Meter | Solar Energy World | AC Electric | Accepted | 2019-07-16 | 2019-07-18 | 2020-07-18 | LONGi Green Energy Technology | LR6-60PE-310M | Solar Panels |  | 0.31 | 36 | 118 | 32 |  | Fixed | Roof
Solar Registration Program | NJSRRE1541672627 | Sewell | 8080 | 15 | 11.16 | Residential | No | Behind the Meter | Solar Energy World | AC Electric | Accepted | 2019-07-16 | 2019-07-18 | 2020-07-18 | Solar Edge | SE5000H-USRGM | Inverters | 5000 |  | 1 |  |  | 0.983 |  | Outside | near meter
Solar Registration Program | NJSRRE1541672627 | Sewell | 8080 | 15 | 11.16 | Residential | No | Behind the Meter | Solar Energy World | AC Electric | Accepted | 2019-07-16 | 2019-07-18 | 2020-07-18 | Solar Edge | SE3800H-USRGM | Inverters | 3800 |  | 1 |  |  | 0.982 |  | Outside | near meter
Solar Registration Program | NJSRRE1541787786 | Monroeville | 8343 | 16 | 11.16 | Residential | Yes | Behind the Meter | Suntuity Solar LLC | AC Electric | Accepted | 2019-08-05 | 2019-08-07 | 2020-08-07 | Yingli Green Energy | YL310D-30b | Solar Panels |  | 0.31 | 36 | 204 | 20 |  | Fixed | Ground
Solar Registration Program | NJSRRE1541787786 | Monroeville | 8343 | 16 | 11.16 | Residential | Yes | Behind the Meter | Suntuity Solar LLC | AC Electric | Accepted | 2019-08-05 | 2019-08-07 | 2020-08-07 | Enphase Energy | IQ7-60-2-US | Inverters | 240 |  | 36 |  |  | 0.97 |  | Outdoor | Behind the PV Modules
Solar Registration Program | NJSRRE1541804131 | Vineland | 8360 | 20 | 11.16 | Residential | Yes | Behind the Meter | Suntuity Solar LLC | Vineland Muni Electric | Accepted | 2019-08-08 | 2019-08-23 | 2020-08-23 | Yingli Solar | YL310D-30b | Solar Panels |  | 0.31 | 11 | 183 | 15 |  | Fixed | Roof
Solar Registration Program | NJSRRE1541804131 | Vineland | 8360 | 20 | 11.16 | Residential | Yes | Behind the Meter | Suntuity Solar LLC | Vineland Muni Electric | Accepted | 2019-08-08 | 2019-08-23 | 2020-08-23 | Yingli Solar | YL310D-30b | Solar Panels |  | 0.31 | 25 | 93 | 14 |  | Fixed | Roof
Solar Registration Program | NJSRRE1541804131 | Vineland | 8360 | 20 | 11.16 | Residential | Yes | Behind the Meter | Suntuity Solar LLC | Vineland Muni Electric | Accepted | 2019-08-08 | 2019-08-23 | 2020-08-23 | Enphase Energy | IQ7-60-2-US | Inverters | 240 |  | 36 |  |  | 0.97 |  | Outdoor | Behind the PV modules
Solar Registration Program | NJSRRE1541832861 | Keansburg | 7734 | 17 | 11.16 | Residential | Yes | Behind the Meter | Suntuity Solar LLC | JCP&L | Accepted | 2019-08-14 | 2019-08-23 | 2020-08-23 | Yingli Green Energy | YL310D-30b | Solar Panels |  | 0.31 | 19 | 247 | 27 |  | Fixed | Roof
Solar Registration Program | NJSRRE1541832861 | Keansburg | 7734 | 17 | 11.16 | Residential | Yes | Behind the Meter | Suntuity Solar LLC | JCP&L | Accepted | 2019-08-14 | 2019-08-23 | 2020-08-23 | Yingli Green Energy | YL310D-30b | Solar Panels |  | 0.31 | 17 | 67 | 27 |  | Fixed | Roof
Solar Registration Program | NJSRRE1541832861 | Keansburg | 7734 | 17 | 11.16 | Residential | Yes | Behind the Meter | Suntuity Solar LLC | JCP&L | Accepted | 2019-08-14 | 2019-08-23 | 2020-08-23 | Enphase Energy | IQ7-60-2-US | Inverters | 240 |  | 36 |  |  | 0.97 |  | Outdoor | Behind the PV Modules
Solar Registration Program | NJSRRE1541850866 | West Creek | 8092 | 18 | 11.16 | Residential | Yes | Behind the Meter | Suntuity Solar LLC | AC Electric | Accepted | 2019-08-16 | 2019-08-23 | 2020-08-23 | Yingli Green Energy | YL310D-30b | Solar Panels |  | 0.31 | 31 | 222 | 37 |  | Fixed | Roof
Solar Registration Program | NJSRRE1541850866 | West Creek | 8092 | 18 | 11.16 | Residential | Yes | Behind the Meter | Suntuity Solar LLC | AC Electric | Accepted | 2019-08-16 | 2019-08-23 | 2020-08-23 | Yingli Green Energy | YL310D-30b | Solar Panels |  | 0.31 | 5 | 222 | 37 |  | Fixed | Roof
Solar Registration Program | NJSRRE1541850866 | West Creek | 8092 | 18 | 11.16 | Residential | Yes | Behind the Meter | Suntuity Solar LLC | AC Electric | Accepted | 2019-08-16 | 2019-08-23 | 2020-08-23 | Enphase Energy | IQ7-60-2-US | Inverters | 240 |  | 36 |  |  | 0.97 |  | Outdoor | Behind the PV Modules
Solar Registration Program | NJSRRE1541850872 | Point Pleasant Beach | 8742 | 18 | 11.16 | Residential | Yes | Behind the Meter | Suntuity Solar LLC | JCP&L | Accepted | 2019-08-16 | 2019-08-23 | 2020-08-23 | Yingli Green Energy | YL310D-30b | Solar Panels |  | 0.31 | 20 | 173 | 18 |  | Fixed | Roof
Solar Registration Program | NJSRRE1541850872 | Point Pleasant Beach | 8742 | 18 | 11.16 | Residential | Yes | Behind the Meter | Suntuity Solar LLC | JCP&L | Accepted | 2019-08-16 | 2019-08-23 | 2020-08-23 | Yingli Green Energy | YL310D-30b | Solar Panels |  | 0.31 | 16 | 173 | 18 |  | Fixed | Roof
Solar Registration Program | NJSRRE1541850872 | Point Pleasant Beach | 8742 | 18 | 11.16 | Residential | Yes | Behind the Meter | Suntuity Solar LLC | JCP&L | Accepted | 2019-08-16 | 2019-08-23 | 2020-08-23 | Enphase Energy | IQ7-60-2-US | Inverters | 240 |  | 36 |  |  | 0.97 |  | Outdoor | Behind the PV Modules
Solar Registration Program | NJSRRE1541988870 | South Plainfield | 7080 | 11 | 11.16 | Residential | Yes | Behind the Meter | Suntuity Solar LLC | PSE&G | Accepted | 2019-08-31 | 2019-09-05 | 2020-09-05 | Yingli Green Energy | YL310D-30b | Solar Panels |  | 0.31 | 8 | 156 | 43 |  | Fixed | Roof
Solar Registration Program | NJSRRE1541988870 | South Plainfield | 7080 | 11 | 11.16 | Residential | Yes | Behind the Meter | Suntuity Solar LLC | PSE&G | Accepted | 2019-08-31 | 2019-09-05 | 2020-09-05 | Yingli Green Energy | YL310D-30b | Solar Panels |  | 0.31 | 2 | 66 | 35 |  | Fixed | Roof
Solar Registration Program | NJSRRE1541988870 | South Plainfield | 7080 | 11 | 11.16 | Residential | Yes | Behind the Meter | Suntuity Solar LLC | PSE&G | Accepted | 2019-08-31 | 2019-09-05 | 2020-09-05 | Yingli Green Energy | YL310D-30b | Solar Panels |  | 0.31 | 3 | 156 | 43 |  | Fixed | Roof
Solar Registration Program | NJSRRE1541988870 | South Plainfield | 7080 | 11 | 11.16 | Residential | Yes | Behind the Meter | Suntuity Solar LLC | PSE&G | Accepted | 2019-08-31 | 2019-09-05 | 2020-09-05 | Yingli Green Energy | YL310D-30b | Solar Panels |  | 0.31 | 2 | 156 | 43 |  | Fixed | Roof
Solar Registration Program | NJSRRE1541988870 | South Plainfield | 7080 | 11 | 11.16 | Residential | Yes | Behind the Meter | Suntuity Solar LLC | PSE&G | Accepted | 2019-08-31 | 2019-09-05 | 2020-09-05 | Yingli Green Energy | YL310D-30b | Solar Panels |  | 0.31 | 16 | 246 | 35 |  | Fixed | Roof
Solar Registration Program | NJSRRE1541988870 | South Plainfield | 7080 | 11 | 11.16 | Residential | Yes | Behind the Meter | Suntuity Solar LLC | PSE&G | Accepted | 2019-08-31 | 2019-09-05 | 2020-09-05 | Yingli Green Energy | YL310D-30b | Solar Panels |  | 0.31 | 5 | 66 | 35 |  | Fixed | Roof
Solar Registration Program | NJSRRE1541988870 | South Plainfield | 7080 | 11 | 11.16 | Residential | Yes | Behind the Meter | Suntuity Solar LLC | PSE&G | Accepted | 2019-08-31 | 2019-09-05 | 2020-09-05 | Enphase Energy | IQ7-60-2-US | Inverters | 240 |  | 36 |  |  | 0.97 |  | Outdoor | Behind the PV Modules
Solar Registration Program | NJSRRE1541989928 | Lakewood | 8701 | 18 | 11.16 | Residential | No | Behind the Meter | Powerlutions | JCP&L | Accepted | 2019-09-02 | 2019-09-05 | 2020-09-05 | Trina | TSM-310 DD05A | Solar Panels |  | 0.31 | 14 | 117 | 23 |  | Fixed | Roof
Solar Registration Program | NJSRRE1541989928 | Lakewood | 8701 | 18 | 11.16 | Residential | No | Behind the Meter | Powerlutions | JCP&L | Accepted | 2019-09-02 | 2019-09-05 | 2020-09-05 | Trina | TSM-310 DD05A | Solar Panels |  | 0.31 | 22 | 87 | 23 |  | Fixed | Roof
Solar Registration Program | NJSRRE1541989928 | Lakewood | 8701 | 18 | 11.16 | Residential | No | Behind the Meter | Powerlutions | JCP&L | Accepted | 2019-09-02 | 2019-09-05 | 2020-09-05 | SolarEdge | SE10000H-US | Inverters | 10 |  | 1 |  |  | 0.99 |  | Outdoor | Near Meter
Solar Registration Program | NJSRRE1542376865 | West Creek | 8050 | 18 | 11.16 | Residential | No | Behind the Meter | All Season Solar | AC Electric | Final As-Built Received | 2019-09-10 | 2019-09-12 | 2020-09-12 | Certainteed | CT310HC-11-04 310w | Solar Panels |  | 0.31 | 18 | 233 | 30 |  | Fixed | Roof
Solar Registration Program | NJSRRE1542376865 | West Creek | 8050 | 18 | 11.16 | Residential | No | Behind the Meter | All Season Solar | AC Electric | Final As-Built Received | 2019-09-10 | 2019-09-12 | 2020-09-12 | Certainteed | CT310HC-11-04 310w | Solar Panels |  | 0.31 | 2 | 53 | 30 |  | Fixed | Roof
Solar Registration Program | NJSRRE1542376865 | West Creek | 8050 | 18 | 11.16 | Residential | No | Behind the Meter | All Season Solar | AC Electric | Final As-Built Received | 2019-09-10 | 2019-09-12 | 2020-09-12 | Certainteed | CT310HC-11-04 310w | Solar Panels |  | 0.31 | 2 | 53 | 30 |  | Fixed | Roof
Solar Registration Program | NJSRRE1542376865 | West Creek | 8050 | 18 | 11.16 | Residential | No | Behind the Meter | All Season Solar | AC Electric | Final As-Built Received | 2019-09-10 | 2019-09-12 | 2020-09-12 | Certainteed | CT310HC-11-04 310w | Solar Panels |  | 0.31 | 14 | 143 | 20 |  | Fixed | Roof
Solar Registration Program | NJSRRE1542376865 | West Creek | 8050 | 18 | 11.16 | Residential | No | Behind the Meter | All Season Solar | AC Electric | Final As-Built Received | 2019-09-10 | 2019-09-12 | 2020-09-12 | Enphase | IQ7 | Inverters | 240 |  | 36 |  |  | 0.97 |  | Outside | under module
Solar Registration Program | NJSRRE1542376865 | West Creek | 8050 | 18 | 11.16 | Residential | No | Behind the Meter | All Season Solar | AC Electric | Final As-Built Received | 2019-09-10 | 2019-09-12 | 2020-09-12 | Hialeah | CL200 | Meters |  |  | 1 |  |  |  | Yes | Outdoor
Solar Registration Program | NJSRRE1542389921 | Lakewood | 8701 | 18 | 11.16 | Residential | No | Behind the Meter | Powerlutions | JCP&L | Accepted | 2019-09-11 | 2019-09-13 | 2020-09-13 | Axitec | AC-310P/156-72S | Solar Panels |  | 0.31 | 36 | 208 | 37 |  | Fixed | Roof
Solar Registration Program | NJSRRE1542389921 | Lakewood | 8701 | 18 | 11.16 | Residential | No | Behind the Meter | Powerlutions | JCP&L | Accepted | 2019-09-11 | 2019-09-13 | 2020-09-13 | SolarEdge | SE10000H-US | Inverters | 10 |  | 1 |  |  | 0.99 |  | Outdoor | Near Meter
Solar Registration Program | NJSRRE1542390490 | Lakewood | 8701 | 18 | 11.16 | Residential | No | Behind the Meter | Powerlutions | JCP&L | Accepted | 2019-09-11 | 2019-09-13 | 2020-09-13 | Axitec | AC-310P/156-72S | Solar Panels |  | 0.31 | 8 | 265 | 38 |  | Fixed | Roof
Solar Registration Program | NJSRRE1542390490 | Lakewood | 8701 | 18 | 11.16 | Residential | No | Behind the Meter | Powerlutions | JCP&L | Accepted | 2019-09-11 | 2019-09-13 | 2020-09-13 | Axitec | AC-310P/156-72S | Solar Panels |  | 0.31 | 4 | 175 | 40 |  | Fixed | Roof
Solar Registration Program | NJSRRE1542390490 | Lakewood | 8701 | 18 | 11.16 | Residential | No | Behind the Meter | Powerlutions | JCP&L | Accepted | 2019-09-11 | 2019-09-13 | 2020-09-13 | Axitec | AC-310P/156-72S | Solar Panels |  | 0.31 | 24 | 85 | 38 |  | Fixed | Roof
Solar Registration Program | NJSRRE1542390490 | Lakewood | 8701 | 18 | 11.16 | Residential | No | Behind the Meter | Powerlutions | JCP&L | Accepted | 2019-09-11 | 2019-09-13 | 2020-09-13 | SolarEdge | SE10000H-US | Inverters | 10 |  | 1 |  |  | 0.99 |  | Outdoor | Near Meter
Solar Registration Program | NJSRRE1542412730 | Jackson | 8527 | 18 | 11.16 | Residential | Yes | Behind the Meter | All Season Solar | JCP&L | Accepted | 2019-09-17 | 2019-09-19 | 2020-09-19 | Trina | TSM DD05H.05II 310W AUG 2019 | Solar Panels |  | 0.31 | 26 | 246 | 18 |  | Fixed | Roof
Solar Registration Program | NJSRRE1542412730 | Jackson | 8527 | 18 | 11.16 | Residential | Yes | Behind the Meter | All Season Solar | JCP&L | Accepted | 2019-09-17 | 2019-09-19 | 2020-09-19 | Trina | TSM DD05H.05II 310W AUG 2019 | Solar Panels |  | 0.31 | 10 | 246 | 18 |  | Fixed | Roof
Solar Registration Program | NJSRRE1542412730 | Jackson | 8527 | 18 | 11.16 | Residential | Yes | Behind the Meter | All Season Solar | JCP&L | Accepted | 2019-09-17 | 2019-09-19 | 2020-09-19 | Enphase | IQ7 | Inverters | 240 |  | 36 |  |  | 0.97 |  | Outdoor | Under Module
Solar Registration Program | NJSRRE1542497318 | BAYONNE | 7002 | 8 | 11.16 | Residential | Yes | Behind the Meter | Sea Bright Solar, LLC | PSE&G | Accepted | 2019-10-02 | 2019-10-04 | 2020-10-04 | SUNPOWER | SPR-X22-360-C-AC | Solar Panels |  | 0.36 | 8 | 303 | 34 |  | Fixed | Roof | NW
Solar Registration Program | NJSRRE1542497318 | BAYONNE | 7002 | 8 | 11.16 | Residential | Yes | Behind the Meter | Sea Bright Solar, LLC | PSE&G | Accepted | 2019-10-02 | 2019-10-04 | 2020-10-04 | SUNPOWER | SPR-X22-360-C-AC | Solar Panels |  | 0.36 | 6 | 303 | 34 |  | Fixed | Roof | NW
Solar Registration Program | NJSRRE1542497318 | BAYONNE | 7002 | 8 | 11.16 | Residential | Yes | Behind the Meter | Sea Bright Solar, LLC | PSE&G | Accepted | 2019-10-02 | 2019-10-04 | 2020-10-04 | SUNPOWER | SPR-X22-360-C-AC | Solar Panels |  | 0.36 | 5 | 123 | 34 |  | Fixed | Roof | SE
Solar Registration Program | NJSRRE1542497318 | BAYONNE | 7002 | 8 | 11.16 | Residential | Yes | Behind the Meter | Sea Bright Solar, LLC | PSE&G | Accepted | 2019-10-02 | 2019-10-04 | 2020-10-04 | SUNPOWER | SPR-X22-360-C-AC | Solar Panels |  | 0.36 | 12 | 123 | 34 |  | Fixed | Roof | SE
Solar Registration Program | NJSRRE1542497318 | BAYONNE | 7002 | 8 | 11.16 | Residential | Yes | Behind the Meter | Sea Bright Solar, LLC | PSE&G | Accepted | 2019-10-02 | 2019-10-04 | 2020-10-04 | SUNPOWER | SPR-X22-360-C-AC | Inverters | 320 |  | 31 |  |  | 0.96 |  | Outdoor | BENEATH ARRAY
Solar Registration Program | NJSRRE1542500927 | Eastampton | 8060 | 13 | 11.16 | Residential | Yes | Behind the Meter | All Season Solar | PSE&G | Accepted | 2019-10-03 | 2019-10-08 | 2020-10-08 | Trina | TSM DD05A.05II 310W AUG 2019 | Solar Panels |  | 0.31 | 24 | 225 | 19 |  | Fixed | Roof
Solar Registration Program | NJSRRE1542500927 | Eastampton | 8060 | 13 | 11.16 | Residential | Yes | Behind the Meter | All Season Solar | PSE&G | Accepted | 2019-10-03 | 2019-10-08 | 2020-10-08 | Trina | TSM DD05A.05II 310W AUG 2019 | Solar Panels |  | 0.31 | 12 | 225 | 11 |  | Fixed | Roof
Solar Registration Program | NJSRRE1542500927 | Eastampton | 8060 | 13 | 11.16 | Residential | Yes | Behind the Meter | All Season Solar | PSE&G | Accepted | 2019-10-03 | 2019-10-08 | 2020-10-08 | Enphase | IQ7 | Inverters | 240 |  | 36 |  |  | 0.97 |  | Outdoor | Under Module
Solar Registration Program | NJSRRE1542501620 | Lakewood | 8701 | 18 | 11.16 | Residential | No | Behind the Meter | Powerlutions | JCP&L | Accepted | 2019-10-03 | 2019-10-08 | 2020-10-08 | Axitec | AC-310P/156-72S | Solar Panels |  | 0.31 | 16 | 188 | 18 |  | Fixed | Roof
Solar Registration Program | NJSRRE1542501620 | Lakewood | 8701 | 18 | 11.16 | Residential | No | Behind the Meter | Powerlutions | JCP&L | Accepted | 2019-10-03 | 2019-10-08 | 2020-10-08 | Axitec | AC-310P/156-72S | Solar Panels |  | 0.31 | 20 | 188 | 38 |  | Fixed | Roof
Solar Registration Program | NJSRRE1542501620 | Lakewood | 8701 | 18 | 11.16 | Residential | No | Behind the Meter | Powerlutions | JCP&L | Accepted | 2019-10-03 | 2019-10-08 | 2020-10-08 | Solar Edge | SE10000H-US | Inverters | 10 |  | 1 |  |  | 0.99 |  | Outdoor | Near Meter
Solar Registration Program | NJSRRE1542523750 | Marlboro | 7746 | 17 | 11.16 | Residential | No | Behind the Meter | Ampericon | JCP&L | Accepted | 2019-10-10 | 2019-10-14 | 2020-10-14 | Silfab | SLA-M-310 | Solar Panels |  | 0.31 | 12 | 250 | 25 |  | Fixed | Roof
Solar Registration Program | NJSRRE1542523750 | Marlboro | 7746 | 17 | 11.16 | Residential | No | Behind the Meter | Ampericon | JCP&L | Accepted | 2019-10-10 | 2019-10-14 | 2020-10-14 | Silfab | SLA-M-310 | Solar Panels |  | 0.31 | 16 | 160 | 25 |  | Fixed | Roof
Solar Registration Program | NJSRRE1542523750 | Marlboro | 7746 | 17 | 11.16 | Residential | No | Behind the Meter | Ampericon | JCP&L | Accepted | 2019-10-10 | 2019-10-14 | 2020-10-14 | Silfab | SLA-M-310 | Solar Panels |  | 0.31 | 8 | 160 | 25 |  | Fixed | Roof
Solar Registration Program | NJSRRE1542523750 | Marlboro | 7746 | 17 | 11.16 | Residential | No | Behind the Meter | Ampericon | JCP&L | Accepted | 2019-10-10 | 2019-10-14 | 2020-10-14 | EnPhase | IQ7 | Inverters | 240 |  | 36 |  |  | 0.965 |  | Outside | Roof
Solar Registration Program | NJSRRE1542540173 | South Brunswick | 8810 | 11 | 11.16 | Residential | No | Behind the Meter | US Clean Energy Construction Inc. | PSE&G | Accepted | 2019-10-14 | 2019-10-16 | 2020-10-16 | Trina | Trina 310 | Solar Panels |  | 0.31 | 18 | 118 | 20 |  | Fixed | Roof
Solar Registration Program | NJSRRE1542540173 | South Brunswick | 8810 | 11 | 11.16 | Residential | No | Behind the Meter | US Clean Energy Construction Inc. | PSE&G | Accepted | 2019-10-14 | 2019-10-16 | 2020-10-16 | Trina | Trina 310 | Solar Panels |  | 0.31 | 9 | 208 | 20 |  | Fixed | Roof
Solar Registration Program | NJSRRE1542540173 | South Brunswick | 8810 | 11 | 11.16 | Residential | No | Behind the Meter | US Clean Energy Construction Inc. | PSE&G | Accepted | 2019-10-14 | 2019-10-16 | 2020-10-16 | Trina | Trina310 | Solar Panels |  | 0.31 | 9 | 298 | 30 |  | Fixed | Roof
Solar Registration Program | NJSRRE1542540173 | South Brunswick | 8810 | 11 | 11.16 | Residential | No | Behind the Meter | US Clean Energy Construction Inc. | PSE&G | Accepted | 2019-10-14 | 2019-10-16 | 2020-10-16 | Fronius | Fronius Primo 10KW-US | Inverters | 10000 |  | 1 |  |  | 0.97 |  | Outside | near utility meter
Solar Registration Program | NJSRRE1542540173 | South Brunswick | 8810 | 11 | 11.16 | Residential | No | Behind the Meter | US Clean Energy Construction Inc. | PSE&G | Accepted | 2019-10-14 | 2019-10-16 | 2020-10-16 | Vision Meter | 2E2A1P | Meters |  |  | 1 |  |  |  | Yes | Outdoor
Solar Registration Program | NJSRRE1542553395 | Cherry Hill | 8034 | 14 | 11.16 | Residential | No | Behind the Meter | Orbit Energy & Power, LLC | PSE&G | Accepted | 2019-10-17 | 2019-10-21 | 2020-10-21 | axitec | axitec 310 | Solar Panels |  | 0.31 | 16 | 204 | 26 |  | Fixed | Roof
Solar Registration Program | NJSRRE1542553395 | Cherry Hill | 8034 | 14 | 11.16 | Residential | No | Behind the Meter | Orbit Energy & Power, LLC | PSE&G | Accepted | 2019-10-17 | 2019-10-21 | 2020-10-21 | axitec | axitec 310 | Solar Panels |  | 0.31 | 12 | 294 | 18 |  | Fixed | Roof
Solar Registration Program | NJSRRE1542553395 | Cherry Hill | 8034 | 14 | 11.16 | Residential | No | Behind the Meter | Orbit Energy & Power, LLC | PSE&G | Accepted | 2019-10-17 | 2019-10-21 | 2020-10-21 | axitec | axitec 310 | Solar Panels |  | 0.31 | 8 | 114 | 18 |  | Fixed | Roof
Solar Registration Program | NJSRRE1542553395 | Cherry Hill | 8034 | 14 | 11.16 | Residential | No | Behind the Meter | Orbit Energy & Power, LLC | PSE&G | Accepted | 2019-10-17 | 2019-10-21 | 2020-10-21 | enphase | iq7 | Inverters | 240 |  | 36 |  |  | 0.986 |  | Outside | panel
Solar Registration Program | NJSRRE1542559419 | Moorestown | 8057 | 13 | 11.16 | Residential | Yes | Behind the Meter | Solar Energy World | PSE&G | Accepted | 2019-10-18 | 2019-10-22 | 2020-10-22 | Solar Edge | LR6-60PE-310M | Solar Panels |  | 0.31 | 36 | 157 | 18 |  | Fixed | Roof
Solar Registration Program | NJSRRE1542559419 | Moorestown | 8057 | 13 | 11.16 | Residential | Yes | Behind the Meter | Solar Energy World | PSE&G | Accepted | 2019-10-18 | 2019-10-22 | 2020-10-22 | Enphase Energy | IQ7-60-x-US | Inverters | 310 |  | 36 |  |  | 0.975 |  | Outside | on roof
Solar Registration Program | NJSRRE1542562147 | Bridgeton | 8302 | 20 | 11.16 | Residential | Yes | Behind the Meter | Skyline Solar, LLC | AC Electric | Accepted | 2019-10-21 | 2019-10-23 | 2020-10-23 | Silfab | SLA310M | Solar Panels |  | 0.31 | 36 | 173 | 44 |  | Fixed | Roof
Solar Registration Program | NJSRRE1542562147 | Bridgeton | 8302 | 20 | 11.16 | Residential | Yes | Behind the Meter | Skyline Solar, LLC | AC Electric | Accepted | 2019-10-21 | 2019-10-23 | 2020-10-23 | SolarEdge | SE10000H-US | Inverters | 10000 |  | 1 |  |  | 0.99 |  | Outside | within ten feet of meter
Solar Registration Program | NJSRRE1542573013 | Clifton | 7012 | 6 | 11.16 | Commercial | No | Behind the Meter | RGS Energy | PSE&G | Accepted | 2019-10-21 | 2019-10-23 | 2020-10-23 | Silfab | SLA-M 310 | Solar Panels |  | 0.31 | 36 | 132 | 10 |  | Fixed | Roof | Roof
Solar Registration Program | NJSRRE1542573013 | Clifton | 7012 | 6 | 11.16 | Commercial | No | Behind the Meter | RGS Energy | PSE&G | Accepted | 2019-10-21 | 2019-10-23 | 2020-10-23 | Fronius | SYMO 10.0-3-M-OS | Inverters | 10000 |  | 1 |  |  | 0.98 |  | Outside | outside the building near the utility meter
Solar Registration Program | NJSRRE1542909592 | Freehold | 7728 | 17 | 11.16 | Residential | No | Behind the Meter | All Season Solar | JCP&L | Accepted | 2019-11-04 | 2019-11-06 | 2020-11-06 | Certain Teed | CT310CH11-04 | Solar Panels |  | 0.31 | 36 | 257 | 23 |  | Fixed | Roof
Solar Registration Program | NJSRRE1542909592 | Freehold | 7728 | 17 | 11.16 | Residential | No | Behind the Meter | All Season Solar | JCP&L | Accepted | 2019-11-04 | 2019-11-06 | 2020-11-06 | Enphase | IQ7 | Inverters | 240 |  | 36 |  |  | 0.97 |  | Outdoor | Under Module
Solar Registration Program | NJSRRE1542967148 | Colts Neck | 7722 | 17 | 11.16 | Residential | No | Behind the Meter | New Jersey Clean Energy Solutions | JCP&L | Accepted | 2019-11-05 | 2019-11-07 | 2020-11-07 | Sunpower | X22-360-BLK | Solar Panels |  | 0.36 | 31 | 220 | 32 |  | Fixed | Roof | House
Solar Registration Program | NJSRRE1542967148 | Colts Neck | 7722 | 17 | 11.16 | Residential | No | Behind the Meter | New Jersey Clean Energy Solutions | JCP&L | Accepted | 2019-11-05 | 2019-11-07 | 2020-11-07 | Enphase | IQ7 | Inverters | 240 |  | 31 |  |  | 0.97 |  | Outside | under panel
Solar Registration Program | NJSRRE1543067583 | Pennsville | 8070 | 16 | 11.16 | Residential | Yes | Behind the Meter | RCL Enterprises Inc. | AC Electric | Accepted | 2019-11-12 | 2019-11-14 | 2020-11-14 | Trina | TSM310DD05H | Solar Panels |  | 0.31 | 36 | 212 | 22 |  | Fixed | Roof
Solar Registration Program | NJSRRE1543067583 | Pennsville | 8070 | 16 | 11.16 | Residential | Yes | Behind the Meter | RCL Enterprises Inc. | AC Electric | Accepted | 2019-11-12 | 2019-11-14 | 2020-11-14 | Enphase | IQ7 | Inverters | 240 |  | 36 |  |  | 0.96 |  | Outside | under the solar panel
Solar Registration Program | NJSRRE1543177057 | Lawrence | 8648 | 12 | 11.16 | Residential | No | Behind the Meter | Reliable Power and Solar | PSE&G | Accepted | 2019-11-13 | 2019-11-15 | 2020-11-15 | trina | tsmdd05 | Solar Panels |  | 0.31 | 36 | 140 | 25 |  | Fixed | Roof | roof
Solar Registration Program | NJSRRE1543177057 | Lawrence | 8648 | 12 | 11.16 | Residential | No | Behind the Meter | Reliable Power and Solar | PSE&G | Accepted | 2019-11-13 | 2019-11-15 | 2020-11-15 | enphase | IQ7 | Inverters | 240 |  | 36 |  |  | 0.97 |  | Outside | roof
Solar Registration Program | NJSRRE1543417643 | Maplewood Twp | 7040 | 9 | 11.16 | Residential | No | Behind the Meter | Eznergy | PSE&G | Accepted | 2019-11-18 | 2019-11-20 | 2020-11-20 | Trina | TSM310 | Solar Panels |  | 0.31 | 18 | 24 | 36 |  | Fixed | Roof
Solar Registration Program | NJSRRE1543417643 | Maplewood Twp | 7040 | 9 | 11.16 | Residential | No | Behind the Meter | Eznergy | PSE&G | Accepted | 2019-11-18 | 2019-11-20 | 2020-11-20 | Trina | TSM310 | Solar Panels |  | 0.31 | 2 | 114 | 36 |  | Fixed | Roof
Solar Registration Program | NJSRRE1543417643 | Maplewood Twp | 7040 | 9 | 11.16 | Residential | No | Behind the Meter | Eznergy | PSE&G | Accepted | 2019-11-18 | 2019-11-20 | 2020-11-20 | Trina | TSM310 | Solar Panels |  | 0.31 | 2 | 294 | 36 |  | Fixed | Roof
Solar Registration Program | NJSRRE1543417643 | Maplewood Twp | 7040 | 9 | 11.16 | Residential | No | Behind the Meter | Eznergy | PSE&G | Accepted | 2019-11-18 | 2019-11-20 | 2020-11-20 | Trina | TSM310 | Solar Panels |  | 0.31 | 14 | 204 | 36 |  | Fixed | Roof
Solar Registration Program | NJSRRE1543417643 | Maplewood Twp | 7040 | 9 | 11.16 | Residential | No | Behind the Meter | Eznergy | PSE&G | Accepted | 2019-11-18 | 2019-11-20 | 2020-11-20 | Enphase | IQ7 | Inverters | 240 |  | 36 |  |  | 0.97 |  | Outdoor | On rails under panels
Solar Registration Program | NJSRRE1543417723 | Highland Lakes | 7422 | 1 | 11.16 | Residential | No | Behind the Meter | Ampericon | PSE&G | Accepted | 2019-11-18 | 2019-11-20 | 2020-11-20 | Silfab | 310 | Solar Panels |  | 0.31 | 36 | 188 | 25 |  | Fixed | Roof
Solar Registration Program | NJSRRE1543417723 | Highland Lakes | 7422 | 1 | 11.16 | Residential | No | Behind the Meter | Ampericon | PSE&G | Accepted | 2019-11-18 | 2019-11-20 | 2020-11-20 | EnPhase | IQ7 | Inverters | 240 |  | 36 |  |  | 0.965 |  | Other | Roof
Solar Registration Program | NJSRRE1543451895 | Lakewood | 8701 | 18 | 11.16 | Residential | No | Behind the Meter | Powerlutions | JCP&L | Accepted | 2019-11-27 | 2019-12-03 | 2020-12-03 | Trina | TSM-310 DD05A | Solar Panels |  | 0.31 | 16 | 187 | 18 |  | Fixed | Roof
Solar Registration Program | NJSRRE1543451895 | Lakewood | 8701 | 18 | 11.16 | Residential | No | Behind the Meter | Powerlutions | JCP&L | Accepted | 2019-11-27 | 2019-12-03 | 2020-12-03 | Trina | TSM-310 DD05A | Solar Panels |  | 0.31 | 12 | 187 | 38 |  | Fixed | Roof
Solar Registration Program | NJSRRE1543451895 | Lakewood | 8701 | 18 | 11.16 | Residential | No | Behind the Meter | Powerlutions | JCP&L | Accepted | 2019-11-27 | 2019-12-03 | 2020-12-03 | Trina | TSM-310 DD05A | Solar Panels |  | 0.31 | 8 | 187 | 38 |  | Fixed | Roof
Solar Registration Program | NJSRRE1543451895 | Lakewood | 8701 | 18 | 11.16 | Residential | No | Behind the Meter | Powerlutions | JCP&L | Accepted | 2019-11-27 | 2019-12-03 | 2020-12-03 | Enphase | IQ7-60-2-US | Inverters | 240 |  | 36 |  |  | 0.97 |  | Outdoor | near panel
Solar Registration Program | NJSRRE1543478572 | Parsippany | 7054 | 3 | 11.16 | Residential | No | Behind the Meter | American Home Contractors | JCP&L | Accepted | 2019-12-04 | 2019-12-09 | 2020-12-09 | SILFAB | SLA-M 310 | Solar Panels |  | 0.31 | 36 | 181 | 33 |  | Fixed | Roof
Solar Registration Program | NJSRRE1543478572 | Parsippany | 7054 | 3 | 11.16 | Residential | No | Behind the Meter | American Home Contractors | JCP&L | Accepted | 2019-12-04 | 2019-12-09 | 2020-12-09 | SolarEdge | SE10000H-US | Inverters | 10000 |  | 1 |  |  | 0.992 |  | Indoor | Garage
Solar Registration Program | NJSRRE1543532376 | Lakewood | 8701 | 18 | 11.16 | Residential | No | Behind the Meter | Powerlutions | JCP&L | Accepted | 2019-12-12 | 2019-12-17 | 2020-12-17 | Trina | TSM-310 DD05A | Solar Panels |  | 0.31 | 36 | 99 | 30 |  | Fixed | Roof
Solar Registration Program | NJSRRE1543532376 | Lakewood | 8701 | 18 | 11.16 | Residential | No | Behind the Meter | Powerlutions | JCP&L | Accepted | 2019-12-12 | 2019-12-17 | 2020-12-17 | SolarEdge | SE10000H-US | Inverters | 10 |  | 1 |  |  | 0.99 |  | Outdoor | near meter
Solar Registration Program | NJSRRE1540507039 | Woodland Park | 7424 | 6 | 11.2 | Residential | Yes | Behind the Meter | Pro Custom Solar dba Momentum Solar | PSE&G | Accepted | 2019-03-20 | 2019-03-22 | 2020-03-22 | LG | LG320N1K-A5 | Solar Panels |  | 0.32 | 6 | 292 | 10 |  | Fixed | Roof
Solar Registration Program | NJSRRE1540507039 | Woodland Park | 7424 | 6 | 11.2 | Residential | Yes | Behind the Meter | Pro Custom Solar dba Momentum Solar | PSE&G | Accepted | 2019-03-20 | 2019-03-22 | 2020-03-22 | LG | LG320N1K-A5 | Solar Panels |  | 0.32 | 6 | 203 | 24 |  | Fixed | Roof
Solar Registration Program | NJSRRE1540507039 | Woodland Park | 7424 | 6 | 11.2 | Residential | Yes | Behind the Meter | Pro Custom Solar dba Momentum Solar | PSE&G | Accepted | 2019-03-20 | 2019-03-22 | 2020-03-22 | LG | LG320N1K-A5 | Solar Panels |  | 0.32 | 3 | 293 | 17 |  | Fixed | Roof
Solar Registration Program | NJSRRE1540507039 | Woodland Park | 7424 | 6 | 11.2 | Residential | Yes | Behind the Meter | Pro Custom Solar dba Momentum Solar | PSE&G | Accepted | 2019-03-20 | 2019-03-22 | 2020-03-22 | LG | LG320N1K-A5 | Solar Panels |  | 0.32 | 17 | 112 | 40 |  | Fixed | Roof
Solar Registration Program | NJSRRE1540507039 | Woodland Park | 7424 | 6 | 11.2 | Residential | Yes | Behind the Meter | Pro Custom Solar dba Momentum Solar | PSE&G | Accepted | 2019-03-20 | 2019-03-22 | 2020-03-22 | LG | LG320N1K-A5 | Solar Panels |  | 0.32 | 3 | 113 | 17 |  | Fixed | Roof
Solar Registration Program | NJSRRE1540507039 | Woodland Park | 7424 | 6 | 11.2 | Residential | Yes | Behind the Meter | Pro Custom Solar dba Momentum Solar | PSE&G | Accepted | 2019-03-20 | 2019-03-22 | 2020-03-22 | ENPHASE | IQ6 | Inverters | 230 |  | 35 |  |  | 0.97 |  | Outside | ROOF
Solar Registration Program | NJSRRE1541025941 | New Egypt | 8533 | 18 | 11.2 | Residential | Yes | Behind the Meter | Vivint Solar Developer, LLC | JCP&L | Accepted | 2019-05-21 | 2019-05-24 | 2020-05-24 | Trina Solar | TSM-280DD05A.05(II) | Solar Panels |  | 0.28 | 16 | 201 | 30 |  | Fixed | Roof
Solar Registration Program | NJSRRE1541025941 | New Egypt | 8533 | 18 | 11.2 | Residential | Yes | Behind the Meter | Vivint Solar Developer, LLC | JCP&L | Accepted | 2019-05-21 | 2019-05-24 | 2020-05-24 | Trina Solar | TSM-280DD05A.05(II) | Solar Panels |  | 0.28 | 24 | 201 | 30 |  | Fixed | Roof
Solar Registration Program | NJSRRE1541025941 | New Egypt | 8533 | 18 | 11.2 | Residential | Yes | Behind the Meter | Vivint Solar Developer, LLC | JCP&L | Accepted | 2019-05-21 | 2019-05-24 | 2020-05-24 | Solar Edge | SE7600H-US | Inverters | 7600 |  | 1 |  |  | 0.992 |  | Outdoor | Near the Utility Meter.
Solar Registration Program | NJSRRE1541820379 | Elizabeth | 7206 | 10 | 11.2 | Residential | Yes | Behind the Meter | SunPower Corporation, Systems | PSE&G | Accepted | 2019-08-13 | 2019-08-23 | 2020-08-23 | SUNPOWER | SPR-A400-G-AC | Solar Panels |  | 0.4 | 11 | 322 | 40 |  | Fixed | Roof
Solar Registration Program | NJSRRE1541820379 | Elizabeth | 7206 | 10 | 11.2 | Residential | Yes | Behind the Meter | SunPower Corporation, Systems | PSE&G | Accepted | 2019-08-13 | 2019-08-23 | 2020-08-23 | SUNPOWER | SPR-A400-G-AC | Solar Panels |  | 0.4 | 12 | 142 | 40 |  | Fixed | Roof
Solar Registration Program | NJSRRE1541820379 | Elizabeth | 7206 | 10 | 11.2 | Residential | Yes | Behind the Meter | SunPower Corporation, Systems | PSE&G | Accepted | 2019-08-13 | 2019-08-23 | 2020-08-23 | SUNPOWER | SPR-A400-G-AC | Solar Panels |  | 0.4 | 3 | 322 | 40 |  | Fixed | Roof
Solar Registration Program | NJSRRE1541820379 | Elizabeth | 7206 | 10 | 11.2 | Residential | Yes | Behind the Meter | SunPower Corporation, Systems | PSE&G | Accepted | 2019-08-13 | 2019-08-23 | 2020-08-23 | SUNPOWER | SPR-A400-G-AC | Solar Panels |  | 0.4 | 2 | 142 | 40 |  | Fixed | Roof
Solar Registration Program | NJSRRE1541820379 | Elizabeth | 7206 | 10 | 11.2 | Residential | Yes | Behind the Meter | SunPower Corporation, Systems | PSE&G | Accepted | 2019-08-13 | 2019-08-23 | 2020-08-23 | SUNPOWER | SPR-A400-G-AC | Inverters | 320 |  | 28 |  |  | 0.97 |  | Other | under each panel
Solar Registration Program | NJSRRE1542420037 | FREEHOLD | 7728 | 17 | 11.2 | Residential | No | Behind the Meter | SEA BRIGHT SOLAR, LLC | JCP&L | Final As-Built Received | 2019-09-18 | 2019-09-23 | 2020-09-23 | SUNPOWER | SPR-A400-G-AC | Solar Panels |  | 0.4 | 6 | 178 | 18 |  | Fixed | Roof | SOUTH
Solar Registration Program | NJSRRE1542420037 | FREEHOLD | 7728 | 17 | 11.2 | Residential | No | Behind the Meter | SEA BRIGHT SOLAR, LLC | JCP&L | Final As-Built Received | 2019-09-18 | 2019-09-23 | 2020-09-23 | SUNPOWER | SPR-A400-G-AC | Solar Panels |  | 0.4 | 22 | 178 | 18 |  | Fixed | Roof | SOUTH
Solar Registration Program | NJSRRE1542420037 | FREEHOLD | 7728 | 17 | 11.2 | Residential | No | Behind the Meter | SEA BRIGHT SOLAR, LLC | JCP&L | Final As-Built Received | 2019-09-18 | 2019-09-23 | 2020-09-23 | SUNPOWER | SPWR-A4 | Inverters | 366 |  | 28 |  |  | 0.97 |  | Outside | BENEATH ARRAY
Solar Registration Program | NJSRRE1542420037 | FREEHOLD | 7728 | 17 | 11.2 | Residential | No | Behind the Meter | SEA BRIGHT SOLAR, LLC | JCP&L | Final As-Built Received | 2019-09-18 | 2019-09-23 | 2020-09-23 | SUNPOWER | PVS6 | Meters |  |  | 1 |  |  |  | Yes | Indoor
Solar Registration Program | NJSRRE1542420037 | FREEHOLD | 7728 | 17 | 11.2 | Residential | No | Behind the Meter | SEA BRIGHT SOLAR, LLC | JCP&L | Final As-Built Received | 2019-09-18 | 2019-09-23 | 2020-09-23 | TESLA | POWERWALL 2 | Electric Storage Battery |  |  | 1 |  |  |  | Lithium Ion |  | INSIDE
Solar Registration Program | NJSRRE1542428558 | Franklin Township | 8873 | 5 | 11.2 | Residential | No | Behind the Meter |  | PSE&G | Accepted | 2019-09-23 | 2019-09-25 | 2020-09-25 | Silfab | SLG350M | Solar Panels |  | 0.35 | 32 | 215 | 27 |  | Fixed | Roof
Solar Registration Program | NJSRRE1542428558 | Franklin Township | 8873 | 5 | 11.2 | Residential | No | Behind the Meter |  | PSE&G | Accepted | 2019-09-23 | 2019-09-25 | 2020-09-25 | Solar Edge | SE10000H-US | Inverters | 10000 |  | 1 |  |  | 0.97 |  | Outside | next to meter
Solar Registration Program | NJSRRE1542428861 | Toms River | 8755 | 18 | 11.2 | Residential | No | Behind the Meter | Powerlutions | JCP&L | Accepted | 2019-09-23 | 2019-09-25 | 2020-09-25 | Axitec | Axitec AC-320MH/120S | Solar Panels |  | 0.32 | 25 | 243 | 33 |  | Fixed | Roof
Solar Registration Program | NJSRRE1542428861 | Toms River | 8755 | 18 | 11.2 | Residential | No | Behind the Meter | Powerlutions | JCP&L | Accepted | 2019-09-23 | 2019-09-25 | 2020-09-25 | Axitec | Axitec AC-320MH/120S | Solar Panels |  | 0.32 | 4 | 153 | 44 |  | Fixed | Roof
Solar Registration Program | NJSRRE1542428861 | Toms River | 8755 | 18 | 11.2 | Residential | No | Behind the Meter | Powerlutions | JCP&L | Accepted | 2019-09-23 | 2019-09-25 | 2020-09-25 | Axitec | Axitec AC-320MH/120S | Solar Panels |  | 0.32 | 6 | 153 | 16 |  | Fixed | Roof
Solar Registration Program | NJSRRE1542428861 | Toms River | 8755 | 18 | 11.2 | Residential | No | Behind the Meter | Powerlutions | JCP&L | Accepted | 2019-09-23 | 2019-09-25 | 2020-09-25 | Solar Edge | SE10000H-US | Inverters | 10 |  | 1 |  |  | 0.99 |  | Outdoor | Near Meter
Solar Registration Program | NJSRRE1542511798 | Ocean City | 8226 | 21 | 11.2 | Residential | No | Behind the Meter | Geoscape Solar | AC Electric | Accepted | 2019-10-07 | 2019-10-09 | 2020-10-09 | LG Electronics | LG350N1C-V5 | Solar Panels |  | 0.35 | 32 | 266 | 19 |  | Fixed | Roof
Solar Registration Program | NJSRRE1542511798 | Ocean City | 8226 | 21 | 11.2 | Residential | No | Behind the Meter | Geoscape Solar | AC Electric | Accepted | 2019-10-07 | 2019-10-09 | 2020-10-09 | SolarEdge | SE10000H-US | Inverters | 10000 |  | 1 |  |  | 0.98 |  | Outside | Adj. to utility meter
Solar Registration Program | NJSRRE1542512794 | SUMMIT | 7901 | 10 | 11.2 | Residential | No | Behind the Meter | SEA BRIGHT SOLAR, LLC | JCP&L | Final As-Built Received | 2019-10-07 | 2019-10-10 | 2020-10-10 | SUNPOWER | SPR-X22-370-AC | Solar Panels |  | 0.35 | 8 | 296 | 27 |  | Fixed | Roof | NW
Solar Registration Program | NJSRRE1542512794 | SUMMIT | 7901 | 10 | 11.2 | Residential | No | Behind the Meter | SEA BRIGHT SOLAR, LLC | JCP&L | Final As-Built Received | 2019-10-07 | 2019-10-10 | 2020-10-10 | SUNPOWER | SPR-X22-370-AC | Solar Panels |  | 0.35 | 11 | 296 | 27 |  | Fixed | Roof | NE
Solar Registration Program | NJSRRE1542512794 | SUMMIT | 7901 | 10 | 11.2 | Residential | No | Behind the Meter | SEA BRIGHT SOLAR, LLC | JCP&L | Final As-Built Received | 2019-10-07 | 2019-10-10 | 2020-10-10 | SUNPOWER | SPR-X22-370-AC | Solar Panels |  | 0.35 | 6 | 116 | 27 |  | Fixed | Roof | SE
Solar Registration Program | NJSRRE1542512794 | SUMMIT | 7901 | 10 | 11.2 | Residential | No | Behind the Meter | SEA BRIGHT SOLAR, LLC | JCP&L | Final As-Built Received | 2019-10-07 | 2019-10-10 | 2020-10-10 | SUNPOWER | SPR-X22-370-AC | Solar Panels |  | 0.35 | 7 | 26 | 14 |  | Fixed | Roof | NE
Solar Registration Program | NJSRRE1542512794 | SUMMIT | 7901 | 10 | 11.2 | Residential | No | Behind the Meter | SEA BRIGHT SOLAR, LLC | JCP&L | Final As-Built Received | 2019-10-07 | 2019-10-10 | 2020-10-10 | SUNPOWER | SPR-X22-370-AC | Inverters | 320 |  | 32 |  |  | 0.96 |  | Outside | BENEATH ARRAY
Solar Registration Program | NJSRRE1542512794 | SUMMIT | 7901 | 10 | 11.2 | Residential | No | Behind the Meter | SEA BRIGHT SOLAR, LLC | JCP&L | Final As-Built Received | 2019-10-07 | 2019-10-10 | 2020-10-10 | SUNPOWER | PVS6 | Meters |  |  | 1 |  |  |  | Yes | Indoor
Solar Registration Program | NJSRRE1542512794 | SUMMIT | 7901 | 10 | 11.2 | Residential | No | Behind the Meter | SEA BRIGHT SOLAR, LLC | JCP&L | Final As-Built Received | 2019-10-07 | 2019-10-10 | 2020-10-10 | TESLA | POWERWALL 2 | Electric Storage Battery |  |  | 1 |  |  |  | Lithium Ion |  | INSIDE
Solar Registration Program | NJSRRE1542553345 | Westfield | 7090 | 10 | 11.2 | Residential | No | Behind the Meter | Green Sun Energy Services, LLC | PSE&G | Accepted | 2019-10-17 | 2019-10-21 | 2020-10-21 | LG | 350N1C-V5 | Solar Panels |  | 0.35 | 32 | 307 | 34 |  | Fixed | Roof
Solar Registration Program | NJSRRE1542553345 | Westfield | 7090 | 10 | 11.2 | Residential | No | Behind the Meter | Green Sun Energy Services, LLC | PSE&G | Accepted | 2019-10-17 | 2019-10-21 | 2020-10-21 | SolarEdge | SE10000H-US | Inverters | 10000 |  | 1 |  |  | 0.992 |  | Indoor | Next to Main Electrical Panel
Solar Registration Program | NJSRRE1542553345 | Westfield | 7090 | 10 | 11.2 | Residential | No | Behind the Meter | Green Sun Energy Services, LLC | PSE&G | Accepted | 2019-10-17 | 2019-10-21 | 2020-10-21 | SolarEdge | SE10000H-US | Meters | 10000 |  | 1 |  |  |  | Yes
Solar Registration Program | NJSRRE1542553752 | Mount Olive | 7836 | 3 | 11.2 | Residential | Yes | Behind the Meter | SunPower Capital LLC | JCP&L | Accepted | 2019-10-17 | 2019-10-21 | 2020-10-21 | sunpower | e20-327-e-ac | Solar Panels |  | 0.32 | 6 | 184 | 34 |  | Fixed | Roof
Solar Registration Program | NJSRRE1542553752 | Mount Olive | 7836 | 3 | 11.2 | Residential | Yes | Behind the Meter | SunPower Capital LLC | JCP&L | Accepted | 2019-10-17 | 2019-10-21 | 2020-10-21 | sunpower | e20-327-e-ac | Solar Panels |  | 0.32 | 10 | 184 | 28 |  | Fixed | Roof
Solar Registration Program | NJSRRE1542553752 | Mount Olive | 7836 | 3 | 11.2 | Residential | Yes | Behind the Meter | SunPower Capital LLC | JCP&L | Accepted | 2019-10-17 | 2019-10-21 | 2020-10-21 | sunpower | e20-327-e-ac | Solar Panels |  | 0.32 | 9 | 94 | 21 |  | Fixed | Roof
Solar Registration Program | NJSRRE1542553752 | Mount Olive | 7836 | 3 | 11.2 | Residential | Yes | Behind the Meter | SunPower Capital LLC | JCP&L | Accepted | 2019-10-17 | 2019-10-21 | 2020-10-21 | sunpower | e20-327-e-ac | Solar Panels |  | 0.32 | 10 | 274 | 21 |  | Fixed | Roof
Solar Registration Program | NJSRRE1542553752 | Mount Olive | 7836 | 3 | 11.2 | Residential | Yes | Behind the Meter | SunPower Capital LLC | JCP&L | Accepted | 2019-10-17 | 2019-10-21 | 2020-10-21 | sunpower | e20-327-e-ac | Inverters | 0.32 |  | 35 |  |  | 0.96 |  | Other | behind panels
Solar Registration Program | NJSRRE1543067671 | Montclair | 7043 | 9 | 11.2 | Residential | No | Behind the Meter | Sundial Solar Innovations | PSE&G | Accepted | 2019-11-12 | 2019-11-14 | 2020-11-14 | Solaria | sol350w | Solar Panels |  | 0.35 | 32 | 100, 280 | 30 |  | Fixed | Roof
Solar Registration Program | NJSRRE1543067671 | Montclair | 7043 | 9 | 11.2 | Residential | No | Behind the Meter | Sundial Solar Innovations | PSE&G | Accepted | 2019-11-12 | 2019-11-14 | 2020-11-14 | Enphase | iq7+ | Inverters | 290 |  | 32 |  |  | 0.97 |  | Outdoor | roof
Solar Registration Program | NJSRRE1543514598 | West Deptford | 8096 | 15 | 11.2 | Residential | Yes | Behind the Meter | All Season Solar | PSE&G | Accepted | 2019-12-11 | 2019-12-16 | 2020-12-16 | Trina | TSM DD06M05II 320W NOV 2019 | Solar Panels |  | 0.32 | 31 | 111 | 19 |  | Fixed | Roof
Solar Registration Program | NJSRRE1543514598 | West Deptford | 8096 | 15 | 11.2 | Residential | Yes | Behind the Meter | All Season Solar | PSE&G | Accepted | 2019-12-11 | 2019-12-16 | 2020-12-16 | Trina | TSM DD06M05II 320W NOV 2019 | Solar Panels |  | 0.32 | 4 | 200 | 19 |  | Fixed | Roof
Solar Registration Program | NJSRRE1543514598 | West Deptford | 8096 | 15 | 11.2 | Residential | Yes | Behind the Meter | All Season Solar | PSE&G | Accepted | 2019-12-11 | 2019-12-16 | 2020-12-16 | Enphase | IQ7 | Inverters | 240 |  | 35 |  |  | 0.97 |  | Outdoor | Under Module
Solar Registration Program | NJSRRE1543547213 | Franklinville | 8322 | 15 | 11.2 | Residential | Yes | Behind the Meter | RCL Enterprises Inc. | AC Electric | Accepted | 2019-12-13 | 2019-12-17 | 2020-12-17 | trina | TSM-320DD06M.05 | Solar Panels |  | 0.32 | 13 | 140 | 16 |  | Fixed | Roof
Solar Registration Program | NJSRRE1543547213 | Franklinville | 8322 | 15 | 11.2 | Residential | Yes | Behind the Meter | RCL Enterprises Inc. | AC Electric | Accepted | 2019-12-13 | 2019-12-17 | 2020-12-17 | trina | TSM-320DD06M.05 | Solar Panels |  | 0.32 | 2 | 140 | 16 |  | Fixed | Roof
Solar Registration Program | NJSRRE1543547213 | Franklinville | 8322 | 15 | 11.2 | Residential | Yes | Behind the Meter | RCL Enterprises Inc. | AC Electric | Accepted | 2019-12-13 | 2019-12-17 | 2020-12-17 | trina | TSM-320DD06M.05 | Solar Panels |  | 0.32 | 12 | 320 | 16 |  | Fixed | Roof
Solar Registration Program | NJSRRE1543547213 | Franklinville | 8322 | 15 | 11.2 | Residential | Yes | Behind the Meter | RCL Enterprises Inc. | AC Electric | Accepted | 2019-12-13 | 2019-12-17 | 2020-12-17 | trina | TSM-320DD06M.05 | Solar Panels |  | 0.32 | 4 | 230 | 18 |  | Fixed | Roof
Solar Registration Program | NJSRRE1543547213 | Franklinville | 8322 | 15 | 11.2 | Residential | Yes | Behind the Meter | RCL Enterprises Inc. | AC Electric | Accepted | 2019-12-13 | 2019-12-17 | 2020-12-17 | trina | TSM-320DD06M.05 | Solar Panels |  | 0.32 | 4 | 50 | 18 |  | Fixed | Roof
Solar Registration Program | NJSRRE1543547213 | Franklinville | 8322 | 15 | 11.2 | Residential | Yes | Behind the Meter | RCL Enterprises Inc. | AC Electric | Accepted | 2019-12-13 | 2019-12-17 | 2020-12-17 | enphase | iq7 | Inverters | 4160 |  | 13 |  |  | 0.96 |  | Outside | under panels
Solar Registration Program | NJSRRE1543547213 | Franklinville | 8322 | 15 | 11.2 | Residential | Yes | Behind the Meter | RCL Enterprises Inc. | AC Electric | Accepted | 2019-12-13 | 2019-12-17 | 2020-12-17 | enphase | iq7 | Inverters | 3840 |  | 12 |  |  | 0.96 |  | Outside | under panels
Solar Registration Program | NJSRRE1543547213 | Franklinville | 8322 | 15 | 11.2 | Residential | Yes | Behind the Meter | RCL Enterprises Inc. | AC Electric | Accepted | 2019-12-13 | 2019-12-17 | 2020-12-17 | enphase | iq7 | Inverters | 1280 |  | 4 |  |  | 0.96 |  | Outside | under panels
Solar Registration Program | NJSRRE1543547213 | Franklinville | 8322 | 15 | 11.2 | Residential | Yes | Behind the Meter | RCL Enterprises Inc. | AC Electric | Accepted | 2019-12-13 | 2019-12-17 | 2020-12-17 | enphase | iq7 | Inverters | 640 |  | 2 |  |  | 0.96 |  | Outside | under panels
Solar Registration Program | NJSRRE1543547213 | Franklinville | 8322 | 15 | 11.2 | Residential | Yes | Behind the Meter | RCL Enterprises Inc. | AC Electric | Accepted | 2019-12-13 | 2019-12-17 | 2020-12-17 | enphase | iq7 | Inverters | 1280 |  | 4 |  |  | 0.96 |  | Outside | under panels
Solar Registration Program | NJSRRE1543651763 | Pittstown | 8867 | 4 | 11.2 | Residential | No | Behind the Meter | Green Power Energy | JCP&L | Accepted | 2019-12-23 | 2019-12-27 | 2020-12-27 | LG Electronics | LG350N1C-V5 | Solar Panels |  | 0.35 | 32 | 95 | 27 |  | Fixed | Roof
Solar Registration Program | NJSRRE1543651763 | Pittstown | 8867 | 4 | 11.2 | Residential | No | Behind the Meter | Green Power Energy | JCP&L | Accepted | 2019-12-23 | 2019-12-27 | 2020-12-27 | SolarEdge | SE10000H-US | Inverters | 10000 |  | 1 |  |  | 0.97 |  | Outside | Next to meter
Solar Registration Program | NJSRRE1540348977 | Atlantic City | 8401 | 19 | 11.21 | Residential | Yes | Behind the Meter | Code Green Solar, LLC | AC Electric | Accepted | 2019-02-08 | 2019-02-22 | 2020-02-22 | Q-Cells | Q-Cells-Q.PEAK BLK-G4.1 295 | Solar Panels |  | 0.295 | 2 | 110 | 22 |  | Fixed | Roof
Solar Registration Program | NJSRRE1540348977 | Atlantic City | 8401 | 19 | 11.21 | Residential | Yes | Behind the Meter | Code Green Solar, LLC | AC Electric | Accepted | 2019-02-08 | 2019-02-22 | 2020-02-22 | Q-Cells | Q-Cells-Q.PEAK BLK-G4.1 295 | Solar Panels |  | 0.295 | 18 | 290 | 24 |  | Fixed | Roof
Solar Registration Program | NJSRRE1540348977 | Atlantic City | 8401 | 19 | 11.21 | Residential | Yes | Behind the Meter | Code Green Solar, LLC | AC Electric | Accepted | 2019-02-08 | 2019-02-22 | 2020-02-22 | Q-Cells | Q-Cells-Q.PEAK BLK-G4.1 295 | Solar Panels |  | 0.295 | 16 | 110 | 24 |  | Fixed | Roof
Solar Registration Program | NJSRRE1540348977 | Atlantic City | 8401 | 19 | 11.21 | Residential | Yes | Behind the Meter | Code Green Solar, LLC | AC Electric | Accepted | 2019-02-08 | 2019-02-22 | 2020-02-22 | Q-Cells | Q-Cells-Q.PEAK BLK-G4.1 295 | Solar Panels |  | 0.295 | 2 | 200 | 22 |  | Fixed | Roof
Solar Registration Program | NJSRRE1540348977 | Atlantic City | 8401 | 19 | 11.21 | Residential | Yes | Behind the Meter | Code Green Solar, LLC | AC Electric | Accepted | 2019-02-08 | 2019-02-22 | 2020-02-22 | Enphase Energy | Enphase Energy IQ6 | Inverters | 0.23 |  | 38 |  |  | 0.985 |  | Outdoor | outside
Solar Registration Program | NJSRRE1540829301 | Garfield | 7026 | 7 | 11.21 | Residential | Yes | Behind the Meter | Pro Custom Solar dba Momentum Solar | PSE&G | Accepted | 2019-04-08 | 2019-04-09 | 2020-04-09 | HANWHA Q-CELLS | Q.PEAK BLK-G4.1 295 | Solar Panels |  | 0.295 | 16 | 106 | 5 |  | Fixed | Roof
Solar Registration Program | NJSRRE1540829301 | Garfield | 7026 | 7 | 11.21 | Residential | Yes | Behind the Meter | Pro Custom Solar dba Momentum Solar | PSE&G | Accepted | 2019-04-08 | 2019-04-09 | 2020-04-09 | HANHWA Q-CELLS | Q.PEAK BLK-G4.1 295 | Solar Panels |  | 0.295 | 22 | 287 | 1 |  | Fixed | Roof
Solar Registration Program | NJSRRE1540829301 | Garfield | 7026 | 7 | 11.21 | Residential | Yes | Behind the Meter | Pro Custom Solar dba Momentum Solar | PSE&G | Accepted | 2019-04-08 | 2019-04-09 | 2020-04-09 | ENPHASE | IQ6-60-2-US | Inverters | 240 |  | 38 |  |  | 0.97 |  | Outdoor | ROOF
Solar Registration Program | NJSRRE1542547520 | MARLBORO TWP | 7751 | 17 | 11.21 | Residential | Yes | Behind the Meter | SEA BRIGHT SOLAR, LLC | JCP&L | Accepted | 2019-10-16 | 2019-10-23 | 2020-10-23 | SUNPOWER | SPR-A415-C-AC | Solar Panels |  | 0.415 | 27 | 142 | 15 |  | Fixed | Roof | SE
Solar Registration Program | NJSRRE1542547520 | MARLBORO TWP | 7751 | 17 | 11.21 | Residential | Yes | Behind the Meter | SEA BRIGHT SOLAR, LLC | JCP&L | Accepted | 2019-10-16 | 2019-10-23 | 2020-10-23 | SUNPOWER | SPR-A415-C-AC | Inverters | 0.366 |  | 27 |  |  | 0.97 |  | Outside | BENEATH ARRAY
Solar Registration Program | NJSRRE1540412805 | Turnersville | 8012 | 14 | 11.22 | Residential | No | Behind the Meter | NJ Solar Power, LLC | AC Electric | Accepted | 2019-03-01 | 2019-03-04 | 2020-03-04 | Panasonci | VBHN330SA17 | Solar Panels |  | 0.33 | 34 | 225 | 28 |  | Fixed | Roof
Solar Registration Program | NJSRRE1540412805 | Turnersville | 8012 | 14 | 11.22 | Residential | No | Behind the Meter | NJ Solar Power, LLC | AC Electric | Accepted | 2019-03-01 | 2019-03-04 | 2020-03-04 | Solaredge | SE10000H-US | Inverters | 10000 |  | 1 |  |  | 0.99 |  | Indoor | garage
Solar Registration Program | NJSRRE1540918420 | West Orange | 7052 | 9 | 11.22 | Residential | No | Behind the Meter | Green Power Energy | PSE&G | Accepted | 2019-05-02 | 2019-05-06 | 2020-05-06 | Panasonic | VBHN330SA17 | Solar Panels |  | 0.33 | 24 | 136 | 30 |  | Fixed | Roof
Solar Registration Program | NJSRRE1540918420 | West Orange | 7052 | 9 | 11.22 | Residential | No | Behind the Meter | Green Power Energy | PSE&G | Accepted | 2019-05-02 | 2019-05-06 | 2020-05-06 | Panasonic | VBHN330SA17 | Solar Panels |  | 0.33 | 10 | 226 | 23 |  | Fixed | Roof
Solar Registration Program | NJSRRE1540918420 | West Orange | 7052 | 9 | 11.22 | Residential | No | Behind the Meter | Green Power Energy | PSE&G | Accepted | 2019-05-02 | 2019-05-06 | 2020-05-06 | Solar Edge | SE10000H-US | Inverters | 10000 |  | 1 |  |  | 0.97 |  | Outside | next to meter
Solar Registration Program | NJSRRE1541696102 | Manahawkin | 8050 | 18 | 11.22 | Residential | Yes | Behind the Meter | Pro Custom Solar dba Momentum Solar | AC Electric | Accepted | 2019-07-23 | 2019-07-25 | 2020-07-25 | LG ELECTRONICS | LG340N1C-V5 | Solar Panels |  | 0.34 | 7 | 265 | 30 |  | Fixed | Roof
Solar Registration Program | NJSRRE1541696102 | Manahawkin | 8050 | 18 | 11.22 | Residential | Yes | Behind the Meter | Pro Custom Solar dba Momentum Solar | AC Electric | Accepted | 2019-07-23 | 2019-07-25 | 2020-07-25 | LG ELECTRONICS | LG340N1C-V5 | Solar Panels |  | 0.34 | 4 | 85 | 30 |  | Fixed | Roof
Solar Registration Program | NJSRRE1541696102 | Manahawkin | 8050 | 18 | 11.22 | Residential | Yes | Behind the Meter | Pro Custom Solar dba Momentum Solar | AC Electric | Accepted | 2019-07-23 | 2019-07-25 | 2020-07-25 | LG ELECTRONICS | LG340N1C-V5 | Solar Panels |  | 0.34 | 22 | 175 | 26 |  | Fixed | Roof
Solar Registration Program | NJSRRE1541696102 | Manahawkin | 8050 | 18 | 11.22 | Residential | Yes | Behind the Meter | Pro Custom Solar dba Momentum Solar | AC Electric | Accepted | 2019-07-23 | 2019-07-25 | 2020-07-25 | ENPHASE ENERGY | IQ7-60-2-US | Inverters | 250 |  | 33 |  |  | 0.97 |  | Outdoor | Roof
Solar Registration Program | NJSRRE1541703035 | Barnegat | 8005 | 18 | 11.22 | Residential | No | Behind the Meter | Tesla Energy Operations Inc | JCP&L | Accepted | 2019-07-25 | 2019-07-30 | 2020-07-30 | Panasonic | SolarCity Standard: SC330 | Solar Panels |  | 0.33 | 16 | 149 | 35 |  | Fixed | Pole
Solar Registration Program | NJSRRE1541703035 | Barnegat | 8005 | 18 | 11.22 | Residential | No | Behind the Meter | Tesla Energy Operations Inc | JCP&L | Accepted | 2019-07-25 | 2019-07-30 | 2020-07-30 | Panasonic | SolarCity Standard: SC330 | Solar Panels |  | 0.33 | 8 | 149 | 35 |  | Fixed | Roof
Solar Registration Program | NJSRRE1541703035 | Barnegat | 8005 | 18 | 11.22 | Residential | No | Behind the Meter | Tesla Energy Operations Inc | JCP&L | Accepted | 2019-07-25 | 2019-07-30 | 2020-07-30 | Panasonic | SolarCity Standard: SC330 | Solar Panels |  | 0.33 | 10 | 149 | 35 |  | Fixed | Roof
Solar Registration Program | NJSRRE1541703035 | Barnegat | 8005 | 18 | 11.22 | Residential | No | Behind the Meter | Tesla Energy Operations Inc | JCP&L | Accepted | 2019-07-25 | 2019-07-30 | 2020-07-30 | SolarEdge Technologies | SE11400H-US000SNC2 | Inverters | 11400 |  | 1 |  |  | 0.975 |  | Outdoor | outdoor
Solar Registration Program | NJSRRE1541713346 | Manville | 8835 | 5 | 11.22 | Residential | Yes | Behind the Meter | Pro Custom Solar dba Momentum Solar | PSE&G | Accepted | 2019-07-29 | 2019-08-01 | 2020-08-01 | LG ELECTRONIC | LG340N1C-V5 | Solar Panels |  | 0.34 | 12 | 284 | 30 |  | Fixed | Roof
Solar Registration Program | NJSRRE1541713346 | Manville | 8835 | 5 | 11.22 | Residential | Yes | Behind the Meter | Pro Custom Solar dba Momentum Solar | PSE&G | Accepted | 2019-07-29 | 2019-08-01 | 2020-08-01 | LG ELECTRONICS | LG340N1C-V5 | Solar Panels |  | 0.34 | 21 | 104 | 32 |  | Fixed | Roof
Solar Registration Program | NJSRRE1541713346 | Manville | 8835 | 5 | 11.22 | Residential | Yes | Behind the Meter | Pro Custom Solar dba Momentum Solar | PSE&G | Accepted | 2019-07-29 | 2019-08-01 | 2020-08-01 | ENPHASE ENERGY | IQ7-60-2-US | Inverters | 250 |  | 33 |  |  | 0.97 |  | Outdoor | Roof
Solar Registration Program | NJSRRE1541727582 | Manalapan | 7726 | 17 | 11.22 | Residential | No | Behind the Meter | NJ Solar Power, LLC | JCP&L | Final As-Built Received | 2019-08-01 | 2019-08-27 | 2020-08-27 | Panasonic | VBHN330SA17 | Solar Panels |  | 0.33 | 24 | 171 | 20 |  | Fixed | Roof
Solar Registration Program | NJSRRE1541727582 | Manalapan | 7726 | 17 | 11.22 | Residential | No | Behind the Meter | NJ Solar Power, LLC | JCP&L | Final As-Built Received | 2019-08-01 | 2019-08-27 | 2020-08-27 | Panasonic | VBHN330SA17 | Solar Panels |  | 0.33 | 10 | 171 | 20 |  | Fixed | Roof
Solar Registration Program | NJSRRE1541727582 | Manalapan | 7726 | 17 | 11.22 | Residential | No | Behind the Meter | NJ Solar Power, LLC | JCP&L | Final As-Built Received | 2019-08-01 | 2019-08-27 | 2020-08-27 | SolarEdge | SE10000H-US | Inverters | 10000 |  | 1 |  |  | 0.99 |  | Outdoor | Next to Meter
Solar Registration Program | NJSRRE1541861877 | Hope | 7844 | 2 | 11.22 | Residential | No | Behind the Meter | Green Power Energy | JCP&L | Accepted | 2019-08-20 | 2019-08-23 | 2020-08-23 | Panasonic | VBHN330SA17 | Solar Panels |  | 0.33 | 16 | 124 | 23 |  | Fixed | Roof
Solar Registration Program | NJSRRE1541861877 | Hope | 7844 | 2 | 11.22 | Residential | No | Behind the Meter | Green Power Energy | JCP&L | Accepted | 2019-08-20 | 2019-08-23 | 2020-08-23 | Panasonic | VBHN330SA17 | Solar Panels |  | 0.33 | 18 | 305 | 23 |  | Fixed | Roof
Solar Registration Program | NJSRRE1541861877 | Hope | 7844 | 2 | 11.22 | Residential | No | Behind the Meter | Green Power Energy | JCP&L | Accepted | 2019-08-20 | 2019-08-23 | 2020-08-23 | Solar Edge | SE10000H-US | Inverters | 10000 |  | 1 |  |  | 0.97 |  | Outside | next to meter
Solar Registration Program | NJSRRE1542433940 | Kresson | 8053 | 13 | 11.22 | Residential | No | Behind the Meter | Green Power Energy | AC Electric | Accepted | 2019-09-25 | 2019-09-27 | 2020-09-27 | Panasonic | VBHN340SA17 | Solar Panels |  | 0.34 | 33 | 265 | 30 |  | Fixed | Roof
Solar Registration Program | NJSRRE1542433940 | Kresson | 8053 | 13 | 11.22 | Residential | No | Behind the Meter | Green Power Energy | AC Electric | Accepted | 2019-09-25 | 2019-09-27 | 2020-09-27 | Solar Edge | SE10000H-US | Inverters | 10000 |  | 1 |  |  | 0.97 |  | Outside | next to meter
Solar Registration Program | NJSRRE1542543711 | Berkeley Township | 8721 | 18 | 11.22 | Residential | No | Behind the Meter | Whitman Construction, LLC | JCP&L | Accepted | 2019-10-15 | 2019-10-17 | 2020-10-17 | Panasonic | VBHN325SA16 | Solar Panels |  | 0.33 | 24 | 197 | 30 |  | Fixed | Roof
Solar Registration Program | NJSRRE1542543711 | Berkeley Township | 8721 | 18 | 11.22 | Residential | No | Behind the Meter | Whitman Construction, LLC | JCP&L | Accepted | 2019-10-15 | 2019-10-17 | 2020-10-17 | Panasonic | VBHN325SA16 | Solar Panels |  | 0.33 | 10 | 197 | 30 |  | Fixed | Roof
Solar Registration Program | NJSRRE1542543711 | Berkeley Township | 8721 | 18 | 11.22 | Residential | No | Behind the Meter | Whitman Construction, LLC | JCP&L | Accepted | 2019-10-15 | 2019-10-17 | 2020-10-17 | Enphase Energy | IQ7X-96-2-US | Inverters | 0.315 |  | 34 |  |  | 0.975 |  | Outside | roof
Solar Registration Program | NJSRRE1542545014 | Robbinsville | 8691 | 12 | 11.22 | Residential | No | Behind the Meter | Panatec Corporation | JCP&L | Accepted | 2019-10-16 | 2019-10-18 | 2020-10-18 | Panasonic | VBHN330SA17E | Solar Panels |  | 0.33 | 34 | 260 | 30 |  | Fixed | Roof
Solar Registration Program | NJSRRE1542545014 | Robbinsville | 8691 | 12 | 11.22 | Residential | No | Behind the Meter | Panatec Corporation | JCP&L | Accepted | 2019-10-16 | 2019-10-18 | 2020-10-18 | Enphase | IQ 7X | Inverters | 330 |  | 34 |  |  | 0.975 |  | Outdoor | Outdoor
Solar Registration Program | NJSRRE1542842273 | Howell Township | 7731 | 17 | 11.22 | Residential | No | Behind the Meter | Green Power Energy | JCP&L | Accepted | 2019-10-31 | 2019-11-04 | 2020-11-04 | Panasonic | VBHN330SA17 | Solar Panels |  | 0.33 | 10 | 166 | 23 |  | Fixed | Roof
Solar Registration Program | NJSRRE1542842273 | Howell Township | 7731 | 17 | 11.22 | Residential | No | Behind the Meter | Green Power Energy | JCP&L | Accepted | 2019-10-31 | 2019-11-04 | 2020-11-04 | Panasonic | VBHN330SA17 | Solar Panels |  | 0.33 | 5 | 256 | 18 |  | Fixed | Roof
Solar Registration Program | NJSRRE1542842273 | Howell Township | 7731 | 17 | 11.22 | Residential | No | Behind the Meter | Green Power Energy | JCP&L | Accepted | 2019-10-31 | 2019-11-04 | 2020-11-04 | Panasonic | VBHN330SA17 | Solar Panels |  | 0.33 | 19 | 258 | 18 |  | Fixed | Roof
Solar Registration Program | NJSRRE1542842273 | Howell Township | 7731 | 17 | 11.22 | Residential | No | Behind the Meter | Green Power Energy | JCP&L | Accepted | 2019-10-31 | 2019-11-04 | 2020-11-04 | SolarEdge | SE10000H-US | Inverters | 10000 |  | 1 |  |  | 0.97 |  | Outside | Next to meter
Solar Registration Program | NJSRRE1543315357 | Englishtown | 7726 | 17 | 11.22 | Residential | No | Behind the Meter | Sunrun Installation Services, Inc. | JCP&L | Accepted | 2019-11-14 | 2019-11-19 | 2020-11-19 | LG Electronics | LG330N1C-A5 | Solar Panels |  | 0.33 | 11 | 208 | 38 |  | Fixed | Roof
Solar Registration Program | NJSRRE1543315357 | Englishtown | 7726 | 17 | 11.22 | Residential | No | Behind the Meter | Sunrun Installation Services, Inc. | JCP&L | Accepted | 2019-11-14 | 2019-11-19 | 2020-11-19 | LG Electronics | LG330N1C-A5 | Solar Panels |  | 0.33 | 23 | 119 | 30 |  | Fixed | Roof
Solar Registration Program | NJSRRE1543315357 | Englishtown | 7726 | 17 | 11.22 | Residential | No | Behind the Meter | Sunrun Installation Services, Inc. | JCP&L | Accepted | 2019-11-14 | 2019-11-19 | 2020-11-19 | Delta Electronics | M10-TL-US | Inverters | 9600 |  | 1 |  |  | 0.96 |  | Outdoor | Next To Meter
Solar Registration Program | NJSRRE1543421575 | williamstown | 8094 | 15 | 11.22 | Residential | No | Behind the Meter | NJ Solar Power, LLC | AC Electric | Accepted | 2019-11-19 | 2019-11-21 | 2020-11-21 | Panasonic | VBHN330SA17 | Solar Panels |  | 0.33 | 34 | 82 | 30 |  | Fixed | Roof
Solar Registration Program | NJSRRE1543421575 | williamstown | 8094 | 15 | 11.22 | Residential | No | Behind the Meter | NJ Solar Power, LLC | AC Electric | Accepted | 2019-11-19 | 2019-11-21 | 2020-11-21 | Solaredge | SE7600H-US | Inverters | 7600 |  | 1 |  |  | 0.99 |  | Indoor | garage
Solar Registration Program | NJSRRE1543464457 | Raritan Boro | 8869 | 5 | 11.22 | Residential | No | Behind the Meter | Panatec Corporation | PSE&G | Accepted | 2019-12-14 | 2019-12-16 | 2020-12-16 | Panasonic | VBHN330SA17E | Solar Panels |  | 0.33 | 34 | 177 | 25 |  | Fixed | Roof
Solar Registration Program | NJSRRE1543464457 | Raritan Boro | 8869 | 5 | 11.22 | Residential | No | Behind the Meter | Panatec Corporation | PSE&G | Accepted | 2019-12-14 | 2019-12-16 | 2020-12-16 | Enphase | IQ-7X | Inverters | 330 |  | 34 |  |  | 0.975 |  | Outdoor | outdoor
Solar Registration Program | NJSRRE1543552456 | Cranbury | 8831 | 11 | 11.22 | Residential | No | Behind the Meter | Sunrun Installation Services, Inc. | JCP&L | Accepted | 2019-12-16 | 2019-12-19 | 2020-12-19 | LG Electronics | LG330N1C-A5 | Solar Panels |  | 0.33 | 12 | 89 | 34 |  | Fixed | Roof
Solar Registration Program | NJSRRE1543552456 | Cranbury | 8831 | 11 | 11.22 | Residential | No | Behind the Meter | Sunrun Installation Services, Inc. | JCP&L | Accepted | 2019-12-16 | 2019-12-19 | 2020-12-19 | LG Electronics | LG330N1C-A5 | Solar Panels |  | 0.33 | 18 | 269 | 34 |  | Fixed | Roof
Solar Registration Program | NJSRRE1543552456 | Cranbury | 8831 | 11 | 11.22 | Residential | No | Behind the Meter | Sunrun Installation Services, Inc. | JCP&L | Accepted | 2019-12-16 | 2019-12-19 | 2020-12-19 | LG Electronics | LG330N1C-A5 | Solar Panels |  | 0.33 | 4 | 179 | 40 |  | Fixed | Roof
Solar Registration Program | NJSRRE1543552456 | Cranbury | 8831 | 11 | 11.22 | Residential | No | Behind the Meter | Sunrun Installation Services, Inc. | JCP&L | Accepted | 2019-12-16 | 2019-12-19 | 2020-12-19 | Enphase Energy | IQ7-60-x-US (240V) | Inverters | 240 |  | 34 |  |  | 0.96 |  | Outdoor | Rooftop
Solar Registration Program | NJSRRE1541624506 | Shamong | 8088 | 13 | 11.29 | Residential | Yes | Behind the Meter | Solar Energy World | AC Electric | Final As-Built Received | 2019-07-09 | 2019-07-11 | 2020-07-11 | LONGi Green Energy Technology | LR6-60PB-305M | Solar Panels |  | 0.305 | 37 | 245 | 26 |  | Fixed | Roof
Solar Registration Program | NJSRRE1541624506 | Shamong | 8088 | 13 | 11.29 | Residential | Yes | Behind the Meter | Solar Energy World | AC Electric | Final As-Built Received | 2019-07-09 | 2019-07-11 | 2020-07-11 | Solar Edge | SE7600H-USRGM | Inverters | 7600 |  | 2 |  |  | 0.98 |  | Outside | near meter
Solar Registration Program | NJSRRE1542389861 | Kenilworth | 7033 | 10 | 11.29 | Residential | Yes | Behind the Meter | 1st Light Energy Inc | PSE&G | Accepted | 2019-09-11 | 2019-09-13 | 2020-09-13 | Trina | TSM-305DD05A.05 | Solar Panels |  | 0.305 | 30 | 262 | 30 |  | Fixed | Roof
Solar Registration Program | NJSRRE1542389861 | Kenilworth | 7033 | 10 | 11.29 | Residential | Yes | Behind the Meter | 1st Light Energy Inc | PSE&G | Accepted | 2019-09-11 | 2019-09-13 | 2020-09-13 | Trina | TSM-305DD05A.05 | Solar Panels |  | 0.305 | 7 | 173 | 37 |  | Fixed | Roof
Solar Registration Program | NJSRRE1542389861 | Kenilworth | 7033 | 10 | 11.29 | Residential | Yes | Behind the Meter | 1st Light Energy Inc | PSE&G | Accepted | 2019-09-11 | 2019-09-13 | 2020-09-13 | Solaredge | SE10000H-USRGM | Inverters | 10000 |  | 1 |  |  | 0.99 |  | Outside | within 10 feet of meter
Solar Registration Program | NJSRRE1542419417 | Pleasantville | 8232 | 19 | 11.29 | Residential | Yes | Behind the Meter | Bright Planet Solar | AC Electric | Accepted | 2019-09-18 | 2019-10-04 | 2020-10-04 | LONGI | LR6-60PB-305M | Solar Panels |  | 0.305 | 9 | 314 | 34 |  | Fixed | Roof
Solar Registration Program | NJSRRE1542419417 | Pleasantville | 8232 | 19 | 11.29 | Residential | Yes | Behind the Meter | Bright Planet Solar | AC Electric | Accepted | 2019-09-18 | 2019-10-04 | 2020-10-04 | LONGI | LR6-60PB-305M | Solar Panels |  | 0.305 | 6 | 224 | 14 |  | Fixed | Roof
Solar Registration Program | NJSRRE1542419417 | Pleasantville | 8232 | 19 | 11.29 | Residential | Yes | Behind the Meter | Bright Planet Solar | AC Electric | Accepted | 2019-09-18 | 2019-10-04 | 2020-10-04 | LONGI | LR6-60PB-305M | Solar Panels |  | 0.305 | 6 | 224 | 14 |  | Fixed | Roof
Solar Registration Program | NJSRRE1542419417 | Pleasantville | 8232 | 19 | 11.29 | Residential | Yes | Behind the Meter | Bright Planet Solar | AC Electric | Accepted | 2019-09-18 | 2019-10-04 | 2020-10-04 | LONGI | LR6-60PB-305M | Solar Panels |  | 0.305 | 6 | 224 | 23 |  | Fixed | Roof
Solar Registration Program | NJSRRE1542419417 | Pleasantville | 8232 | 19 | 11.29 | Residential | Yes | Behind the Meter | Bright Planet Solar | AC Electric | Accepted | 2019-09-18 | 2019-10-04 | 2020-10-04 | LONGI | LR6-60PB-305M | Solar Panels |  | 0.305 | 10 | 134 | 34 |  | Fixed | Roof
Solar Registration Program | NJSRRE1542419417 | Pleasantville | 8232 | 19 | 11.29 | Residential | Yes | Behind the Meter | Bright Planet Solar | AC Electric | Accepted | 2019-09-18 | 2019-10-04 | 2020-10-04 | SOLAR EDGE | SE10000H-USRGM | Inverters | 10000 |  | 1 |  |  | 0.98 |  | Outdoor | NEXT TO METER
Solar Registration Program | NJSRRE1543098369 | Barnegat | 8005 | 18 | 11.29 | Residential | No | Behind the Meter | EMT Renewables | JCP&L | Accepted | 2019-11-12 | 2019-11-15 | 2020-11-15 | Trina | Trina 305-BLK | Solar Panels |  | 0.305 | 37 | 215 | 27 |  | Fixed | Roof
Solar Registration Program | NJSRRE1543098369 | Barnegat | 8005 | 18 | 11.29 | Residential | No | Behind the Meter | EMT Renewables | JCP&L | Accepted | 2019-11-12 | 2019-11-15 | 2020-11-15 | SolarEdge | SE10000H-US | Inverters | 10000 |  | 1 |  |  | 0.95 |  | Outside | next to meter
Solar Registration Program | NJSRRE1543563334 | Paterson City | 7503 | 6 | 11.29 | Residential | Yes | Behind the Meter | Bright Planet Solar | PSE&G | Accepted | 2019-12-17 | 2019-12-20 | 2020-12-20 | TRINA SOLAR | TSM-DD05A.05(II) 305W | Solar Panels |  | 0.305 | 19 | 255 | 9 |  | Fixed | Roof
Solar Registration Program | NJSRRE1543563334 | Paterson City | 7503 | 6 | 11.29 | Residential | Yes | Behind the Meter | Bright Planet Solar | PSE&G | Accepted | 2019-12-17 | 2019-12-20 | 2020-12-20 | TRINA SOLAR | TSM-DD05A.05(II) 305W | Solar Panels |  | 0.305 | 18 | 75 | 9 |  | Fixed | Roof
Solar Registration Program | NJSRRE1543563334 | Paterson City | 7503 | 6 | 11.29 | Residential | Yes | Behind the Meter | Bright Planet Solar | PSE&G | Accepted | 2019-12-17 | 2019-12-20 | 2020-12-20 | SOLAR EDGE | SE10000H-USRGM | Inverters | 10000 |  | 1 |  |  | 0.98 |  | Outside | OUTSIDE
Solar Registration Program | NJSRRE1540380833 | Toms River | 8755 | 18 | 11.31 | Residential | Yes | Behind the Meter | Sunrun Installation Services, Inc. | JCP&L | Accepted | 2019-02-20 | 2019-02-22 | 2020-02-22 | REC Solar | REC290TP2 BLK | Solar Panels |  | 0.29 | 31 | 258 | 27 |  | Fixed | Roof
Solar Registration Program | NJSRRE1540380833 | Toms River | 8755 | 18 | 11.31 | Residential | Yes | Behind the Meter | Sunrun Installation Services, Inc. | JCP&L | Accepted | 2019-02-20 | 2019-02-22 | 2020-02-22 | REC Solar | REC290TP2 BLK | Solar Panels |  | 0.29 | 3 | 78 | 27 |  | Fixed | Roof
Solar Registration Program | NJSRRE1540380833 | Toms River | 8755 | 18 | 11.31 | Residential | Yes | Behind the Meter | Sunrun Installation Services, Inc. | JCP&L | Accepted | 2019-02-20 | 2019-02-22 | 2020-02-22 | REC Solar | REC290TP2 BLK | Solar Panels |  | 0.29 | 5 | 168 | 26 |  | Fixed | Roof
Solar Registration Program | NJSRRE1540380833 | Toms River | 8755 | 18 | 11.31 | Residential | Yes | Behind the Meter | Sunrun Installation Services, Inc. | JCP&L | Accepted | 2019-02-20 | 2019-02-22 | 2020-02-22 | SolarEdge Technologies | SE11400H-USRGM | Inverters | 11400 |  | 1 |  |  | 0.96 |  | Outdoor | Next To Meter
Solar Registration Program | NJSRRE1540908286 | Newton | 7860 | 1 | 11.31 | Residential | Yes | Behind the Meter | Sunrun Installation Services, Inc. | JCP&L | Accepted | 2019-04-30 | 2019-05-02 | 2020-05-02 | REC Solar | REC290TP2 BLK | Solar Panels |  | 0.29 | 38 | 228 | 28 |  | Fixed | Roof
Solar Registration Program | NJSRRE1540908286 | Newton | 7860 | 1 | 11.31 | Residential | Yes | Behind the Meter | Sunrun Installation Services, Inc. | JCP&L | Accepted | 2019-04-30 | 2019-05-02 | 2020-05-02 | REC Solar | REC290TP2 BLK | Solar Panels |  | 0.29 | 1 | 48 | 27 |  | Fixed | Roof
Solar Registration Program | NJSRRE1540908286 | Newton | 7860 | 1 | 11.31 | Residential | Yes | Behind the Meter | Sunrun Installation Services, Inc. | JCP&L | Accepted | 2019-04-30 | 2019-05-02 | 2020-05-02 | SolarEdge Technologies | SE10000H-USRGM | Inverters | 10000 |  | 1 |  |  | 0.96 |  | Outdoor | meter
Solar Registration Program | NJSRRE1541039398 | Skillman | 8558 | 5 | 11.31 | Residential | Yes | Behind the Meter | Sunrun Installation Services, Inc. | PSE&G | Accepted | 2019-05-23 | 2019-05-29 | 2020-05-29 | REC Solar | REC290TP2 BLK | Solar Panels |  | 0.29 | 36 | 171 | 30 |  | Fixed | Roof
Solar Registration Program | NJSRRE1541039398 | Skillman | 8558 | 5 | 11.31 | Residential | Yes | Behind the Meter | Sunrun Installation Services, Inc. | PSE&G | Accepted | 2019-05-23 | 2019-05-29 | 2020-05-29 | REC Solar | REC290TP2 BLK | Solar Panels |  | 0.29 | 3 | 351 | 18 |  | Fixed | Roof
Solar Registration Program | NJSRRE1541039398 | Skillman | 8558 | 5 | 11.31 | Residential | Yes | Behind the Meter | Sunrun Installation Services, Inc. | PSE&G | Accepted | 2019-05-23 | 2019-05-29 | 2020-05-29 | SolarEdge Technologies | SE10000H-USRGM | Inverters | 10000 |  | 1 |  |  | 0.96 |  | Outdoor | Next To Meter
Solar Registration Program | NJSRRE1541136335 | Wyckoff | 7481 | 7 | 11.31 | Residential | No | Behind the Meter | Sunrun Installation Services, Inc. | PSE&G | Accepted | 2019-06-12 | 2019-06-17 | 2020-06-17 | REC Solar | REC290TP2 BLK | Solar Panels |  | 0.29 | 9 | 313 | 18 |  | Fixed | Roof
Solar Registration Program | NJSRRE1541136335 | Wyckoff | 7481 | 7 | 11.31 | Residential | No | Behind the Meter | Sunrun Installation Services, Inc. | PSE&G | Accepted | 2019-06-12 | 2019-06-17 | 2020-06-17 | REC Solar | REC290TP2 BLK | Solar Panels |  | 0.29 | 18 | 132 | 43 |  | Fixed | Roof
Solar Registration Program | NJSRRE1541136335 | Wyckoff | 7481 | 7 | 11.31 | Residential | No | Behind the Meter | Sunrun Installation Services, Inc. | PSE&G | Accepted | 2019-06-12 | 2019-06-17 | 2020-06-17 | REC Solar | REC290TP2 BLK | Solar Panels |  | 0.29 | 12 | 40 | 18 |  | Fixed | Roof
Solar Registration Program | NJSRRE1541136335 | Wyckoff | 7481 | 7 | 11.31 | Residential | No | Behind the Meter | Sunrun Installation Services, Inc. | PSE&G | Accepted | 2019-06-12 | 2019-06-17 | 2020-06-17 | Ningbo Ginlong Technologies | Solis-1P10K-4G-US | Inverters | 10000 |  | 1 |  |  | 0.96 |  | Outdoor | Next To Meter
Solar Registration Program | NJSRRE1541496608 | Franklin Twp SOM | 8873 | 5 | 11.31 | Residential | Yes | Behind the Meter | Sunrun Installation Services, Inc. | PSE&G | Final As-Built Received | 2019-06-26 | 2019-07-01 | 2020-07-01 | REC Solar | REC290TP2 BLK | Solar Panels |  | 0.29 | 7 | 63 | 34 |  | Fixed | Roof
Solar Registration Program | NJSRRE1541496608 | Franklin Twp SOM | 8873 | 5 | 11.31 | Residential | Yes | Behind the Meter | Sunrun Installation Services, Inc. | PSE&G | Final As-Built Received | 2019-06-26 | 2019-07-01 | 2020-07-01 | REC Solar | REC290TP2 BLK | Solar Panels |  | 0.29 | 9 | 244 | 34 |  | Fixed | Roof
Solar Registration Program | NJSRRE1541496608 | Franklin Twp SOM | 8873 | 5 | 11.31 | Residential | Yes | Behind the Meter | Sunrun Installation Services, Inc. | PSE&G | Final As-Built Received | 2019-06-26 | 2019-07-01 | 2020-07-01 | REC Solar | REC290TP2 BLK | Solar Panels |  | 0.29 | 11 | 243 | 29 |  | Fixed | Roof
Solar Registration Program | NJSRRE1541496608 | Franklin Twp SOM | 8873 | 5 | 11.31 | Residential | Yes | Behind the Meter | Sunrun Installation Services, Inc. | PSE&G | Final As-Built Received | 2019-06-26 | 2019-07-01 | 2020-07-01 | REC Solar | REC290TP2 BLK | Solar Panels |  | 0.29 | 12 | 63 | 29 |  | Fixed | Roof
Solar Registration Program | NJSRRE1541496608 | Franklin Twp SOM | 8873 | 5 | 11.31 | Residential | Yes | Behind the Meter | Sunrun Installation Services, Inc. | PSE&G | Final As-Built Received | 2019-06-26 | 2019-07-01 | 2020-07-01 | SolarEdge Technologies | SE10000H-USRGM | Inverters | 10000 |  | 1 |  |  | 0.96 |  | Outdoor | Next To Meter
Solar Registration Program | NJSRRE1541496608 | Franklin Twp SOM | 8873 | 5 | 11.31 | Residential | Yes | Behind the Meter | Sunrun Installation Services, Inc. | PSE&G | Final As-Built Received | 2019-06-26 | 2019-07-01 | 2020-07-01 | Ningbo Ginlong Technologies | Solis-1P3K-4G-US | Inverters | 3000 |  | 1 |  |  | 0.96 |  | Outdoor | Next To Meter
Solar Registration Program | NJSRRE1541631529 | Ringwood | 7456 | 6 | 11.31 | Residential | Yes | Behind the Meter | Sunrun Installation Services, Inc. | Orange Rockland Electric | Accepted | 2019-07-11 | 2019-07-15 | 2020-07-15 | REC Solar | REC290TP2 BLK | Solar Panels |  | 0.29 | 21 | 92 | 22 |  | Fixed | Roof
Solar Registration Program | NJSRRE1541631529 | Ringwood | 7456 | 6 | 11.31 | Residential | Yes | Behind the Meter | Sunrun Installation Services, Inc. | Orange Rockland Electric | Accepted | 2019-07-11 | 2019-07-15 | 2020-07-15 | REC Solar | REC290TP2 BLK | Solar Panels |  | 0.29 | 6 | 183 | 18 |  | Fixed | Roof
Solar Registration Program | NJSRRE1541631529 | Ringwood | 7456 | 6 | 11.31 | Residential | Yes | Behind the Meter | Sunrun Installation Services, Inc. | Orange Rockland Electric | Accepted | 2019-07-11 | 2019-07-15 | 2020-07-15 | REC Solar | REC290TP2 BLK | Solar Panels |  | 0.29 | 10 | 272 | 18 |  | Fixed | Roof
Solar Registration Program | NJSRRE1541631529 | Ringwood | 7456 | 6 | 11.31 | Residential | Yes | Behind the Meter | Sunrun Installation Services, Inc. | Orange Rockland Electric | Accepted | 2019-07-11 | 2019-07-15 | 2020-07-15 | REC Solar | REC290TP2 BLK | Solar Panels |  | 0.29 | 2 | 2 | 18 |  | Fixed | Roof
Solar Registration Program | NJSRRE1541631529 | Ringwood | 7456 | 6 | 11.31 | Residential | Yes | Behind the Meter | Sunrun Installation Services, Inc. | Orange Rockland Electric | Accepted | 2019-07-11 | 2019-07-15 | 2020-07-15 | SolarEdge Technologies | SE10000H-USRGM | Inverters | 10000 |  | 1 |  |  | 0.96 |  | Outdoor | Next To Meter
Solar Registration Program | NJSRRE1541810173 | Somerville | 8876 | 5 | 11.31 | Residential | Yes | Behind the Meter | Sunrun Installation Services, Inc. | JCP&L | Accepted | 2019-08-09 | 2019-08-23 | 2020-08-23 | REC Solar | REC290TP2 BLK | Solar Panels |  | 0.29 | 4 | 215 | 28 |  | Fixed | Roof
Solar Registration Program | NJSRRE1541810173 | Somerville | 8876 | 5 | 11.31 | Residential | Yes | Behind the Meter | Sunrun Installation Services, Inc. | JCP&L | Accepted | 2019-08-09 | 2019-08-23 | 2020-08-23 | REC Solar | REC290TP2 BLK | Solar Panels |  | 0.29 | 26 | 125 | 27 |  | Fixed | Roof
Solar Registration Program | NJSRRE1541810173 | Somerville | 8876 | 5 | 11.31 | Residential | Yes | Behind the Meter | Sunrun Installation Services, Inc. | JCP&L | Accepted | 2019-08-09 | 2019-08-23 | 2020-08-23 | REC Solar | REC290TP2 BLK | Solar Panels |  | 0.29 | 9 | 124 | 18 |  | Fixed | Roof
Solar Registration Program | NJSRRE1541810173 | Somerville | 8876 | 5 | 11.31 | Residential | Yes | Behind the Meter | Sunrun Installation Services, Inc. | JCP&L | Accepted | 2019-08-09 | 2019-08-23 | 2020-08-23 | SolarEdge Technologies | SE10000H-USRGM | Inverters | 10000 |  | 1 |  |  | 0.96 |  | Outdoor | Next To Meter
Solar Registration Program | NJSRRE1541845109 | Lakewood | 8701 | 18 | 11.31 | Residential | Yes | Behind the Meter | Sunrun Installation Services, Inc. | JCP&L | Accepted | 2019-08-15 | 2019-08-23 | 2020-08-23 | REC Solar | REC290TP2 BLK | Solar Panels |  | 0.29 | 16 | 89 | 23 |  | Fixed | Roof
Solar Registration Program | NJSRRE1541845109 | Lakewood | 8701 | 18 | 11.31 | Residential | Yes | Behind the Meter | Sunrun Installation Services, Inc. | JCP&L | Accepted | 2019-08-15 | 2019-08-23 | 2020-08-23 | REC Solar | REC290TP2 BLK | Solar Panels |  | 0.29 | 23 | 269 | 23 |  | Fixed | Roof
Solar Registration Program | NJSRRE1541845109 | Lakewood | 8701 | 18 | 11.31 | Residential | Yes | Behind the Meter | Sunrun Installation Services, Inc. | JCP&L | Accepted | 2019-08-15 | 2019-08-23 | 2020-08-23 | Ningbo Ginlong Technologies | Solis-1P9K-4G-US | Inverters | 9000 |  | 1 |  |  | 0.96 |  | Outdoor | Next To Meter
Solar Registration Program | NJSRRE1541884665 | Toms River | 8753 | 18 | 11.31 | Residential | Yes | Behind the Meter | Sunrun Installation Services, Inc. | JCP&L | Accepted | 2019-08-26 | 2019-08-29 | 2020-08-29 | REC Solar | REC290TP2 BLK | Solar Panels |  | 0.29 | 18 | 257 | 13 |  | Fixed | Roof
Solar Registration Program | NJSRRE1541884665 | Toms River | 8753 | 18 | 11.31 | Residential | Yes | Behind the Meter | Sunrun Installation Services, Inc. | JCP&L | Accepted | 2019-08-26 | 2019-08-29 | 2020-08-29 | REC Solar | REC290TP2 BLK | Solar Panels |  | 0.29 | 9 | 77 | 14 |  | Fixed | Roof
Solar Registration Program | NJSRRE1541884665 | Toms River | 8753 | 18 | 11.31 | Residential | Yes | Behind the Meter | Sunrun Installation Services, Inc. | JCP&L | Accepted | 2019-08-26 | 2019-08-29 | 2020-08-29 | REC Solar | REC290TP2 BLK | Solar Panels |  | 0.29 | 12 | 166 | 23 |  | Fixed | Roof
Solar Registration Program | NJSRRE1541884665 | Toms River | 8753 | 18 | 11.31 | Residential | Yes | Behind the Meter | Sunrun Installation Services, Inc. | JCP&L | Accepted | 2019-08-26 | 2019-08-29 | 2020-08-29 | Ningbo Ginlong Technologies | Solis-1P9K-4G-US | Inverters | 9000 |  | 1 |  |  | 0.96 |  | Outdoor | Next To Meter
Solar Registration Program | NJSRRE1542377418 | Haddon Township | 8107 | 14 | 11.31 | Residential | Yes | Behind the Meter | Sunrun Installation Services, Inc. | PSE&G | Accepted | 2019-09-10 | 2019-09-12 | 2020-09-12 | REC Solar | REC290TP2 BLK | Solar Panels |  | 0.29 | 4 | 337 | 34 |  | Fixed | Roof
Solar Registration Program | NJSRRE1542377418 | Haddon Township | 8107 | 14 | 11.31 | Residential | Yes | Behind the Meter | Sunrun Installation Services, Inc. | PSE&G | Accepted | 2019-09-10 | 2019-09-12 | 2020-09-12 | REC Solar | REC290TP2 BLK | Solar Panels |  | 0.29 | 10 | 337 | 9 |  | Fixed | Roof
Solar Registration Program | NJSRRE1542377418 | Haddon Township | 8107 | 14 | 11.31 | Residential | Yes | Behind the Meter | Sunrun Installation Services, Inc. | PSE&G | Accepted | 2019-09-10 | 2019-09-12 | 2020-09-12 | REC Solar | REC290TP2 BLK | Solar Panels |  | 0.29 | 8 | 337 | 14 |  | Fixed | Roof
Solar Registration Program | NJSRRE1542377418 | Haddon Township | 8107 | 14 | 11.31 | Residential | Yes | Behind the Meter | Sunrun Installation Services, Inc. | PSE&G | Accepted | 2019-09-10 | 2019-09-12 | 2020-09-12 | REC Solar | REC290TP2 BLK | Solar Panels |  | 0.29 | 5 | 157 | 34 |  | Fixed | Roof
Solar Registration Program | NJSRRE1542377418 | Haddon Township | 8107 | 14 | 11.31 | Residential | Yes | Behind the Meter | Sunrun Installation Services, Inc. | PSE&G | Accepted | 2019-09-10 | 2019-09-12 | 2020-09-12 | REC Solar | REC290TP2 BLK | Solar Panels |  | 0.29 | 12 | 156 | 9 |  | Fixed | Roof
Solar Registration Program | NJSRRE1542377418 | Haddon Township | 8107 | 14 | 11.31 | Residential | Yes | Behind the Meter | Sunrun Installation Services, Inc. | PSE&G | Accepted | 2019-09-10 | 2019-09-12 | 2020-09-12 | SolarEdge Technologies | SE10000H-USRGM | Inverters | 10000 |  | 1 |  |  | 0.96 |  | Outdoor | Next To Meter
Solar Registration Program | NJSRRE1542478623 | Teaneck | 7666 | 7 | 11.31 | Residential | Yes | Behind the Meter | Sunrun Installation Services, Inc. | PSE&G | Accepted | 2019-10-01 | 2019-10-03 | 2020-10-03 | REC Solar | REC290TP2 BLK | Solar Panels |  | 0.29 | 14 | 290 | 33 |  | Fixed | Roof
Solar Registration Program | NJSRRE1542478623 | Teaneck | 7666 | 7 | 11.31 | Residential | Yes | Behind the Meter | Sunrun Installation Services, Inc. | PSE&G | Accepted | 2019-10-01 | 2019-10-03 | 2020-10-03 | REC Solar | REC290TP2 BLK | Solar Panels |  | 0.29 | 17 | 110 | 33 |  | Fixed | Roof
Solar Registration Program | NJSRRE1542478623 | Teaneck | 7666 | 7 | 11.31 | Residential | Yes | Behind the Meter | Sunrun Installation Services, Inc. | PSE&G | Accepted | 2019-10-01 | 2019-10-03 | 2020-10-03 | REC Solar | REC290TP2 BLK | Solar Panels |  | 0.29 | 8 | 20 | 33 |  | Fixed | Roof
Solar Registration Program | NJSRRE1542478623 | Teaneck | 7666 | 7 | 11.31 | Residential | Yes | Behind the Meter | Sunrun Installation Services, Inc. | PSE&G | Accepted | 2019-10-01 | 2019-10-03 | 2020-10-03 | Ningbo Ginlong Technologies | Solis-1P3K-4G-US | Inverters | 3000 |  | 1 |  |  | 0.96 |  | Outdoor | Next To Meter
Solar Registration Program | NJSRRE1542478623 | Teaneck | 7666 | 7 | 11.31 | Residential | Yes | Behind the Meter | Sunrun Installation Services, Inc. | PSE&G | Accepted | 2019-10-01 | 2019-10-03 | 2020-10-03 | Ningbo Ginlong Technologies | Solis-1P6K-4G-US | Inverters | 6000 |  | 1 |  |  | 0.96 |  | Outdoor | Next To Meter
Solar Registration Program | NJSRRE1543422183 | West Orange | 7052 | 9 | 11.31 | Residential | Yes | Behind the Meter | Sunrun Installation Services, Inc. | PSE&G | Accepted | 2019-11-19 | 2019-11-22 | 2020-11-22 | REC Solar | REC290TP2 BLK | Solar Panels |  | 0.29 | 10 | 273 | 37 |  | Fixed | Roof
Solar Registration Program | NJSRRE1543422183 | West Orange | 7052 | 9 | 11.31 | Residential | Yes | Behind the Meter | Sunrun Installation Services, Inc. | PSE&G | Accepted | 2019-11-19 | 2019-11-22 | 2020-11-22 | REC Solar | REC290TP2 BLK | Solar Panels |  | 0.29 | 9 | 273 | 14 |  | Fixed | Roof
Solar Registration Program | NJSRRE1543422183 | West Orange | 7052 | 9 | 11.31 | Residential | Yes | Behind the Meter | Sunrun Installation Services, Inc. | PSE&G | Accepted | 2019-11-19 | 2019-11-22 | 2020-11-22 | REC Solar | REC290TP2 BLK | Solar Panels |  | 0.29 | 10 | 93 | 37 |  | Fixed | Roof
Solar Registration Program | NJSRRE1543422183 | West Orange | 7052 | 9 | 11.31 | Residential | Yes | Behind the Meter | Sunrun Installation Services, Inc. | PSE&G | Accepted | 2019-11-19 | 2019-11-22 | 2020-11-22 | REC Solar | REC290TP2 BLK | Solar Panels |  | 0.29 | 10 | 182 | 27 |  | Fixed | Roof
Solar Registration Program | NJSRRE1543422183 | West Orange | 7052 | 9 | 11.31 | Residential | Yes | Behind the Meter | Sunrun Installation Services, Inc. | PSE&G | Accepted | 2019-11-19 | 2019-11-22 | 2020-11-22 | Delta Electronics | M5-TL-US | Inverters | 4800 |  | 2 |  |  | 0.96 |  | Outdoor | Next To Meter
Solar Registration Program | NJSRRE1543464224 | Stratford | 8084 | 14 | 11.31 | Residential | Yes | Behind the Meter | Sunrun Installation Services, Inc. | AC Electric | Accepted | 2019-12-02 | 2019-12-04 | 2020-12-04 | REC Solar | REC290TP2 BLK | Solar Panels |  | 0.29 | 17 | 117 | 34 |  | Fixed | Roof
Solar Registration Program | NJSRRE1543464224 | Stratford | 8084 | 14 | 11.31 | Residential | Yes | Behind the Meter | Sunrun Installation Services, Inc. | AC Electric | Accepted | 2019-12-02 | 2019-12-04 | 2020-12-04 | REC Solar | REC290TP2 BLK | Solar Panels |  | 0.29 | 11 | 118 | 23 |  | Fixed | Roof
Solar Registration Program | NJSRRE1543464224 | Stratford | 8084 | 14 | 11.31 | Residential | Yes | Behind the Meter | Sunrun Installation Services, Inc. | AC Electric | Accepted | 2019-12-02 | 2019-12-04 | 2020-12-04 | REC Solar | REC290TP2 BLK | Solar Panels |  | 0.29 | 11 | 117 | 34 |  | Fixed | Roof
Solar Registration Program | NJSRRE1543464224 | Stratford | 8084 | 14 | 11.31 | Residential | Yes | Behind the Meter | Sunrun Installation Services, Inc. | AC Electric | Accepted | 2019-12-02 | 2019-12-04 | 2020-12-04 | Delta Electronics | M5-TL-US | Inverters | 4800 |  | 1 |  |  | 0.96 |  | Outdoor | Next To Meter
Solar Registration Program | NJSRRE1543464224 | Stratford | 8084 | 14 | 11.31 | Residential | Yes | Behind the Meter | Sunrun Installation Services, Inc. | AC Electric | Accepted | 2019-12-02 | 2019-12-04 | 2020-12-04 | Delta Electronics | M4-TL-US | Inverters | 3840 |  | 1 |  |  | 0.96 |  | Outdoor | Next To Meter
Solar Registration Program | NJSRRE1543513003 | Mine Hill Township | 7803 | 3 | 11.31 | Residential | Yes | Behind the Meter | Sunrun Installation Services, Inc. | JCP&L | Accepted | 2019-12-11 | 2019-12-16 | 2020-12-16 | REC Solar | REC290TP2 BLK | Solar Panels |  | 0.29 | 12 | 294 | 45 |  | Fixed | Roof
Solar Registration Program | NJSRRE1543513003 | Mine Hill Township | 7803 | 3 | 11.31 | Residential | Yes | Behind the Meter | Sunrun Installation Services, Inc. | JCP&L | Accepted | 2019-12-11 | 2019-12-16 | 2020-12-16 | REC Solar | REC290TP2 BLK | Solar Panels |  | 0.29 | 8 | 114 | 45 |  | Fixed | Roof
Solar Registration Program | NJSRRE1543513003 | Mine Hill Township | 7803 | 3 | 11.31 | Residential | Yes | Behind the Meter | Sunrun Installation Services, Inc. | JCP&L | Accepted | 2019-12-11 | 2019-12-16 | 2020-12-16 | REC Solar | REC290TP2 BLK | Solar Panels |  | 0.29 | 5 | 204 | 45 |  | Fixed | Roof
Solar Registration Program | NJSRRE1543513003 | Mine Hill Township | 7803 | 3 | 11.31 | Residential | Yes | Behind the Meter | Sunrun Installation Services, Inc. | JCP&L | Accepted | 2019-12-11 | 2019-12-16 | 2020-12-16 | REC Solar | REC290TP2 BLK | Solar Panels |  | 0.29 | 7 | 113 | 27 |  | Fixed | Roof
Solar Registration Program | NJSRRE1543513003 | Mine Hill Township | 7803 | 3 | 11.31 | Residential | Yes | Behind the Meter | Sunrun Installation Services, Inc. | JCP&L | Accepted | 2019-12-11 | 2019-12-16 | 2020-12-16 | REC Solar | REC290TP2 BLK | Solar Panels |  | 0.29 | 7 | 293 | 27 |  | Fixed | Roof
Solar Registration Program | NJSRRE1543513003 | Mine Hill Township | 7803 | 3 | 11.31 | Residential | Yes | Behind the Meter | Sunrun Installation Services, Inc. | JCP&L | Accepted | 2019-12-11 | 2019-12-16 | 2020-12-16 | Delta Electronics | M4-TL-US | Inverters | 3840 |  | 1 |  |  | 0.96 |  | Outdoor | Next To Meter
Solar Registration Program | NJSRRE1543513003 | Mine Hill Township | 7803 | 3 | 11.31 | Residential | Yes | Behind the Meter | Sunrun Installation Services, Inc. | JCP&L | Accepted | 2019-12-11 | 2019-12-16 | 2020-12-16 | Delta Electronics | M6-TL-US | Inverters | 5760 |  | 1 |  |  | 0.96 |  | Outdoor | Next To Meter
Solar Registration Program | NJSRRE1543586434 | Bound Brook | 8805 | 5 | 11.31 | Residential | No | Behind the Meter | Sunrun Installation Services, Inc. | PSE&G | Accepted | 2019-12-20 | 2019-12-26 | 2020-12-26 | REC Solar | REC290TP2 BLK | Solar Panels |  | 0.29 | 6 | 94 | 30 |  | Fixed | Roof
Solar Registration Program | NJSRRE1543586434 | Bound Brook | 8805 | 5 | 11.31 | Residential | No | Behind the Meter | Sunrun Installation Services, Inc. | PSE&G | Accepted | 2019-12-20 | 2019-12-26 | 2020-12-26 | REC Solar | REC290TP2 BLK | Solar Panels |  | 0.29 | 11 | 183 | 18 |  | Fixed | Roof
Solar Registration Program | NJSRRE1543586434 | Bound Brook | 8805 | 5 | 11.31 | Residential | No | Behind the Meter | Sunrun Installation Services, Inc. | PSE&G | Accepted | 2019-12-20 | 2019-12-26 | 2020-12-26 | REC Solar | REC290TP2 BLK | Solar Panels |  | 0.29 | 22 | 273 | 18 |  | Fixed | Roof
Solar Registration Program | NJSRRE1543586434 | Bound Brook | 8805 | 5 | 11.31 | Residential | No | Behind the Meter | Sunrun Installation Services, Inc. | PSE&G | Accepted | 2019-12-20 | 2019-12-26 | 2020-12-26 | Delta Electronics | M5-TL-US | Inverters | 4800 |  | 1 |  |  | 0.96 |  | Outdoor | Next To Meter
Solar Registration Program | NJSRRE1543586434 | Bound Brook | 8805 | 5 | 11.31 | Residential | No | Behind the Meter | Sunrun Installation Services, Inc. | PSE&G | Accepted | 2019-12-20 | 2019-12-26 | 2020-12-26 | Delta Electronics | M4-TL-US | Inverters | 3840 |  | 1 |  |  | 0.96 |  | Outdoor | Next To Meter
Solar Registration Program | NJSRRE1540263211 | Pittsgrove Township | 8318 | 16 | 11.34 | Residential | No | Behind the Meter | Trinity Solar | AC Electric | Accepted | 2019-01-21 | 2019-01-24 | 2020-01-24 | HANWHA | Q.PEAK DUO BLK-G5 315 | Solar Panels |  | 0.315 | 10 | 270 | 9 |  | Fixed | Roof
Solar Registration Program | NJSRRE1540263211 | Pittsgrove Township | 8318 | 16 | 11.34 | Residential | No | Behind the Meter | Trinity Solar | AC Electric | Accepted | 2019-01-21 | 2019-01-24 | 2020-01-24 | HANWHA | Q.PEAK DUO BLK-G5 315 | Solar Panels |  | 0.315 | 10 | 180 | 9 |  | Fixed | Roof
Solar Registration Program | NJSRRE1540263211 | Pittsgrove Township | 8318 | 16 | 11.34 | Residential | No | Behind the Meter | Trinity Solar | AC Electric | Accepted | 2019-01-21 | 2019-01-24 | 2020-01-24 | HANWHA | Q.PEAK DUO BLK-G5 315 | Solar Panels |  | 0.315 | 16 | 270 | 40 |  | Fixed | Roof
Solar Registration Program | NJSRRE1540263211 | Pittsgrove Township | 8318 | 16 | 11.34 | Residential | No | Behind the Meter | Trinity Solar | AC Electric | Accepted | 2019-01-21 | 2019-01-24 | 2020-01-24 | Solar Edge | SE10000 | Inverters | 10000 |  | 1 |  |  | 0.97 |  | Outside | Side of home
Solar Registration Program | NJSRRE1540284520 | LODI | 7644 | 7 | 11.34 | Residential | Yes | Behind the Meter | Pro Custom Solar dba Momentum Solar | PSE&G | Accepted | 2019-01-24 | 2019-01-28 | 2020-01-28 | HANWHA | Q.PEAK DUO BLK-G5 315 | Solar Panels |  | 0.315 | 30 | 128 | 29 |  | Fixed | Roof
Solar Registration Program | NJSRRE1540284520 | LODI | 7644 | 7 | 11.34 | Residential | Yes | Behind the Meter | Pro Custom Solar dba Momentum Solar | PSE&G | Accepted | 2019-01-24 | 2019-01-28 | 2020-01-28 | HANWHA | Q.PEAK DUO BLK-G5 315 | Solar Panels |  | 0.315 | 6 | 308 | 25 |  | Fixed | Roof
Solar Registration Program | NJSRRE1540284520 | LODI | 7644 | 7 | 11.34 | Residential | Yes | Behind the Meter | Pro Custom Solar dba Momentum Solar | PSE&G | Accepted | 2019-01-24 | 2019-01-28 | 2020-01-28 | ENPHASE | IQ7-60-2-US | Inverters | 250 |  | 36 |  |  | 0.97 |  | Outdoor | ROOF
Solar Registration Program | NJSRRE1540394158 | KEYPORT | 7735 | 17 | 11.34 | Residential | Yes | Behind the Meter | Vivint Solar Developer, LLC | JCP&L | Accepted | 2019-02-25 | 2019-02-27 | 2020-02-27 | Hanwha Solar | Q.PEAK BLK-G5 315 | Solar Panels |  | 0.315 | 24 | 9 | 10 |  | Fixed | Roof
Solar Registration Program | NJSRRE1540394158 | KEYPORT | 7735 | 17 | 11.34 | Residential | Yes | Behind the Meter | Vivint Solar Developer, LLC | JCP&L | Accepted | 2019-02-25 | 2019-02-27 | 2020-02-27 | Hanwha Solar | Q.PEAK BLK-G5 315 | Solar Panels |  | 0.315 | 12 | 189 | 13 |  | Fixed | Roof
Solar Registration Program | NJSRRE1540394158 | KEYPORT | 7735 | 17 | 11.34 | Residential | Yes | Behind the Meter | Vivint Solar Developer, LLC | JCP&L | Accepted | 2019-02-25 | 2019-02-27 | 2020-02-27 | Solar Edge | SE7600H-US | Inverters | 7600 |  | 1 |  |  | 0.992 |  | Outdoor | Near the Utility Meter
Solar Registration Program | NJSRRE1540407881 | Chesterfield | 8515 | 13 | 11.34 | Residential | Yes | Behind the Meter | Vivint Solar Developer, LLC | PSE&G | Accepted | 2019-03-04 | 2019-03-04 | 2020-03-04 | Hanwha Solar | Q.PEAK BLK-G5 315 | Solar Panels |  | 0.315 | 11 | 106 | 34 |  | Fixed | Roof
Solar Registration Program | NJSRRE1540407881 | Chesterfield | 8515 | 13 | 11.34 | Residential | Yes | Behind the Meter | Vivint Solar Developer, LLC | PSE&G | Accepted | 2019-03-04 | 2019-03-04 | 2020-03-04 | Hanwha Solar | Q.PEAK BLK-G5 315 | Solar Panels |  | 0.315 | 15 | 196 | 13 |  | Fixed | Roof
Solar Registration Program | NJSRRE1540407881 | Chesterfield | 8515 | 13 | 11.34 | Residential | Yes | Behind the Meter | Vivint Solar Developer, LLC | PSE&G | Accepted | 2019-03-04 | 2019-03-04 | 2020-03-04 | Hanwha Solar | Q.PEAK BLK-G5 315 | Solar Panels |  | 0.315 | 10 | 286 | 34 |  | Fixed | Roof
Solar Registration Program | NJSRRE1540407881 | Chesterfield | 8515 | 13 | 11.34 | Residential | Yes | Behind the Meter | Vivint Solar Developer, LLC | PSE&G | Accepted | 2019-03-04 | 2019-03-04 | 2020-03-04 | Solar Edge | SE7600H-US | Inverters | 7600 |  | 1 |  |  | 0.992 |  | Outdoor | Near the Utility Meter
Solar Registration Program | NJSRRE1540721012 | Galloway | 8205 | 19 | 11.34 | Residential | No | Behind the Meter | Green Power Energy | AC Electric | Accepted | 2019-03-26 | 2019-03-27 | 2020-03-27 | Hanwha | Q.PEAK DUO-G5 315 | Solar Panels |  | 0.315 | 36 | 181 | 18 |  | Fixed | Roof
Solar Registration Program | NJSRRE1540721012 | Galloway | 8205 | 19 | 11.34 | Residential | No | Behind the Meter | Green Power Energy | AC Electric | Accepted | 2019-03-26 | 2019-03-27 | 2020-03-27 | Solar Edge | SE10000H-US | Inverters | 10000 |  | 1 |  |  | 0.97 |  | Outside | next to meter
Solar Registration Program | NJSRRE1540912846 | Egg Harbor Township | 8234 | 19 | 11.34 | Residential | Yes | Behind the Meter | Pro Custom Solar dba Momentum Solar | AC Electric | Accepted | 2019-05-01 | 2019-05-03 | 2020-05-03 | HANWHA | Q.PEAK DUO BLK-G5 315 | Solar Panels |  | 0.315 | 21 | 112 | 11 |  | Fixed | Roof
Solar Registration Program | NJSRRE1540912846 | Egg Harbor Township | 8234 | 19 | 11.34 | Residential | Yes | Behind the Meter | Pro Custom Solar dba Momentum Solar | AC Electric | Accepted | 2019-05-01 | 2019-05-03 | 2020-05-03 | HANWHA | Q.PEAK DUO BLK-G5 315 | Solar Panels |  | 0.315 | 15 | 292 | 10 |  | Fixed | Roof
Solar Registration Program | NJSRRE1540912846 | Egg Harbor Township | 8234 | 19 | 11.34 | Residential | Yes | Behind the Meter | Pro Custom Solar dba Momentum Solar | AC Electric | Accepted | 2019-05-01 | 2019-05-03 | 2020-05-03 | ENPHASE | IQ7-60-2-US | Inverters | 250 |  | 36 |  |  | 0.97 |  | Outdoor | ROOF
Solar Registration Program | NJSRRE1540983076 | Vineland | 8360 | 20 | 11.34 | Residential | No | Behind the Meter | Castle Energy, LLC | Vineland Muni Electric | Accepted | 2019-05-13 | 2019-05-15 | 2020-05-15 | Hanwha QCells | Q.PEAK DUO-G5 315 | Solar Panels |  | 0.315 | 33 | 193 | 22 |  | Fixed | Roof
Solar Registration Program | NJSRRE1540983076 | Vineland | 8360 | 20 | 11.34 | Residential | No | Behind the Meter | Castle Energy, LLC | Vineland Muni Electric | Accepted | 2019-05-13 | 2019-05-15 | 2020-05-15 | Hanwha QCells | Q.PEAK DUO-G5 315 | Solar Panels |  | 0.315 | 3 | 13 | 22 |  | Fixed | Roof
Solar Registration Program | NJSRRE1540983076 | Vineland | 8360 | 20 | 11.34 | Residential | No | Behind the Meter | Castle Energy, LLC | Vineland Muni Electric | Accepted | 2019-05-13 | 2019-05-15 | 2020-05-15 | Enphase Energy | IQ7-60-2-US | Inverters | 240 |  | 36 |  |  | 0.976 |  | Outdoor | On rooftop underneath each solar module
Solar Registration Program | NJSRRE1541047147 | Edison | 8837 | 11 | 11.34 | Residential | Yes | Behind the Meter | Pro Custom Solar dba Momentum Solar | PSE&G | Accepted | 2019-05-28 | 2019-06-11 | 2020-06-11 | HANWHA | Q.PEAK DUO BLK-G5 315 | Solar Panels |  | 0.315 | 16 | 88 | 33 |  | Fixed | Roof
Solar Registration Program | NJSRRE1541047147 | Edison | 8837 | 11 | 11.34 | Residential | Yes | Behind the Meter | Pro Custom Solar dba Momentum Solar | PSE&G | Accepted | 2019-05-28 | 2019-06-11 | 2020-06-11 | HANWHA | Q.PEAK DUO BLK-G5 315 | Solar Panels |  | 0.315 | 12 | 268 | 34 |  | Fixed | Roof
Solar Registration Program | NJSRRE1541047147 | Edison | 8837 | 11 | 11.34 | Residential | Yes | Behind the Meter | Pro Custom Solar dba Momentum Solar | PSE&G | Accepted | 2019-05-28 | 2019-06-11 | 2020-06-11 | HANWHA | Q.PEAK DUO BLK-G5 315 | Solar Panels |  | 0.315 | 8 | 88 | 33 |  | Fixed | Roof
Solar Registration Program | NJSRRE1541047147 | Edison | 8837 | 11 | 11.34 | Residential | Yes | Behind the Meter | Pro Custom Solar dba Momentum Solar | PSE&G | Accepted | 2019-05-28 | 2019-06-11 | 2020-06-11 | ENPHASE | IQ7-60-2-US | Inverters | 250 |  | 36 |  |  | 0.97 |  | Outdoor | ROOF
Solar Registration Program | NJSRRE1541443161 | BERGENFIELD | 7621 | 7 | 11.34 | Residential | Yes | Behind the Meter | Vivint Solar Developer, LLC | PSE&G | Accepted | 2019-06-25 | 2019-06-26 | 2020-06-26 | Hanwha Solar | Q.PEAK BLK-G5 315 | Solar Panels |  | 0.315 | 9 | 358 | 33 |  | Fixed | Roof
Solar Registration Program | NJSRRE1541443161 | BERGENFIELD | 7621 | 7 | 11.34 | Residential | Yes | Behind the Meter | Vivint Solar Developer, LLC | PSE&G | Accepted | 2019-06-25 | 2019-06-26 | 2020-06-26 | Hanwha Solar | Q.PEAK BLK-G5 315 | Solar Panels |  | 0.315 | 12 | 268 | 19 |  | Fixed | Roof
Solar Registration Program | NJSRRE1541443161 | BERGENFIELD | 7621 | 7 | 11.34 | Residential | Yes | Behind the Meter | Vivint Solar Developer, LLC | PSE&G | Accepted | 2019-06-25 | 2019-06-26 | 2020-06-26 | Hanwha Solar | Q.PEAK BLK-G5 315 | Solar Panels |  | 0.315 | 6 | 88 | 19 |  | Fixed | Roof
Solar Registration Program | NJSRRE1541443161 | BERGENFIELD | 7621 | 7 | 11.34 | Residential | Yes | Behind the Meter | Vivint Solar Developer, LLC | PSE&G | Accepted | 2019-06-25 | 2019-06-26 | 2020-06-26 | Hanwha Solar | Q.PEAK BLK-G5 315 | Solar Panels |  | 0.315 | 9 | 178 | 33 |  | Fixed | Roof
Solar Registration Program | NJSRRE1541443161 | BERGENFIELD | 7621 | 7 | 11.34 | Residential | Yes | Behind the Meter | Vivint Solar Developer, LLC | PSE&G | Accepted | 2019-06-25 | 2019-06-26 | 2020-06-26 | Solar Edge | SE7600H-US | Inverters | 7600 |  | 1 |  |  | 0.992 |  | Outdoor | Near the Utility Meter
Solar Registration Program | NJSRRE1541453422 | PENNSAUKEN | 8109 | 14 | 11.34 | Residential | Yes | Behind the Meter | Vivint Solar Developer, LLC | PSE&G | Accepted | 2019-06-24 | 2019-06-26 | 2020-06-26 | Hanwha Solar | Q.PEAK BLK-G5 315 | Solar Panels |  | 0.315 | 30 | 36 | 21 |  | Fixed | Roof
Solar Registration Program | NJSRRE1541453422 | PENNSAUKEN | 8109 | 14 | 11.34 | Residential | Yes | Behind the Meter | Vivint Solar Developer, LLC | PSE&G | Accepted | 2019-06-24 | 2019-06-26 | 2020-06-26 | Hanwha Solar | Q.PEAK BLK-G5 315 | Solar Panels |  | 0.315 | 2 | 216 | 21 |  | Fixed | Roof
Solar Registration Program | NJSRRE1541453422 | PENNSAUKEN | 8109 | 14 | 11.34 | Residential | Yes | Behind the Meter | Vivint Solar Developer, LLC | PSE&G | Accepted | 2019-06-24 | 2019-06-26 | 2020-06-26 | Hanwha Solar | Q.PEAK BLK-G5 315 | Solar Panels |  | 0.315 | 4 | 216 | 21 |  | Fixed | Roof
Solar Registration Program | NJSRRE1541453422 | PENNSAUKEN | 8109 | 14 | 11.34 | Residential | Yes | Behind the Meter | Vivint Solar Developer, LLC | PSE&G | Accepted | 2019-06-24 | 2019-06-26 | 2020-06-26 | Solar Edge | SE7600H-US | Inverters | 7600 |  | 1 |  |  | 0.992 |  | Outdoor | Near The Utility Meter
Solar Registration Program | NJSRRE1541609103 | Passaic | 7055 | 6 | 11.34 | Residential | Yes | Behind the Meter | Trinity Solar | PSE&G | Accepted | 2019-07-03 | 2019-07-09 | 2020-07-09 | Hanwha 315 | Q.PEAK DUO BLK-G5 315 | Solar Panels |  | 0.315 | 10 | 79 | 45 |  | Fixed | Roof
Solar Registration Program | NJSRRE1541609103 | Passaic | 7055 | 6 | 11.34 | Residential | Yes | Behind the Meter | Trinity Solar | PSE&G | Accepted | 2019-07-03 | 2019-07-09 | 2020-07-09 | Hanwha 315 | Q.PEAK DUO BLK-G5 315 | Solar Panels |  | 0.315 | 23 | 259 | 45 |  | Fixed | Roof
Solar Registration Program | NJSRRE1541609103 | Passaic | 7055 | 6 | 11.34 | Residential | Yes | Behind the Meter | Trinity Solar | PSE&G | Accepted | 2019-07-03 | 2019-07-09 | 2020-07-09 | Hanwha 315 | Q.PEAK DUO BLK-G5 315 | Solar Panels |  | 0.315 | 3 | 169 | 45 |  | Fixed | Roof
Solar Registration Program | NJSRRE1541609103 | Passaic | 7055 | 6 | 11.34 | Residential | Yes | Behind the Meter | Trinity Solar | PSE&G | Accepted | 2019-07-03 | 2019-07-09 | 2020-07-09 | Solar Edge | SE10000H-US | Inverters | 10000 |  | 1 |  |  | 0.97 |  | Outside | Side of home
Solar Registration Program | NJSRRE1541686231 | North Bergen | 7047 | 8 | 11.34 | Residential | Yes | Behind the Meter | Trinity Solar | PSE&G | Accepted | 2019-07-18 | 2019-07-22 | 2020-07-22 | Hanwha | Q.PEAK DUO BLK-G5 315 | Solar Panels |  | 0.315 | 6 | 118 | 14 |  | Fixed | Roof
Solar Registration Program | NJSRRE1541686231 | North Bergen | 7047 | 8 | 11.34 | Residential | Yes | Behind the Meter | Trinity Solar | PSE&G | Accepted | 2019-07-18 | 2019-07-22 | 2020-07-22 | Hanwha | Q.PEAK DUO BLK-G5 315 | Solar Panels |  | 0.315 | 5 | 118 | 30 |  | Fixed | Roof
Solar Registration Program | NJSRRE1541686231 | North Bergen | 7047 | 8 | 11.34 | Residential | Yes | Behind the Meter | Trinity Solar | PSE&G | Accepted | 2019-07-18 | 2019-07-22 | 2020-07-22 | Hanwha | Q.PEAK DUO BLK-G5 315 | Solar Panels |  | 0.315 | 25 | 118 | 40 |  | Fixed | Roof
Solar Registration Program | NJSRRE1541686231 | North Bergen | 7047 | 8 | 11.34 | Residential | Yes | Behind the Meter | Trinity Solar | PSE&G | Accepted | 2019-07-18 | 2019-07-22 | 2020-07-22 | Solar Edge | SE3000 | Inverters | 3000 |  | 1 |  |  | 0.97 |  | Outside | side of home
Solar Registration Program | NJSRRE1541686231 | North Bergen | 7047 | 8 | 11.34 | Residential | Yes | Behind the Meter | Trinity Solar | PSE&G | Accepted | 2019-07-18 | 2019-07-22 | 2020-07-22 | Solar Edge | SE6000 | Inverters | 6000 |  | 1 |  |  | 0.97 |  | Outside | side of home
Solar Registration Program | NJSRRE1541788112 | Delran | 8075 | 13 | 11.34 | Residential | Yes | Behind the Meter | Trinity Solar | PSE&G | Accepted | 2019-08-05 | 2019-08-08 | 2020-08-08 | Hanwha | Q.PEAK DUO BLK-G5 315 | Solar Panels |  | 0.315 | 36 | 138 | 34 |  | Fixed | Roof
Solar Registration Program | NJSRRE1541788112 | Delran | 8075 | 13 | 11.34 | Residential | Yes | Behind the Meter | Trinity Solar | PSE&G | Accepted | 2019-08-05 | 2019-08-08 | 2020-08-08 | Solar Edge | SE10000 | Inverters | 10000 |  | 1 |  |  | 0.97 |  | Outside | side of home
Solar Registration Program | NJSRRE1541804297 | Mullica Hill | 8062 | 15 | 11.34 | Residential | Yes | Behind the Meter | Vivint Solar Developer, LLC | AC Electric | Accepted | 2019-08-13 | 2019-08-23 | 2020-08-23 | HANWHA SOLAR | Q.PEAK BLK-G5 315 | Solar Panels |  | 0.315 | 6 | 144 | 29 |  | Fixed | Roof
Solar Registration Program | NJSRRE1541804297 | Mullica Hill | 8062 | 15 | 11.34 | Residential | Yes | Behind the Meter | Vivint Solar Developer, LLC | AC Electric | Accepted | 2019-08-13 | 2019-08-23 | 2020-08-23 | HANWHA SOLAR | Q.PEAK BLK-G5 315 | Solar Panels |  | 0.315 | 4 | 54 | 45 |  | Fixed | Roof
Solar Registration Program | NJSRRE1541804297 | Mullica Hill | 8062 | 15 | 11.34 | Residential | Yes | Behind the Meter | Vivint Solar Developer, LLC | AC Electric | Accepted | 2019-08-13 | 2019-08-23 | 2020-08-23 | HANWHA SOLAR | Q.PEAK BLK-G5 315 | Solar Panels |  | 0.315 | 26 | 144 | 29 |  | Fixed | Roof
Solar Registration Program | NJSRRE1541804297 | Mullica Hill | 8062 | 15 | 11.34 | Residential | Yes | Behind the Meter | Vivint Solar Developer, LLC | AC Electric | Accepted | 2019-08-13 | 2019-08-23 | 2020-08-23 | SOLAREDGE | SE7600H-US000BNC4 | Inverters | 7600 |  | 1 |  |  | 0.992 |  | Outdoor | Near the Utility Meter
Solar Registration Program | NJSRRE1542014812 | West Orange | 7052 | 9 | 11.34 | Residential | Yes | Behind the Meter | Trinity Solar | PSE&G | Accepted | 2019-09-03 | 2019-09-05 | 2020-09-05 | Hanwha | Q.PEAK DUO BLK-G5 315 | Solar Panels |  | 0.315 | 6 | 21 | 23 |  | Fixed | Roof
Solar Registration Program | NJSRRE1542014812 | West Orange | 7052 | 9 | 11.34 | Residential | Yes | Behind the Meter | Trinity Solar | PSE&G | Accepted | 2019-09-03 | 2019-09-05 | 2020-09-05 | Hanwha | Q.PEAK DUO BLK-G5 315 | Solar Panels |  | 0.315 | 30 | 201 | 23 |  | Fixed | Roof
Solar Registration Program | NJSRRE1542014812 | West Orange | 7052 | 9 | 11.34 | Residential | Yes | Behind the Meter | Trinity Solar | PSE&G | Accepted | 2019-09-03 | 2019-09-05 | 2020-09-05 | Solar Edge | SE10000 | Inverters | 10000 |  | 1 |  |  | 0.97 |  | Outside | side of home
Solar Registration Program | NJSRRE1542397097 | Harrington Park | 7640 | 7 | 11.34 | Residential | No | Behind the Meter | Ampericon | PSE&G | Accepted | 2019-09-13 | 2019-09-17 | 2020-09-17 | LG | LG315N1C-G4 | Solar Panels |  | 0.315 | 36 | 151 | 30 |  | Fixed | Roof
Solar Registration Program | NJSRRE1542397097 | Harrington Park | 7640 | 7 | 11.34 | Residential | No | Behind the Meter | Ampericon | PSE&G | Accepted | 2019-09-13 | 2019-09-17 | 2020-09-17 | EnPhase | IQ7 | Inverters | 250 |  | 36 |  |  | 0.965 |  | Outside | Roof
Solar Registration Program | NJSRRE1542412314 | North Haledon Boro | 7508 | 6 | 11.34 | Residential | Yes | Behind the Meter | Tesla Energy Operations Inc | PSE&G | Accepted | 2019-09-17 | 2019-09-19 | 2020-09-19 | Hanwha Q-Cells | Q.Peak DUO BLK-G5/SC315 | Solar Panels |  | 0.315 | 24 | 243 | 34 |  | Fixed | Roof
Solar Registration Program | NJSRRE1542412314 | North Haledon Boro | 7508 | 6 | 11.34 | Residential | Yes | Behind the Meter | Tesla Energy Operations Inc | PSE&G | Accepted | 2019-09-17 | 2019-09-19 | 2020-09-19 | Hanwha Q-Cells | Q.Peak DUO BLK-G5/SC315 | Solar Panels |  | 0.315 | 12 | 36 | 34 |  | Fixed | Roof
Solar Registration Program | NJSRRE1542412314 | North Haledon Boro | 7508 | 6 | 11.34 | Residential | Yes | Behind the Meter | Tesla Energy Operations Inc | PSE&G | Accepted | 2019-09-17 | 2019-09-19 | 2020-09-19 | SOLAREDGE | SE10000H-US000SNC2 | Inverters | 10000 |  | 1 |  |  | 0.98 |  | Outside | Outside
Solar Registration Program | NJSRRE1542419586 | NEPTUNE | 7753 | 17 | 11.34 | Residential | Yes | Behind the Meter | Vivint Solar Developer, LLC | JCP&L | Accepted | 2019-09-19 | 2019-09-20 | 2020-09-20 | HANWHA SOLAR | Q.PEAK BLK-G5 315 | Solar Panels |  | 0.315 | 19 | 106 | 23 |  | Fixed | Roof
Solar Registration Program | NJSRRE1542419586 | NEPTUNE | 7753 | 17 | 11.34 | Residential | Yes | Behind the Meter | Vivint Solar Developer, LLC | JCP&L | Accepted | 2019-09-19 | 2019-09-20 | 2020-09-20 | HANWHA SOLAR | Q.PEAK BLK-G5 315 | Solar Panels |  | 0.315 | 17 | 286 | 23 |  | Fixed | Roof
Solar Registration Program | NJSRRE1542419586 | NEPTUNE | 7753 | 17 | 11.34 | Residential | Yes | Behind the Meter | Vivint Solar Developer, LLC | JCP&L | Accepted | 2019-09-19 | 2019-09-20 | 2020-09-20 | Solar Edge | SE7600H-US | Inverters | 7600 |  | 1 |  |  | 0.992 |  | Outdoor | Near Utility Meter
Solar Registration Program | NJSRRE1542423314 | Bridgewater | 8807 | 5 | 11.34 | Residential | Yes | Behind the Meter | Vivint Solar Developer, LLC | PSE&G | Accepted | 2019-09-19 | 2019-09-24 | 2020-09-24 | Hanwha | Q.PEAK BLK-G5 315 | Solar Panels |  | 0.315 | 3 | 235 | 30 |  | Fixed | Roof
Solar Registration Program | NJSRRE1542423314 | Bridgewater | 8807 | 5 | 11.34 | Residential | Yes | Behind the Meter | Vivint Solar Developer, LLC | PSE&G | Accepted | 2019-09-19 | 2019-09-24 | 2020-09-24 | Hanwha | Q.PEAK BLK-G5 315 | Solar Panels |  | 0.315 | 10 | 235 | 30 |  | Fixed | Roof
Solar Registration Program | NJSRRE1542423314 | Bridgewater | 8807 | 5 | 11.34 | Residential | Yes | Behind the Meter | Vivint Solar Developer, LLC | PSE&G | Accepted | 2019-09-19 | 2019-09-24 | 2020-09-24 | Hanwha | Q.PEAK BLK-G5 315 | Solar Panels |  | 0.315 | 7 | 235 | 30 |  | Fixed | Roof
Solar Registration Program | NJSRRE1542423314 | Bridgewater | 8807 | 5 | 11.34 | Residential | Yes | Behind the Meter | Vivint Solar Developer, LLC | PSE&G | Accepted | 2019-09-19 | 2019-09-24 | 2020-09-24 | Hanwha | Q.PEAK BLK-G5 315 | Solar Panels |  | 0.315 | 10 | 55 | 30 |  | Fixed | Roof
Solar Registration Program | NJSRRE1542423314 | Bridgewater | 8807 | 5 | 11.34 | Residential | Yes | Behind the Meter | Vivint Solar Developer, LLC | PSE&G | Accepted | 2019-09-19 | 2019-09-24 | 2020-09-24 | Hanwha | Q.PEAK BLK-G5 315 | Solar Panels |  | 0.315 | 6 | 55 | 30 |  | Fixed | Roof
Solar Registration Program | NJSRRE1542423314 | Bridgewater | 8807 | 5 | 11.34 | Residential | Yes | Behind the Meter | Vivint Solar Developer, LLC | PSE&G | Accepted | 2019-09-19 | 2019-09-24 | 2020-09-24 | SolarEdge | SE7600H-US | Inverters | 7600 |  | 1 |  |  | 0.992 |  | Outdoor | Near the Utility Meter
Solar Registration Program | NJSRRE1542424750 | Cherry Hill | 8002 | 14 | 11.34 | Residential | Yes | Behind the Meter | Trinity Solar | PSE&G | Accepted | 2019-09-20 | 2019-09-24 | 2020-09-24 | HANWHA | Q.PEAK DUO BLK-G5 315 | Solar Panels |  | 0.315 | 11 | 204 | 14 |  | Fixed | Roof
Solar Registration Program | NJSRRE1542424750 | Cherry Hill | 8002 | 14 | 11.34 | Residential | Yes | Behind the Meter | Trinity Solar | PSE&G | Accepted | 2019-09-20 | 2019-09-24 | 2020-09-24 | HANWHA | Q.PEAK DUO BLK-G5 315 | Solar Panels |  | 0.315 | 11 | 204 | 23 |  | Fixed | Roof
Solar Registration Program | NJSRRE1542424750 | Cherry Hill | 8002 | 14 | 11.34 | Residential | Yes | Behind the Meter | Trinity Solar | PSE&G | Accepted | 2019-09-20 | 2019-09-24 | 2020-09-24 | HANWHA | Q.PEAK DUO BLK-G5 315 | Solar Panels |  | 0.315 | 14 | 114 | 23 |  | Fixed | Roof
Solar Registration Program | NJSRRE1542424750 | Cherry Hill | 8002 | 14 | 11.34 | Residential | Yes | Behind the Meter | Trinity Solar | PSE&G | Accepted | 2019-09-20 | 2019-09-24 | 2020-09-24 | Solar Edge | SE10000H-US | Inverters | 10000 |  | 1 |  |  | 0.97 |  | Outdoor | side of home
Solar Registration Program | NJSRRE1542427446 | Chesterfield TWP | 8515 | 13 | 11.34 | Residential | No | Behind the Meter | Tesla Energy Operations Inc | PSE&G | Accepted | 2019-09-21 | 2019-09-24 | 2020-09-24 | Hanwha Q CELLS | Q.PEAK DUO BLK-G5 315 | Solar Panels |  | 0.315 | 3 | 293 | 30 |  | Fixed | Roof
Solar Registration Program | NJSRRE1542427446 | Chesterfield TWP | 8515 | 13 | 11.34 | Residential | No | Behind the Meter | Tesla Energy Operations Inc | PSE&G | Accepted | 2019-09-21 | 2019-09-24 | 2020-09-24 | Hanwha Q CELLS | Q.PEAK DUO BLK-G5 315 | Solar Panels |  | 0.315 | 13 | 203 | 40 |  | Fixed | Roof
Solar Registration Program | NJSRRE1542427446 | Chesterfield TWP | 8515 | 13 | 11.34 | Residential | No | Behind the Meter | Tesla Energy Operations Inc | PSE&G | Accepted | 2019-09-21 | 2019-09-24 | 2020-09-24 | Hanwha Q CELLS | Q.PEAK DUO BLK-G5 315 | Solar Panels |  | 0.315 | 20 | 113 | 30 |  | Fixed | Roof
Solar Registration Program | NJSRRE1542427446 | Chesterfield TWP | 8515 | 13 | 11.34 | Residential | No | Behind the Meter | Tesla Energy Operations Inc | PSE&G | Accepted | 2019-09-21 | 2019-09-24 | 2020-09-24 | SolarEdge Technologies | SE10000H-US000SNC2 | Inverters | 10000 |  | 1 |  |  | 0.98 |  | Indoor | INDOOR
Solar Registration Program | NJSRRE1542427446 | Chesterfield TWP | 8515 | 13 | 11.34 | Residential | No | Behind the Meter | Tesla Energy Operations Inc | PSE&G | Accepted | 2019-09-21 | 2019-09-24 | 2020-09-24 | Tesla | AC Powerwall | Electric Storage Battery |  |  | 2 |  |  |  | Lithium Ion |  | inside
Solar Registration Program | NJSRRE1542428656 | CHESTERFIELD TWP | 8515 | 13 | 11.34 | Residential | Yes | Behind the Meter | Tesla Energy Operations Inc | PSE&G | Accepted | 2019-09-23 | 2019-09-25 | 2020-09-25 | Hanwha Q-Cells | Q.Peak DUO BLK-G5/SC315 | Solar Panels |  | 0.315 | 20 | 94 | 30 |  | Fixed | Roof
Solar Registration Program | NJSRRE1542428656 | CHESTERFIELD TWP | 8515 | 13 | 11.34 | Residential | Yes | Behind the Meter | Tesla Energy Operations Inc | PSE&G | Accepted | 2019-09-23 | 2019-09-25 | 2020-09-25 | Hanwha Q-Cells | Q.Peak DUO BLK-G5/SC315 | Solar Panels |  | 0.315 | 16 | 184 | 30 |  | Fixed | Roof
Solar Registration Program | NJSRRE1542428656 | CHESTERFIELD TWP | 8515 | 13 | 11.34 | Residential | Yes | Behind the Meter | Tesla Energy Operations Inc | PSE&G | Accepted | 2019-09-23 | 2019-09-25 | 2020-09-25 | Delta | Solivia 5.2 TL | Inverters | 5200 |  | 2 |  |  | 0.975 |  | Outside | Outside
Solar Registration Program | NJSRRE1542428682 | PINE HILL | 8021 | 14 | 11.34 | Residential | Yes | Behind the Meter | Pro Custom Solar dba Momentum Solar | AC Electric | Accepted | 2019-09-23 | 2019-09-25 | 2020-09-25 | HANWHA | Q.PEAK DUO BLK-G5 315 | Solar Panels |  | 0.315 | 12 | 127 | 7 |  | Fixed | Roof
Solar Registration Program | NJSRRE1542428682 | PINE HILL | 8021 | 14 | 11.34 | Residential | Yes | Behind the Meter | Pro Custom Solar dba Momentum Solar | AC Electric | Accepted | 2019-09-23 | 2019-09-25 | 2020-09-25 | HANWHA | Q.PEAK DUO BLK-G5 315 | Solar Panels |  | 0.315 | 9 | 127 | 16 |  | Fixed | Roof
Solar Registration Program | NJSRRE1542428682 | PINE HILL | 8021 | 14 | 11.34 | Residential | Yes | Behind the Meter | Pro Custom Solar dba Momentum Solar | AC Electric | Accepted | 2019-09-23 | 2019-09-25 | 2020-09-25 | HANWHA | Q.PEAK DUO BLK-G5 315 | Solar Panels |  | 0.315 | 15 | 127 | 5 |  | Fixed | Roof
Solar Registration Program | NJSRRE1542428682 | PINE HILL | 8021 | 14 | 11.34 | Residential | Yes | Behind the Meter | Pro Custom Solar dba Momentum Solar | AC Electric | Accepted | 2019-09-23 | 2019-09-25 | 2020-09-25 | Enphase Energy | IQ6-60-2-US | Inverters | 250 |  | 36 |  |  | 0.97 |  | Outdoor | Roof
Solar Registration Program | NJSRRE1542433854 | Egg Harbor Township | 8234 | 19 | 11.34 | Residential | Yes | Behind the Meter | Trinity Solar | AC Electric | Accepted | 2019-09-25 | 2019-09-26 | 2020-09-26 | HANWHA | Q.PEAK DUO BLK-G5 315 | Solar Panels |  | 0.315 | 4 | 110 | 37 |  | Fixed | Roof
Solar Registration Program | NJSRRE1542433854 | Egg Harbor Township | 8234 | 19 | 11.34 | Residential | Yes | Behind the Meter | Trinity Solar | AC Electric | Accepted | 2019-09-25 | 2019-09-26 | 2020-09-26 | HANWHA | Q.PEAK DUO BLK-G5 315 | Solar Panels |  | 0.315 | 3 | 110 | 45 |  | Fixed | Roof
Solar Registration Program | NJSRRE1542433854 | Egg Harbor Township | 8234 | 19 | 11.34 | Residential | Yes | Behind the Meter | Trinity Solar | AC Electric | Accepted | 2019-09-25 | 2019-09-26 | 2020-09-26 | HANWHA | Q.PEAK DUO BLK-G5 315 | Solar Panels |  | 0.315 | 14 | 110 | 45 |  | Fixed | Roof
Solar Registration Program | NJSRRE1542433854 | Egg Harbor Township | 8234 | 19 | 11.34 | Residential | Yes | Behind the Meter | Trinity Solar | AC Electric | Accepted | 2019-09-25 | 2019-09-26 | 2020-09-26 | HANWHA | Q.PEAK DUO BLK-G5 315 | Solar Panels |  | 0.315 | 15 | 200 | 37 |  | Fixed | Roof
Solar Registration Program | NJSRRE1542433854 | Egg Harbor Township | 8234 | 19 | 11.34 | Residential | Yes | Behind the Meter | Trinity Solar | AC Electric | Accepted | 2019-09-25 | 2019-09-26 | 2020-09-26 | Solar Edge | SE10000H-US | Inverters | 10000 |  | 1 |  |  | 0.97 |  | Outdoor | side of home
Solar Registration Program | NJSRRE1542443582 | Edison | 8837 | 11 | 11.34 | Residential | No | Behind the Meter | Tesla Energy Operations Inc | PSE&G | Accepted | 2019-09-26 | 2019-09-30 | 2020-09-30 | Hanwha Q-Cells | # Q.Peak DUO BLK-G5/SC315 | Solar Panels |  | 0.315 | 13 | 171 | 34 |  | Fixed | Roof
Solar Registration Program | NJSRRE1542443582 | Edison | 8837 | 11 | 11.34 | Residential | No | Behind the Meter | Tesla Energy Operations Inc | PSE&G | Accepted | 2019-09-26 | 2019-09-30 | 2020-09-30 | Hanwha Q-Cells | # Q.Peak DUO BLK-G5/SC315 | Solar Panels |  | 0.315 | 23 | 171 | 34 |  | Fixed | Roof
Solar Registration Program | NJSRRE1542443582 | Edison | 8837 | 11 | 11.34 | Residential | No | Behind the Meter | Tesla Energy Operations Inc | PSE&G | Accepted | 2019-09-26 | 2019-09-30 | 2020-09-30 | SolarEdge | # SE10000H-US000SNC2 | Inverters | 10000 |  | 1 |  |  | 0.98 |  | Outdoor | Outdoor
Solar Registration Program | NJSRRE1542447361 | Howell | 7731 | 17 | 11.34 | Residential | Yes | Behind the Meter | Vivint Solar Developer, LLC | JCP&L | Accepted | 2019-09-27 | 2019-10-01 | 2020-10-01 | Hanwha | Q.PEAK DUO BLK-G5 315w | Solar Panels |  | 0.315 | 7 | 345 | 23 |  | Fixed | Roof
Solar Registration Program | NJSRRE1542447361 | Howell | 7731 | 17 | 11.34 | Residential | Yes | Behind the Meter | Vivint Solar Developer, LLC | JCP&L | Accepted | 2019-09-27 | 2019-10-01 | 2020-10-01 | Hanwha | Q.PEAK DUO BLK-G5 315w | Solar Panels |  | 0.315 | 7 | 165 | 23 |  | Fixed | Roof
Solar Registration Program | NJSRRE1542447361 | Howell | 7731 | 17 | 11.34 | Residential | Yes | Behind the Meter | Vivint Solar Developer, LLC | JCP&L | Accepted | 2019-09-27 | 2019-10-01 | 2020-10-01 | Hanwha | Q.PEAK DUO BLK-G5 315w | Solar Panels |  | 0.315 | 5 | 75 | 19 |  | Fixed | Roof
Solar Registration Program | NJSRRE1542447361 | Howell | 7731 | 17 | 11.34 | Residential | Yes | Behind the Meter | Vivint Solar Developer, LLC | JCP&L | Accepted | 2019-09-27 | 2019-10-01 | 2020-10-01 | Hanwha | Q.PEAK DUO BLK-G5 315w | Solar Panels |  | 0.315 | 2 | 165 | 19 |  | Fixed | Roof
Solar Registration Program | NJSRRE1542447361 | Howell | 7731 | 17 | 11.34 | Residential | Yes | Behind the Meter | Vivint Solar Developer, LLC | JCP&L | Accepted | 2019-09-27 | 2019-10-01 | 2020-10-01 | Hanwha | Q.PEAK DUO BLK-G5 315w | Solar Panels |  | 0.315 | 3 | 345 | 19 |  | Fixed | Roof
Solar Registration Program | NJSRRE1542447361 | Howell | 7731 | 17 | 11.34 | Residential | Yes | Behind the Meter | Vivint Solar Developer, LLC | JCP&L | Accepted | 2019-09-27 | 2019-10-01 | 2020-10-01 | Hanwha | Q.PEAK DUO BLK-G5 315w | Solar Panels |  | 0.315 | 4 | 255 | 19 |  | Fixed | Roof
Solar Registration Program | NJSRRE1542447361 | Howell | 7731 | 17 | 11.34 | Residential | Yes | Behind the Meter | Vivint Solar Developer, LLC | JCP&L | Accepted | 2019-09-27 | 2019-10-01 | 2020-10-01 | Hanwha | Q.PEAK DUO BLK-G5 315w | Solar Panels |  | 0.315 | 8 | 345 | 15 |  | Fixed | Roof
Solar Registration Program | NJSRRE1542447361 | Howell | 7731 | 17 | 11.34 | Residential | Yes | Behind the Meter | Vivint Solar Developer, LLC | JCP&L | Accepted | 2019-09-27 | 2019-10-01 | 2020-10-01 | Solar Edge | SE7600H-US000BNC4 | Inverters | 7600 |  | 1 |  |  | 0.992 |  | Outdoor | Near the Utility Meter
Solar Registration Program | NJSRRE1542486807 | Cape May Courthouse | 8210 | 21 | 11.34 | Residential | No | Behind the Meter | Trinity Solar | AC Electric | Accepted | 2019-10-02 | 2019-10-04 | 2020-10-04 | HANWHA | Q.PEAK DUO BLK-G5 315 | Solar Panels |  | 0.315 | 31 | 192 | 30 |  | Fixed | Roof
Solar Registration Program | NJSRRE1542486807 | Cape May Courthouse | 8210 | 21 | 11.34 | Residential | No | Behind the Meter | Trinity Solar | AC Electric | Accepted | 2019-10-02 | 2019-10-04 | 2020-10-04 | HANWHA | Q.PEAK DUO BLK-G5 315 | Solar Panels |  | 0.315 | 3 | 102 | 30 |  | Fixed | Roof
Solar Registration Program | NJSRRE1542486807 | Cape May Courthouse | 8210 | 21 | 11.34 | Residential | No | Behind the Meter | Trinity Solar | AC Electric | Accepted | 2019-10-02 | 2019-10-04 | 2020-10-04 | HANWHA | Q.PEAK DUO BLK-G5 315 | Solar Panels |  | 0.315 | 2 | 282 | 30 |  | Fixed | Roof
Solar Registration Program | NJSRRE1542486807 | Cape May Courthouse | 8210 | 21 | 11.34 | Residential | No | Behind the Meter | Trinity Solar | AC Electric | Accepted | 2019-10-02 | 2019-10-04 | 2020-10-04 | Solar Edge | SE10000H-US | Inverters | 10000 |  | 1 |  |  | 0.97 |  | Outdoor | side of home
Solar Registration Program | NJSRRE1542500813 | Totowa Boro | 7512 | 6 | 11.34 | Residential | No | Behind the Meter | Tesla Energy Operations | PSE&G | Accepted | 2019-10-03 | 2019-10-08 | 2020-10-08 | Hanwha Q-Cells | Q.Peak DUO BLK-G5/SC315 | Solar Panels |  | 0.315 | 12 | 287 | 34 |  | Fixed | Roof | outside
Solar Registration Program | NJSRRE1542500813 | Totowa Boro | 7512 | 6 | 11.34 | Residential | No | Behind the Meter | Tesla Energy Operations | PSE&G | Accepted | 2019-10-03 | 2019-10-08 | 2020-10-08 | Hanwha Q-Cells | Q.Peak DUO BLK-G5/SC315 | Solar Panels |  | 0.315 | 24 | 107 | 34 |  | Fixed | Roof | outdoors
Solar Registration Program | NJSRRE1542500813 | Totowa Boro | 7512 | 6 | 11.34 | Residential | No | Behind the Meter | Tesla Energy Operations | PSE&G | Accepted | 2019-10-03 | 2019-10-08 | 2020-10-08 | Delta | Solivia 7.6 TL | Inverters | 7600 |  | 1 |  |  | 0.975 |  | Indoor | inside
Solar Registration Program | NJSRRE1542500813 | Totowa Boro | 7512 | 6 | 11.34 | Residential | No | Behind the Meter | Tesla Energy Operations | PSE&G | Accepted | 2019-10-03 | 2019-10-08 | 2020-10-08 | Delta # | Solivia 3.8 TL | Inverters | 3800 |  | 1 |  |  | 0.975 |  | Indoor | inside
Solar Registration Program | NJSRRE1542500813 | Totowa Boro | 7512 | 6 | 11.34 | Residential | No | Behind the Meter | Tesla Energy Operations | PSE&G | Accepted | 2019-10-03 | 2019-10-08 | 2020-10-08 | Tesla | AC Powerwall 2.0 | Electric Storage Battery |  |  | 3 |  |  |  | Lithium Ion |  | inside
Solar Registration Program | NJSRRE1542505549 | Barnegat | 8005 | 18 | 11.34 | Residential | Yes | Behind the Meter | Vivint Solar Developer, LLC | JCP&L | Accepted | 2019-10-05 | 2019-10-08 | 2020-10-08 | Hanwha Solar | Q.PEAK BLK-G5 315 | Solar Panels |  | 0.315 | 24 | 85 | 26 |  | Fixed | Roof
Solar Registration Program | NJSRRE1542505549 | Barnegat | 8005 | 18 | 11.34 | Residential | Yes | Behind the Meter | Vivint Solar Developer, LLC | JCP&L | Accepted | 2019-10-05 | 2019-10-08 | 2020-10-08 | Hanwha Solar | Q.PEAK BLK-G5 315 | Solar Panels |  | 0.315 | 12 | 265 | 26 |  | Fixed | Roof
Solar Registration Program | NJSRRE1542505549 | Barnegat | 8005 | 18 | 11.34 | Residential | Yes | Behind the Meter | Vivint Solar Developer, LLC | JCP&L | Accepted | 2019-10-05 | 2019-10-08 | 2020-10-08 | Solar Edge | SE7600H-US000BNC4 | Inverters | 7600 |  | 1 |  |  | 0.992 |  | Outdoor | Near the Utility Meter
Solar Registration Program | NJSRRE1542511526 | Freehold | 7728 | 17 | 11.34 | Residential | Yes | Behind the Meter | Vivint Solar Developer, LLC | JCP&L | Accepted | 2019-10-07 | 2019-10-09 | 2020-10-09 | Hanwha | Q.PEAK BLK-G5 315 | Solar Panels |  | 0.315 | 3 | 287 | 23 |  | Fixed | Roof
Solar Registration Program | NJSRRE1542511526 | Freehold | 7728 | 17 | 11.34 | Residential | Yes | Behind the Meter | Vivint Solar Developer, LLC | JCP&L | Accepted | 2019-10-07 | 2019-10-09 | 2020-10-09 | Hanwha | Q.PEAK BLK-G5 315 | Solar Panels |  | 0.315 | 3 | 107 | 23 |  | Fixed | Roof
Solar Registration Program | NJSRRE1542511526 | Freehold | 7728 | 17 | 11.34 | Residential | Yes | Behind the Meter | Vivint Solar Developer, LLC | JCP&L | Accepted | 2019-10-07 | 2019-10-09 | 2020-10-09 | Hanwha | Q.PEAK BLK-G5 315 | Solar Panels |  | 0.315 | 6 | 107 | 23 |  | Fixed | Roof
Solar Registration Program | NJSRRE1542511526 | Freehold | 7728 | 17 | 11.34 | Residential | Yes | Behind the Meter | Vivint Solar Developer, LLC | JCP&L | Accepted | 2019-10-07 | 2019-10-09 | 2020-10-09 | Hanwha | Q.PEAK BLK-G5 315 | Solar Panels |  | 0.315 | 6 | 197 | 23 |  | Fixed | Roof
Solar Registration Program | NJSRRE1542511526 | Freehold | 7728 | 17 | 11.34 | Residential | Yes | Behind the Meter | Vivint Solar Developer, LLC | JCP&L | Accepted | 2019-10-07 | 2019-10-09 | 2020-10-09 | Hanwha | Q.PEAK BLK-G5 315 | Solar Panels |  | 0.315 | 3 | 287 | 22 |  | Fixed | Roof
Solar Registration Program | NJSRRE1542511526 | Freehold | 7728 | 17 | 11.34 | Residential | Yes | Behind the Meter | Vivint Solar Developer, LLC | JCP&L | Accepted | 2019-10-07 | 2019-10-09 | 2020-10-09 | Hanwha | Q.PEAK BLK-G5 315 | Solar Panels |  | 0.315 | 10 | 107 | 23 |  | Fixed | Roof
Solar Registration Program | NJSRRE1542511526 | Freehold | 7728 | 17 | 11.34 | Residential | Yes | Behind the Meter | Vivint Solar Developer, LLC | JCP&L | Accepted | 2019-10-07 | 2019-10-09 | 2020-10-09 | Hanwha | Q.PEAK BLK-G5 315 | Solar Panels |  | 0.315 | 5 | 107 | 22 |  | Fixed | Roof
Solar Registration Program | NJSRRE1542511526 | Freehold | 7728 | 17 | 11.34 | Residential | Yes | Behind the Meter | Vivint Solar Developer, LLC | JCP&L | Accepted | 2019-10-07 | 2019-10-09 | 2020-10-09 | SolarEdge | SE7600H-US | Inverters | 7600 |  | 1 |  |  | 0.992 |  | Outdoor | Near the Utility Meter
Solar Registration Program | NJSRRE1542527774 | Woolwich Township | 8085 | 15 | 11.34 | Residential | Yes | Behind the Meter | Trinity Solar | AC Electric | Accepted | 2019-10-11 | 2019-10-14 | 2020-10-14 | HANWHA | Q.PEAK DUO BLK-G5 315 | Solar Panels |  | 0.315 | 16 | 110 | 34 |  | Fixed | Roof
Solar Registration Program | NJSRRE1542527774 | Woolwich Township | 8085 | 15 | 11.34 | Residential | Yes | Behind the Meter | Trinity Solar | AC Electric | Accepted | 2019-10-11 | 2019-10-14 | 2020-10-14 | HANWHA | Q.PEAK DUO BLK-G5 315 | Solar Panels |  | 0.315 | 5 | 110 | 34 |  | Fixed | Roof
Solar Registration Program | NJSRRE1542527774 | Woolwich Township | 8085 | 15 | 11.34 | Residential | Yes | Behind the Meter | Trinity Solar | AC Electric | Accepted | 2019-10-11 | 2019-10-14 | 2020-10-14 | HANWHA | Q.PEAK DUO BLK-G5 315 | Solar Panels |  | 0.315 | 7 | 200 | 45 |  | Fixed | Roof
Solar Registration Program | NJSRRE1542527774 | Woolwich Township | 8085 | 15 | 11.34 | Residential | Yes | Behind the Meter | Trinity Solar | AC Electric | Accepted | 2019-10-11 | 2019-10-14 | 2020-10-14 | HANWHA | Q.PEAK DUO BLK-G5 315 | Solar Panels |  | 0.315 | 5 | 200 | 45 |  | Fixed | Roof
Solar Registration Program | NJSRRE1542527774 | Woolwich Township | 8085 | 15 | 11.34 | Residential | Yes | Behind the Meter | Trinity Solar | AC Electric | Accepted | 2019-10-11 | 2019-10-14 | 2020-10-14 | HANWHA | Q.PEAK DUO BLK-G5 315 | Solar Panels |  | 0.315 | 3 | 200 | 45 |  | Fixed | Roof
Solar Registration Program | NJSRRE1542527774 | Woolwich Township | 8085 | 15 | 11.34 | Residential | Yes | Behind the Meter | Trinity Solar | AC Electric | Accepted | 2019-10-11 | 2019-10-14 | 2020-10-14 | Solar Edge | SE10000H-US000BNC4 | Inverters | 10000 |  | 1 |  |  | 0.97 |  | Outdoor | side of home
Solar Registration Program | NJSRRE1542541584 | Lanoka Harbor | 8734 | 18 | 11.34 | Residential | Yes | Behind the Meter | Trinity Solar | JCP&L | Accepted | 2019-10-14 | 2019-10-16 | 2020-10-16 | Hanwha 315 | Q.PEAK DUO BLK-G5 315 | Solar Panels |  | 0.315 | 3 | 214 | 40 |  | Fixed | Roof
Solar Registration Program | NJSRRE1542541584 | Lanoka Harbor | 8734 | 18 | 11.34 | Residential | Yes | Behind the Meter | Trinity Solar | JCP&L | Accepted | 2019-10-14 | 2019-10-16 | 2020-10-16 | Hanwha 315 | Q.PEAK DUO BLK-G5 315 | Solar Panels |  | 0.315 | 16 | 304 | 25 |  | Fixed | Roof
Solar Registration Program | NJSRRE1542541584 | Lanoka Harbor | 8734 | 18 | 11.34 | Residential | Yes | Behind the Meter | Trinity Solar | JCP&L | Accepted | 2019-10-14 | 2019-10-16 | 2020-10-16 | Hanwha 315 | Q.PEAK DUO BLK-G5 315 | Solar Panels |  | 0.315 | 17 | 124 | 40 |  | Fixed | Roof
Solar Registration Program | NJSRRE1542541584 | Lanoka Harbor | 8734 | 18 | 11.34 | Residential | Yes | Behind the Meter | Trinity Solar | JCP&L | Accepted | 2019-10-14 | 2019-10-16 | 2020-10-16 | Solar Edge | SE10000H-US | Inverters | 10000 |  | 1 |  |  | 0.97 |  | Outside | side of home
Solar Registration Program | NJSRRE1542541787 | Toms River | 8753 | 18 | 11.34 | Residential | No | Behind the Meter | Trinity Solar | JCP&L | Accepted | 2019-10-14 | 2019-10-16 | 2020-10-16 | Hanhwa | Q.PEAK DUO BLK-G5 315 | Solar Panels |  | 0.315 | 36 | 167 | 23 |  | Fixed | Roof
Solar Registration Program | NJSRRE1542541787 | Toms River | 8753 | 18 | 11.34 | Residential | No | Behind the Meter | Trinity Solar | JCP&L | Accepted | 2019-10-14 | 2019-10-16 | 2020-10-16 | Solar Edge | SE10000 | Inverters | 10000 |  | 1 |  |  | 0.97 |  | Outside | side of home
Solar Registration Program | NJSRRE1542543935 | Millville | 8332 | 20 | 11.34 | Residential | No | Behind the Meter | Sun Up Zero Down | AC Electric | Accepted | 2019-10-15 | 2019-10-17 | 2020-10-17 | CertainTeed | CT315HC11-04 | Solar Panels |  | 0.315 | 23 | 182 | 34 |  | Fixed | Roof
Solar Registration Program | NJSRRE1542543935 | Millville | 8332 | 20 | 11.34 | Residential | No | Behind the Meter | Sun Up Zero Down | AC Electric | Accepted | 2019-10-15 | 2019-10-17 | 2020-10-17 | CertainTeed | CT315HC11-04 | Solar Panels |  | 0.315 | 13 | 2 | 34 |  | Fixed | Roof
Solar Registration Program | NJSRRE1542543935 | Millville | 8332 | 20 | 11.34 | Residential | No | Behind the Meter | Sun Up Zero Down | AC Electric | Accepted | 2019-10-15 | 2019-10-17 | 2020-10-17 | solaredge | SE10000H-US | Inverters | 10000 |  | 1 |  |  | 0.975 |  | Other | outside wall
Solar Registration Program | NJSRRE1542578537 | Manahawkin | 8050 | 18 | 11.34 | Residential | Yes | Behind the Meter | Suntuity Solar LLC | AC Electric | Accepted | 2019-10-23 | 2019-10-25 | 2020-10-25 | Yingli Green Energy | YL315D-30b | Solar Panels |  | 0.315 | 10 | 105 | 32 |  | Fixed | Roof
Solar Registration Program | NJSRRE1542578537 | Manahawkin | 8050 | 18 | 11.34 | Residential | Yes | Behind the Meter | Suntuity Solar LLC | AC Electric | Accepted | 2019-10-23 | 2019-10-25 | 2020-10-25 | Yingli Green Energy | YL315D-30b | Solar Panels |  | 0.315 | 14 | 285 | 32 |  | Fixed | Roof
Solar Registration Program | NJSRRE1542578537 | Manahawkin | 8050 | 18 | 11.34 | Residential | Yes | Behind the Meter | Suntuity Solar LLC | AC Electric | Accepted | 2019-10-23 | 2019-10-25 | 2020-10-25 | Yingli Green Energy | YL315D-30b | Solar Panels |  | 0.315 | 12 | 285 | 32 |  | Fixed | Roof
Solar Registration Program | NJSRRE1542578537 | Manahawkin | 8050 | 18 | 11.34 | Residential | Yes | Behind the Meter | Suntuity Solar LLC | AC Electric | Accepted | 2019-10-23 | 2019-10-25 | 2020-10-25 | Enphase Energy | IQ7-60-2-US | Inverters | 240 |  | 36 |  |  | 0.97 |  | Outdoor | Behind the PV Modules
Solar Registration Program | NJSRRE1542578860 | Willingboro | 8046 | 13 | 11.34 | Residential | Yes | Behind the Meter | Trinity Solar | PSE&G | Accepted | 2019-10-23 | 2019-10-25 | 2020-10-25 | Hanwha 315 | Q.PEAK DUO BLK-G5 315 | Solar Panels |  | 0.315 | 26 | 257 | 18 |  | Fixed | Roof
Solar Registration Program | NJSRRE1542578860 | Willingboro | 8046 | 13 | 11.34 | Residential | Yes | Behind the Meter | Trinity Solar | PSE&G | Accepted | 2019-10-23 | 2019-10-25 | 2020-10-25 | Hanwha 315 | Q.PEAK DUO BLK-G5 315 | Solar Panels |  | 0.315 | 10 | 77 | 18 |  | Fixed | Roof
Solar Registration Program | NJSRRE1542578860 | Willingboro | 8046 | 13 | 11.34 | Residential | Yes | Behind the Meter | Trinity Solar | PSE&G | Accepted | 2019-10-23 | 2019-10-25 | 2020-10-25 | Solar Edge | SE10000H-US | Inverters | 10000 |  | 1 |  |  | 0.97 |  | Outside | side of home
Solar Registration Program | NJSRRE1542578891 | Cedar Ville | 8311 | 20 | 11.34 | Residential | Yes | Behind the Meter | Trinity Solar | AC Electric | Accepted | 2019-10-23 | 2019-10-25 | 2020-10-25 | Hanwha | Q.PEAK DUO BLK-G5 315 | Solar Panels |  | 0.315 | 19 | 195 | 30 |  | Fixed | Roof
Solar Registration Program | NJSRRE1542578891 | Cedar Ville | 8311 | 20 | 11.34 | Residential | Yes | Behind the Meter | Trinity Solar | AC Electric | Accepted | 2019-10-23 | 2019-10-25 | 2020-10-25 | Hanwha | Q.PEAK DUO BLK-G5 315 | Solar Panels |  | 0.315 | 3 | 195 | 30 |  | Fixed | Roof
Solar Registration Program | NJSRRE1542578891 | Cedar Ville | 8311 | 20 | 11.34 | Residential | Yes | Behind the Meter | Trinity Solar | AC Electric | Accepted | 2019-10-23 | 2019-10-25 | 2020-10-25 | Hanwha | Q.PEAK DUO BLK-G5 315 | Solar Panels |  | 0.315 | 14 | 195 | 30 |  | Fixed | Roof
Solar Registration Program | NJSRRE1542578891 | Cedar Ville | 8311 | 20 | 11.34 | Residential | Yes | Behind the Meter | Trinity Solar | AC Electric | Accepted | 2019-10-23 | 2019-10-25 | 2020-10-25 | Solar Edge | SE10000 | Inverters | 10000 |  | 1 |  |  | 0.97 |  | Outside | side of home
Solar Registration Program | NJSRRE1542650783 | Metuchen | 8840 | 11 | 11.34 | Residential | Yes | Behind the Meter | Vivint Solar Developer, LLC | PSE&G | Accepted | 2019-10-25 | 2019-10-29 | 2020-10-29 | Hanwha | Q.PEAK BLK-G5 315 | Solar Panels |  | 0.315 | 18 | 265 | 40 |  | Fixed | Roof
Solar Registration Program | NJSRRE1542650783 | Metuchen | 8840 | 11 | 11.34 | Residential | Yes | Behind the Meter | Vivint Solar Developer, LLC | PSE&G | Accepted | 2019-10-25 | 2019-10-29 | 2020-10-29 | Hanwha | Q.PEAK BLK-G5 315 | Solar Panels |  | 0.315 | 18 | 85 | 40 |  | Fixed | Roof
Solar Registration Program | NJSRRE1542650783 | Metuchen | 8840 | 11 | 11.34 | Residential | Yes | Behind the Meter | Vivint Solar Developer, LLC | PSE&G | Accepted | 2019-10-25 | 2019-10-29 | 2020-10-29 | Solar Edge | SE7600H-US | Inverters | 7600 |  | 1 |  |  | 0.992 |  | Outdoor | Corporate Approval Date: 10/24/2019
Solar Registration Program | NJSRRE1542680122 | Atlantic Highlands | 7716 | 17 | 11.34 | Residential | No | Behind the Meter | Tesla Energy Operations Inc. | JCP&L | Accepted | 2019-10-26 | 2019-10-29 | 2020-10-29 | Hanwha Q Cells | Q.PEAK DUO BLK-G5 315 | Solar Panels |  | 0.315 | 13 | 279 | 34 |  | Fixed | Roof
Solar Registration Program | NJSRRE1542680122 | Atlantic Highlands | 7716 | 17 | 11.34 | Residential | No | Behind the Meter | Tesla Energy Operations Inc. | JCP&L | Accepted | 2019-10-26 | 2019-10-29 | 2020-10-29 | Hanwha Q Cells | Q.Peak Duo BLK-G5 315 | Solar Panels |  | 0.315 | 23 | 99 | 34 |  | Fixed | Roof
Solar Registration Program | NJSRRE1542680122 | Atlantic Highlands | 7716 | 17 | 11.34 | Residential | No | Behind the Meter | Tesla Energy Operations Inc. | JCP&L | Accepted | 2019-10-26 | 2019-10-29 | 2020-10-29 | Landis & Gyr | MX | Meters |  |  | 1 |  |  |  | No | Outdoor
Solar Registration Program | NJSRRE1542680122 | Atlantic Highlands | 7716 | 17 | 11.34 | Residential | No | Behind the Meter | Tesla Energy Operations Inc. | JCP&L | Accepted | 2019-10-26 | 2019-10-29 | 2020-10-29 | Delta | Solivia 3.8 TL (240V) | Inverters | 7600 |  | 2 |  |  | 0.975 |  | Outside | n/a
Solar Registration Program | NJSRRE1542687307 | Union | 7083 | 10 | 11.34 | Residential | Yes | Behind the Meter | Pro Custom Solar dba Momentum Solar | PSE&G | Accepted | 2019-10-29 | 2019-10-31 | 2020-10-31 | Hanhwa | Q.Peak DUO BLK-G5 315 | Solar Panels |  | 0.315 | 16 | 121 | 20 |  | Fixed | Roof
Solar Registration Program | NJSRRE1542687307 | Union | 7083 | 10 | 11.34 | Residential | Yes | Behind the Meter | Pro Custom Solar dba Momentum Solar | PSE&G | Accepted | 2019-10-29 | 2019-10-31 | 2020-10-31 | Hanwha | Q.Peak DUO BLK-G5 315 | Solar Panels |  | 0.315 | 18 | 301 | 20 |  | Fixed | Roof
Solar Registration Program | NJSRRE1542687307 | Union | 7083 | 10 | 11.34 | Residential | Yes | Behind the Meter | Pro Custom Solar dba Momentum Solar | PSE&G | Accepted | 2019-10-29 | 2019-10-31 | 2020-10-31 | Hanwha | Q.Peak DUO BLK-G5 315 | Solar Panels |  | 0.315 | 2 | 211 | 29 |  | Fixed | Roof
Solar Registration Program | NJSRRE1542687307 | Union | 7083 | 10 | 11.34 | Residential | Yes | Behind the Meter | Pro Custom Solar dba Momentum Solar | PSE&G | Accepted | 2019-10-29 | 2019-10-31 | 2020-10-31 | Enphase Energy | IQ6-60-2-US | Inverters | 240 |  | 36 |  |  | 0.97 |  | Outdoor | Roof
Solar Registration Program | NJSRRE1542687481 | FLORENCE TWP | 8518 | 13 | 11.34 | Residential | No | Behind the Meter | Tesla Energy Operations Inc | PSE&G | Accepted | 2019-10-29 | 2019-10-31 | 2020-10-31 | Hanwha Q-Cells | Q.Peak DUO BLK-G5/SC315 | Solar Panels |  | 0.315 | 36 | 171 | 30 |  | Fixed | Roof
Solar Registration Program | NJSRRE1542687481 | FLORENCE TWP | 8518 | 13 | 11.34 | Residential | No | Behind the Meter | Tesla Energy Operations Inc | PSE&G | Accepted | 2019-10-29 | 2019-10-31 | 2020-10-31 | SOLAREDGE | SE10000H-US000SNC2 | Inverters | 10000 |  | 1 |  |  | 0.99 |  | Outdoor | Outdoor
Solar Registration Program | NJSRRE1542702341 | NEPTUNE | 7753 | 17 | 11.34 | Residential | Yes | Behind the Meter | Vivint Solar Developer, LLC | JCP&L | Accepted | 2019-10-29 | 2019-10-31 | 2020-10-31 | HANWHA SOLAR | Q.PEAK BLK-G5 315 | Solar Panels |  | 0.315 | 31 | 209 | 18 |  | Fixed | Roof
Solar Registration Program | NJSRRE1542702341 | NEPTUNE | 7753 | 17 | 11.34 | Residential | Yes | Behind the Meter | Vivint Solar Developer, LLC | JCP&L | Accepted | 2019-10-29 | 2019-10-31 | 2020-10-31 | HANWHA SOLAR | Q.PEAK BLK-G5 315 | Solar Panels |  | 0.315 | 5 | 29 | 18 |  | Fixed | Roof
Solar Registration Program | NJSRRE1542702341 | NEPTUNE | 7753 | 17 | 11.34 | Residential | Yes | Behind the Meter | Vivint Solar Developer, LLC | JCP&L | Accepted | 2019-10-29 | 2019-10-31 | 2020-10-31 | solar edge | SE7600H-US | Inverters | 7600 |  | 1 |  |  | 0.992 |  | Outdoor | near utility meter
Solar Registration Program | NJSRRE1542712786 | Burlington | 8016 | 13 | 11.34 | Residential | No | Behind the Meter | Trinity Solar | PSE&G | Accepted | 2019-10-29 | 2019-10-31 | 2020-10-31 | Hanwha | Q.PEAK DUO BLK-G5 315 | Solar Panels |  | 0.315 | 36 | 206 | 31 |  | Fixed | Roof
Solar Registration Program | NJSRRE1542712786 | Burlington | 8016 | 13 | 11.34 | Residential | No | Behind the Meter | Trinity Solar | PSE&G | Accepted | 2019-10-29 | 2019-10-31 | 2020-10-31 | Solar Edge | SE10000 | Inverters | 10000 |  | 1 |  |  | 0.97 |  | Outside | side of home
Solar Registration Program | NJSRRE1542765455 | Williamstown | 8094 | 15 | 11.34 | Residential | Yes | Behind the Meter | Suntuity Solar LLC | AC Electric | Accepted | 2019-10-30 | 2019-10-31 | 2020-10-31 | Yingli Green Energy | YL315D-30b | Solar Panels |  | 0.315 | 5 | 358 | 25 |  | Fixed | Roof
Solar Registration Program | NJSRRE1542765455 | Williamstown | 8094 | 15 | 11.34 | Residential | Yes | Behind the Meter | Suntuity Solar LLC | AC Electric | Accepted | 2019-10-30 | 2019-10-31 | 2020-10-31 | Yingli Green Energy | YL315D-30b | Solar Panels |  | 0.315 | 19 | 88 | 31 |  | Fixed | Roof
Solar Registration Program | NJSRRE1542765455 | Williamstown | 8094 | 15 | 11.34 | Residential | Yes | Behind the Meter | Suntuity Solar LLC | AC Electric | Accepted | 2019-10-30 | 2019-10-31 | 2020-10-31 | Yingli Green Energy | YL315D-30b | Solar Panels |  | 0.315 | 12 | 268 | 31 |  | Fixed | Roof
Solar Registration Program | NJSRRE1542765455 | Williamstown | 8094 | 15 | 11.34 | Residential | Yes | Behind the Meter | Suntuity Solar LLC | AC Electric | Accepted | 2019-10-30 | 2019-10-31 | 2020-10-31 | Enphase Energy | IQ7-60-2-US | Inverters | 240 |  | 36 |  |  | 0.97 |  | Outdoor | Behind the PV Modules
Solar Registration Program | NJSRRE1542832684 | Carneys Point | 8069 | 16 | 11.34 | Residential | Yes | Behind the Meter | Tesla Energy Operations Inc | AC Electric | Accepted | 2019-10-30 | 2019-11-01 | 2020-11-01 | Hanwha Q-Cells | Q.Peak DUO BLK-G5/SC315 | Solar Panels |  | 0.315 | 3 | 297 | 14 |  | Fixed | Roof
Solar Registration Program | NJSRRE1542832684 | Carneys Point | 8069 | 16 | 11.34 | Residential | Yes | Behind the Meter | Tesla Energy Operations Inc | AC Electric | Accepted | 2019-10-30 | 2019-11-01 | 2020-11-01 | Hanwha Q-Cells | Q.Peak DUO BLK-G5/SC315 | Solar Panels |  | 0.315 | 14 | 297 | 23 |  | Fixed | Roof
Solar Registration Program | NJSRRE1542832684 | Carneys Point | 8069 | 16 | 11.34 | Residential | Yes | Behind the Meter | Tesla Energy Operations Inc | AC Electric | Accepted | 2019-10-30 | 2019-11-01 | 2020-11-01 | Hanwha Q-Cells | Q.Peak DUO BLK-G5/SC315 | Solar Panels |  | 0.315 | 19 | 117 | 23 |  | Fixed | Roof
Solar Registration Program | NJSRRE1542832684 | Carneys Point | 8069 | 16 | 11.34 | Residential | Yes | Behind the Meter | Tesla Energy Operations Inc | AC Electric | Accepted | 2019-10-30 | 2019-11-01 | 2020-11-01 | SOLAREDGE | SE10000H-US000SNC2 | Inverters | 10000 |  | 1 |  |  | 0.99 |  | Outdoor | Outdoor
Solar Registration Program | NJSRRE1542832841 | Trenton | 8620 | 12 | 11.34 | Residential | Yes | Behind the Meter | Trinity Solar | PSE&G | Accepted | 2019-10-30 | 2019-11-01 | 2020-11-01 | Hanwha 315 | Q.PEAK DUO BLK-G5 315 | Solar Panels |  | 0.315 | 16 | 150 | 23 |  | Fixed | Roof
Solar Registration Program | NJSRRE1542832841 | Trenton | 8620 | 12 | 11.34 | Residential | Yes | Behind the Meter | Trinity Solar | PSE&G | Accepted | 2019-10-30 | 2019-11-01 | 2020-11-01 | Hanwha 315 | Q.PEAK DUO BLK-G5 315 | Solar Panels |  | 0.315 | 12 | 60 | 23 |  | Fixed | Roof
Solar Registration Program | NJSRRE1542832841 | Trenton | 8620 | 12 | 11.34 | Residential | Yes | Behind the Meter | Trinity Solar | PSE&G | Accepted | 2019-10-30 | 2019-11-01 | 2020-11-01 | Hanwha 315 | Q.PEAK DUO BLK-G5 315 | Solar Panels |  | 0.315 | 8 | 240 | 23 |  | Fixed | Roof
Solar Registration Program | NJSRRE1542832841 | Trenton | 8620 | 12 | 11.34 | Residential | Yes | Behind the Meter | Trinity Solar | PSE&G | Accepted | 2019-10-30 | 2019-11-01 | 2020-11-01 | Solar Edge | SE10000H-US | Inverters | 10000 |  | 1 |  |  | 0.97 |  | Outside | side of home
Solar Registration Program | NJSRRE1542907603 | Deptford | 8096 | 15 | 11.34 | Residential | Yes | Behind the Meter | Trinity Solar | PSE&G | Accepted | 2019-11-04 | 2019-11-06 | 2020-11-06 | Hanwha | Q.PEAK DUO BLK-G5 315 | Solar Panels |  | 0.315 | 24 | 212 | 30 |  | Fixed | Roof
Solar Registration Program | NJSRRE1542907603 | Deptford | 8096 | 15 | 11.34 | Residential | Yes | Behind the Meter | Trinity Solar | PSE&G | Accepted | 2019-11-04 | 2019-11-06 | 2020-11-06 | Hanwha | Q.PEAK DUO BLK-G5 315 | Solar Panels |  | 0.315 | 12 | 212 | 30 |  | Fixed | Roof
Solar Registration Program | NJSRRE1542907603 | Deptford | 8096 | 15 | 11.34 | Residential | Yes | Behind the Meter | Trinity Solar | PSE&G | Accepted | 2019-11-04 | 2019-11-06 | 2020-11-06 | Solar Edge | SE10000 | Inverters | 10000 |  | 1 |  |  | 0.97 |  | Outside | side of home
Solar Registration Program | NJSRRE1542909656 | MONROE TOWNSHIP | 8831 | 11 | 11.34 | Residential | Yes | Behind the Meter | Tesla Energy Operations Inc | JCP&L | Accepted | 2019-11-04 | 2019-11-06 | 2020-11-06 | Hanwha Q-Cells | Q.Peak DUO BLK-G5/SC315 | Solar Panels |  | 0.315 | 5 | 176 | 37 |  | Fixed | Roof
Solar Registration Program | NJSRRE1542909656 | MONROE TOWNSHIP | 8831 | 11 | 11.34 | Residential | Yes | Behind the Meter | Tesla Energy Operations Inc | JCP&L | Accepted | 2019-11-04 | 2019-11-06 | 2020-11-06 | Hanwha Q-Cells | Q.Peak DUO BLK-G5/SC315 | Solar Panels |  | 0.315 | 8 | 356 | 37 |  | Fixed | Roof
Solar Registration Program | NJSRRE1542909656 | MONROE TOWNSHIP | 8831 | 11 | 11.34 | Residential | Yes | Behind the Meter | Tesla Energy Operations Inc | JCP&L | Accepted | 2019-11-04 | 2019-11-06 | 2020-11-06 | Hanwha Q-Cells | Q.Peak DUO BLK-G5/SC315 | Solar Panels |  | 0.315 | 23 | 176 | 37 |  | Fixed | Roof
Solar Registration Program | NJSRRE1542909656 | MONROE TOWNSHIP | 8831 | 11 | 11.34 | Residential | Yes | Behind the Meter | Tesla Energy Operations Inc | JCP&L | Accepted | 2019-11-04 | 2019-11-06 | 2020-11-06 | SOLAREDGE | SE10000H-US000SNC2 | Inverters | 10000 |  | 1 |  |  | 0.99 |  | Outside | Outside
Solar Registration Program | NJSRRE1542956725 | Manchester Township | 8759 | 18 | 11.34 | Residential | Yes | Behind the Meter | Trinity Solar | JCP&L | Accepted | 2019-11-05 | 2019-11-07 | 2020-11-07 | Hanwha | Q.PEAK DUO BLK-G5 315 | Solar Panels |  | 0.315 | 32 | 141 | 34 |  | Fixed | Roof
Solar Registration Program | NJSRRE1542956725 | Manchester Township | 8759 | 18 | 11.34 | Residential | Yes | Behind the Meter | Trinity Solar | JCP&L | Accepted | 2019-11-05 | 2019-11-07 | 2020-11-07 | Hanwha | Q.PEAK DUO BLK-G5 315 | Solar Panels |  | 0.315 | 4 | 141 | 34 |  | Fixed | Roof
Solar Registration Program | NJSRRE1542956725 | Manchester Township | 8759 | 18 | 11.34 | Residential | Yes | Behind the Meter | Trinity Solar | JCP&L | Accepted | 2019-11-05 | 2019-11-07 | 2020-11-07 | Solar Edge | SE10000 | Inverters | 10000 |  | 1 |  |  | 0.97 |  | Outside | side of home
Solar Registration Program | NJSRRE1542987327 | Marlboro | 7746 | 17 | 11.34 | Residential | No | Behind the Meter | New Jersey Clean Energy Solutions | JCP&L | Final As-Built Received | 2019-11-06 | 2019-11-07 | 2020-11-07 | Trina | TSM-DD05H.05(III) | Solar Panels |  | 0.315 | 16 | 13 | 21 |  | Fixed | Roof | House
Solar Registration Program | NJSRRE1542987327 | Marlboro | 7746 | 17 | 11.34 | Residential | No | Behind the Meter | New Jersey Clean Energy Solutions | JCP&L | Final As-Built Received | 2019-11-06 | 2019-11-07 | 2020-11-07 | Trina | TSM-DD05H.05(III) | Solar Panels |  | 0.315 | 20 | 13 | 21 |  | Fixed | Roof | House
Solar Registration Program | NJSRRE1542987327 | Marlboro | 7746 | 17 | 11.34 | Residential | No | Behind the Meter | New Jersey Clean Energy Solutions | JCP&L | Final As-Built Received | 2019-11-06 | 2019-11-07 | 2020-11-07 | Enphase | IQ7 | Inverters | 240 |  | 36 |  |  | 0.97 |  | Outside | under panel
Solar Registration Program | NJSRRE1543041578 | Lanoka Harbor | 8734 | 18 | 11.34 | Residential | Yes | Behind the Meter | Trinity Solar | JCP&L | Accepted | 2019-11-06 | 2019-11-11 | 2020-11-11 | HANWHA | Q.PEAK DUO BLK-G5 315 | Solar Panels |  | 0.315 | 36 | 183 | 18 |  | Fixed | Roof
Solar Registration Program | NJSRRE1543041578 | Lanoka Harbor | 8734 | 18 | 11.34 | Residential | Yes | Behind the Meter | Trinity Solar | JCP&L | Accepted | 2019-11-06 | 2019-11-11 | 2020-11-11 | SOLAR EDGE | SE10000H-US | Inverters | 10000 |  | 1 |  |  | 0.97 |  | Outdoor | SIDE OF HOME
Solar Registration Program | NJSRRE1543064767 | SOUTH BRUNSWICK TWP | 8540 | 12 | 11.34 | Residential | No | Behind the Meter | Tesla Energy Operations | PSE&G | Accepted | 2019-11-10 | 2019-11-13 | 2020-11-13 | Hanwha Q-Cells | Q.Peak DUO BLK-G5/SC315 | Solar Panels |  | 0.315 | 14 | 101 | 34 |  | Fixed | Roof
Solar Registration Program | NJSRRE1543064767 | SOUTH BRUNSWICK TWP | 8540 | 12 | 11.34 | Residential | No | Behind the Meter | Tesla Energy Operations | PSE&G | Accepted | 2019-11-10 | 2019-11-13 | 2020-11-13 | Hanwha Q-Cells | Q.Peak DUO BLK-G5/SC315 | Solar Panels |  | 0.315 | 22 | 281 | 34 |  | Fixed | Roof
Solar Registration Program | NJSRRE1543064767 | SOUTH BRUNSWICK TWP | 8540 | 12 | 11.34 | Residential | No | Behind the Meter | Tesla Energy Operations | PSE&G | Accepted | 2019-11-10 | 2019-11-13 | 2020-11-13 | Detla | Solivia 5.2 TL | Inverters | 5200 |  | 2 |  |  | 0.975 |  | Outdoor | Outdoor
Solar Registration Program | NJSRRE1543067361 | Titusville | 8560 | 12 | 11.34 | Residential | No | Behind the Meter | Trinity Solar | PSE&G | Accepted | 2019-11-12 | 2019-11-14 | 2020-11-14 | Hanwha | Q.PEAK DUO BLK-G5 315 | Solar Panels |  | 0.315 | 17 | 169 | 34 |  | Fixed | Roof
Solar Registration Program | NJSRRE1543067361 | Titusville | 8560 | 12 | 11.34 | Residential | No | Behind the Meter | Trinity Solar | PSE&G | Accepted | 2019-11-12 | 2019-11-14 | 2020-11-14 | Hanwha | Q.PEAK DUO BLK-G5 315 | Solar Panels |  | 0.315 | 10 | 259 | 18 |  | Fixed | Roof
Solar Registration Program | NJSRRE1543067361 | Titusville | 8560 | 12 | 11.34 | Residential | No | Behind the Meter | Trinity Solar | PSE&G | Accepted | 2019-11-12 | 2019-11-14 | 2020-11-14 | Hanwha | Q.PEAK DUO BLK-G5 315 | Solar Panels |  | 0.315 | 9 | 169 | 34 |  | Fixed | Roof
Solar Registration Program | NJSRRE1543067361 | Titusville | 8560 | 12 | 11.34 | Residential | No | Behind the Meter | Trinity Solar | PSE&G | Accepted | 2019-11-12 | 2019-11-14 | 2020-11-14 | Solar Edge | SE10000 | Inverters | 10000 |  | 1 |  |  | 0.97 |  | Outside | side of home
Solar Registration Program | NJSRRE1543098105 | Absecon | 8201 | 19 | 11.34 | Residential | Yes | Behind the Meter | Tesla Energy Operations Inc | AC Electric | Accepted | 2019-11-12 | 2019-11-15 | 2020-11-15 | Hanwha Q-Cells | Q.Peak DUO BLK-G5/SC315 | Solar Panels |  | 0.315 | 20 | 221 | 18 |  | Fixed | Roof
Solar Registration Program | NJSRRE1543098105 | Absecon | 8201 | 19 | 11.34 | Residential | Yes | Behind the Meter | Tesla Energy Operations Inc | AC Electric | Accepted | 2019-11-12 | 2019-11-15 | 2020-11-15 | Hanwha Q-Cells | Q.Peak DUO BLK-G5/SC315 | Solar Panels |  | 0.315 | 16 | 221 | 18 |  | Fixed | Roof
Solar Registration Program | NJSRRE1543098105 | Absecon | 8201 | 19 | 11.34 | Residential | Yes | Behind the Meter | Tesla Energy Operations Inc | AC Electric | Accepted | 2019-11-12 | 2019-11-15 | 2020-11-15 | Delta | Solivia 7.6 TL | Inverters | 7600 |  | 1 |  |  | 0.975 |  | Outdoor | Outdoor
Solar Registration Program | NJSRRE1543098105 | Absecon | 8201 | 19 | 11.34 | Residential | Yes | Behind the Meter | Tesla Energy Operations Inc | AC Electric | Accepted | 2019-11-12 | 2019-11-15 | 2020-11-15 | Delta | Solivia 3.8 TL | Inverters | 3800 |  | 1 |  |  | 0.975 |  | Outdoor | Outdoor
Solar Registration Program | NJSRRE1543114381 | West Collingswood Heights | 8059 | 14 | 11.34 | Residential | No | Behind the Meter | Azimuth Renewable Energy | PSE&G | Final As-Built Received | 2019-11-12 | 2019-11-15 | 2020-11-15 | Trina | TSM 315 | Solar Panels |  | 0.315 | 36 | Portrait | 26 |  | Fixed | Roof
Solar Registration Program | NJSRRE1543114381 | West Collingswood Heights | 8059 | 14 | 11.34 | Residential | No | Behind the Meter | Azimuth Renewable Energy | PSE&G | Final As-Built Received | 2019-11-12 | 2019-11-15 | 2020-11-15 | Enphase | Envoy-s | Meters |  |  | 1 |  |  |  | Yes | Outdoor
Solar Registration Program | NJSRRE1543114381 | West Collingswood Heights | 8059 | 14 | 11.34 | Residential | No | Behind the Meter | Azimuth Renewable Energy | PSE&G | Final As-Built Received | 2019-11-12 | 2019-11-15 | 2020-11-15 | Enphase | IQ 7 | Inverters | 0.24 |  | 36 |  |  | 0.975 |  | Outdoor | roof
Solar Registration Program | NJSRRE1543151899 | STEWARTSVILLE | 8886 | 2 | 11.34 | Residential | Yes | Behind the Meter | Vivint Solar Developer, LLC | JCP&L | Accepted | 2019-11-13 | 2019-11-15 | 2020-11-15 | HANWHA SOLAR | Q.PEAK BLK-G5 315 | Solar Panels |  | 0.315 | 11 | 52 | 40 |  | Fixed | Roof
Solar Registration Program | NJSRRE1543151899 | STEWARTSVILLE | 8886 | 2 | 11.34 | Residential | Yes | Behind the Meter | Vivint Solar Developer, LLC | JCP&L | Accepted | 2019-11-13 | 2019-11-15 | 2020-11-15 | HANWHA SOLAR | Q.PEAK BLK-G5 315 | Solar Panels |  | 0.315 | 5 | 142 | 40 |  | Fixed | Roof
Solar Registration Program | NJSRRE1543151899 | STEWARTSVILLE | 8886 | 2 | 11.34 | Residential | Yes | Behind the Meter | Vivint Solar Developer, LLC | JCP&L | Accepted | 2019-11-13 | 2019-11-15 | 2020-11-15 | HANWHA SOLAR | Q.PEAK BLK-G5 315 | Solar Panels |  | 0.315 | 4 | 52 | 40 |  | Fixed | Roof
Solar Registration Program | NJSRRE1543151899 | STEWARTSVILLE | 8886 | 2 | 11.34 | Residential | Yes | Behind the Meter | Vivint Solar Developer, LLC | JCP&L | Accepted | 2019-11-13 | 2019-11-15 | 2020-11-15 | HANWHA SOLAR | Q.PEAK BLK-G5 315 | Solar Panels |  | 0.315 | 12 | 142 | 40 |  | Fixed | Roof
Solar Registration Program | NJSRRE1543151899 | STEWARTSVILLE | 8886 | 2 | 11.34 | Residential | Yes | Behind the Meter | Vivint Solar Developer, LLC | JCP&L | Accepted | 2019-11-13 | 2019-11-15 | 2020-11-15 | HANWHA SOLAR | Q.PEAK BLK-G5 315 | Solar Panels |  | 0.315 | 4 | 232 | 40 |  | Fixed | Roof
Solar Registration Program | NJSRRE1543151899 | STEWARTSVILLE | 8886 | 2 | 11.34 | Residential | Yes | Behind the Meter | Vivint Solar Developer, LLC | JCP&L | Accepted | 2019-11-13 | 2019-11-15 | 2020-11-15 | SOLAREDGE | SE7600H-US000BNC4 | Inverters | 7600 |  | 1 |  |  | 0.992 |  | Outdoor | Near the Utility Meter
Solar Registration Program | NJSRRE1543421187 | Toms River | 8753 | 18 | 11.34 | Residential | Yes | Behind the Meter | Trinity Solar | JCP&L | Accepted | 2019-11-19 | 2019-11-21 | 2020-11-21 | Hanwha 315 | Q.PEAK DUO BLK-G5 315 | Solar Panels |  | 0.315 | 22 | 281 | 18 |  | Fixed | Roof
Solar Registration Program | NJSRRE1543421187 | Toms River | 8753 | 18 | 11.34 | Residential | Yes | Behind the Meter | Trinity Solar | JCP&L | Accepted | 2019-11-19 | 2019-11-21 | 2020-11-21 | Hanwha 315 | Q.PEAK DUO BLK-G5 315 | Solar Panels |  | 0.315 | 14 | 101 | 18 |  | Fixed | Roof
Solar Registration Program | NJSRRE1543421187 | Toms River | 8753 | 18 | 11.34 | Residential | Yes | Behind the Meter | Trinity Solar | JCP&L | Accepted | 2019-11-19 | 2019-11-21 | 2020-11-21 | Solar Edge | SE10000H-US | Inverters | 10000 |  | 1 |  |  | 0.97 |  | Outdoor | side of home
Solar Registration Program | NJSRRE1543421396 | PISCATAWAY | 8854 | 11 | 11.34 | Residential | No | Behind the Meter | Pro Custom Solar dba Momentum Solar | PSE&G | Accepted | 2019-11-19 | 2019-11-21 | 2020-11-21 | Hanwha | Q.Peak DUO BLK-G5 315 | Solar Panels |  | 0.315 | 13 | 236 | 33 |  | Fixed | Roof
Solar Registration Program | NJSRRE1543421396 | PISCATAWAY | 8854 | 11 | 11.34 | Residential | No | Behind the Meter | Pro Custom Solar dba Momentum Solar | PSE&G | Accepted | 2019-11-19 | 2019-11-21 | 2020-11-21 | Hanwha | Q.Peak DUO BLK-G5 315 | Solar Panels |  | 0.315 | 5 | 146 | 36 |  | Fixed | Roof
Solar Registration Program | NJSRRE1543421396 | PISCATAWAY | 8854 | 11 | 11.34 | Residential | No | Behind the Meter | Pro Custom Solar dba Momentum Solar | PSE&G | Accepted | 2019-11-19 | 2019-11-21 | 2020-11-21 | Hanwha | Q.Peak DUO BLK-G5 315 | Solar Panels |  | 0.315 | 4 | 146 | 44 |  | Fixed | Roof
Solar Registration Program | NJSRRE1543421396 | PISCATAWAY | 8854 | 11 | 11.34 | Residential | No | Behind the Meter | Pro Custom Solar dba Momentum Solar | PSE&G | Accepted | 2019-11-19 | 2019-11-21 | 2020-11-21 | Hanwha | Q.Peak DUO BLK-G5 315 | Solar Panels |  | 0.315 | 14 | 236 | 37 |  | Fixed | Roof
Solar Registration Program | NJSRRE1543421396 | PISCATAWAY | 8854 | 11 | 11.34 | Residential | No | Behind the Meter | Pro Custom Solar dba Momentum Solar | PSE&G | Accepted | 2019-11-19 | 2019-11-21 | 2020-11-21 | Enphase Energy | IQ6-60-2-US | Inverters | 240 |  | 36 |  |  | 0.97 |  | Outdoor | Roof
Solar Registration Program | NJSRRE1543433771 | Sparta | 7871 | 1 | 11.34 | Residential | No | Behind the Meter | Reliable Power and Solar | JCP&L | Accepted | 2019-11-21 | 2019-11-25 | 2020-11-25 | Hanwha | Q Peak Due BLK G5 315 | Solar Panels |  | 0.315 | 21 | 140 | 31 |  | Fixed | Roof | roof
Solar Registration Program | NJSRRE1543433771 | Sparta | 7871 | 1 | 11.34 | Residential | No | Behind the Meter | Reliable Power and Solar | JCP&L | Accepted | 2019-11-21 | 2019-11-25 | 2020-11-25 | Hanwha | Q Peak Due BLK G5 315 | Solar Panels |  | 0.315 | 3 | 230 | 36 |  | Fixed | Roof | roof
Solar Registration Program | NJSRRE1543433771 | Sparta | 7871 | 1 | 11.34 | Residential | No | Behind the Meter | Reliable Power and Solar | JCP&L | Accepted | 2019-11-21 | 2019-11-25 | 2020-11-25 | Hanwha | Q Peak Due BLK G5 315 | Solar Panels |  | 0.315 | 12 | 140 | 31 |  | Fixed | Roof | roof
Solar Registration Program | NJSRRE1543433771 | Sparta | 7871 | 1 | 11.34 | Residential | No | Behind the Meter | Reliable Power and Solar | JCP&L | Accepted | 2019-11-21 | 2019-11-25 | 2020-11-25 | Enphase | IQ7 | Inverters | 240 |  | 36 |  |  | 0.97 |  | Outdoor | roof
Solar Registration Program | NJSRRE1543437274 | Swedesboro | 8085 | 15 | 11.34 | Residential | Yes | Behind the Meter | Tesla Energy Operations Inc | AC Electric | Accepted | 2019-11-22 | 2019-11-26 | 2020-11-26 | Hanwha Q-Cells | Q.Peak DUO BLK-G5/SC315 | Solar Panels |  | 0.315 | 5 | 209 | 45 |  | Fixed | Roof
Solar Registration Program | NJSRRE1543437274 | Swedesboro | 8085 | 15 | 11.34 | Residential | Yes | Behind the Meter | Tesla Energy Operations Inc | AC Electric | Accepted | 2019-11-22 | 2019-11-26 | 2020-11-26 | Hanwha Q-Cells | Q.Peak DUO BLK-G5/SC315 | Solar Panels |  | 0.315 | 26 | 119 | 34 |  | Fixed | Roof
Solar Registration Program | NJSRRE1543437274 | Swedesboro | 8085 | 15 | 11.34 | Residential | Yes | Behind the Meter | Tesla Energy Operations Inc | AC Electric | Accepted | 2019-11-22 | 2019-11-26 | 2020-11-26 | Hanwha Q-Cells | Q.Peak DUO BLK-G5/SC315 | Solar Panels |  | 0.315 | 5 | 119 | 40 |  | Fixed | Roof
Solar Registration Program | NJSRRE1543437274 | Swedesboro | 8085 | 15 | 11.34 | Residential | Yes | Behind the Meter | Tesla Energy Operations Inc | AC Electric | Accepted | 2019-11-22 | 2019-11-26 | 2020-11-26 | SOLAREDGE | SE10000H-US000SNC2 | Inverters | 10000 |  | 1 |  |  | 0.99 |  | Outdoor | Outdoor
Solar Registration Program | NJSRRE1543443631 | Clementon | 8021 | 14 | 11.34 | Residential | Yes | Behind the Meter | Vivint Solar Developer, LLC | AC Electric | Accepted | 2019-11-26 | 2019-11-27 | 2020-11-27 | HANWHA SOLAR | Q.PEAK BLK-G5 315 | Solar Panels |  | 0.315 | 5 | 295 | 25 |  | Fixed | Roof
Solar Registration Program | NJSRRE1543443631 | Clementon | 8021 | 14 | 11.34 | Residential | Yes | Behind the Meter | Vivint Solar Developer, LLC | AC Electric | Accepted | 2019-11-26 | 2019-11-27 | 2020-11-27 | HANWHA SOLAR | Q.PEAK BLK-G5 315 | Solar Panels |  | 0.315 | 8 | 205 | 15 |  | Fixed | Roof
Solar Registration Program | NJSRRE1543443631 | Clementon | 8021 | 14 | 11.34 | Residential | Yes | Behind the Meter | Vivint Solar Developer, LLC | AC Electric | Accepted | 2019-11-26 | 2019-11-27 | 2020-11-27 | HANWHA SOLAR | Q.PEAK BLK-G5 315 | Solar Panels |  | 0.315 | 13 | 115 | 25 |  | Fixed | Roof
Solar Registration Program | NJSRRE1543443631 | Clementon | 8021 | 14 | 11.34 | Residential | Yes | Behind the Meter | Vivint Solar Developer, LLC | AC Electric | Accepted | 2019-11-26 | 2019-11-27 | 2020-11-27 | HANWHA SOLAR | Q.PEAK BLK-G5 315 | Solar Panels |  | 0.315 | 10 | 205 | 25 |  | Fixed | Roof
Solar Registration Program | NJSRRE1543443631 | Clementon | 8021 | 14 | 11.34 | Residential | Yes | Behind the Meter | Vivint Solar Developer, LLC | AC Electric | Accepted | 2019-11-26 | 2019-11-27 | 2020-11-27 | solar edge | SE7600H-US000BNC4 | Inverters | 7600 |  | 1 |  |  | 0.992 |  | Outdoor | near utility meter
Solar Registration Program | NJSRRE1543460024 | STEWARTSVILLE | 8886 | 2 | 11.34 | Residential | No | Behind the Meter | Vivint Solar Developer, LLC | JCP&L | Accepted | 2019-11-29 | 2019-12-03 | 2020-12-03 | HANWHA SOLAR | Q.PEAK BLK-G5 315 | Solar Panels |  | 0.315 | 26 | 275 | 18 |  | Fixed | Roof
Solar Registration Program | NJSRRE1543460024 | STEWARTSVILLE | 8886 | 2 | 11.34 | Residential | No | Behind the Meter | Vivint Solar Developer, LLC | JCP&L | Accepted | 2019-11-29 | 2019-12-03 | 2020-12-03 | HANWHA SOLAR | Q.PEAK BLK-G5 315 | Solar Panels |  | 0.315 | 10 | 185 | 18 |  | Fixed | Roof
Solar Registration Program | NJSRRE1543460024 | STEWARTSVILLE | 8886 | 2 | 11.34 | Residential | No | Behind the Meter | Vivint Solar Developer, LLC | JCP&L | Accepted | 2019-11-29 | 2019-12-03 | 2020-12-03 | SOLAREDGE | SE7600H-US | Inverters | 7600 |  | 1 |  |  | 0.992 |  | Outdoor | Near the Utility Meter
Solar Registration Program | NJSRRE1543473958 | Beverly | 8010 | 13 | 11.34 | Residential | Yes | Behind the Meter | Vivint Solar Developer, LLC | PSE&G | Accepted | 2019-12-07 | 2019-12-09 | 2020-12-09 | Hanwha | Q.PEAK BLK-G5 315 | Solar Panels |  | 0.315 | 16 | 250 | 18 |  | Fixed | Roof
Solar Registration Program | NJSRRE1543473958 | Beverly | 8010 | 13 | 11.34 | Residential | Yes | Behind the Meter | Vivint Solar Developer, LLC | PSE&G | Accepted | 2019-12-07 | 2019-12-09 | 2020-12-09 | Hanwha | Q.PEAK BLK-G5 315 | Solar Panels |  | 0.315 | 8 | 70 | 18 |  | Fixed | Roof
Solar Registration Program | NJSRRE1543473958 | Beverly | 8010 | 13 | 11.34 | Residential | Yes | Behind the Meter | Vivint Solar Developer, LLC | PSE&G | Accepted | 2019-12-07 | 2019-12-09 | 2020-12-09 | Hanwha | Q.PEAK BLK-G5 315 | Solar Panels |  | 0.315 | 12 | 160 | 18 |  | Fixed | Roof
Solar Registration Program | NJSRRE1543473958 | Beverly | 8010 | 13 | 11.34 | Residential | Yes | Behind the Meter | Vivint Solar Developer, LLC | PSE&G | Accepted | 2019-12-07 | 2019-12-09 | 2020-12-09 | Solar Edge | SE7600H-US | Inverters | 7600 |  | 1 |  |  | 0.992 |  | Outdoor | Near the utility meter
Solar Registration Program | NJSRRE1543474734 | Totowa Boro | 7512 | 6 | 11.34 | Residential | Yes | Behind the Meter | Tesla Energy Operations Inc | PSE&G | Accepted | 2019-12-03 | 2019-12-06 | 2020-12-06 | Hanwha Q-Cells | Q.Peak DUO BLK-G5/SC315 | Solar Panels |  | 0.315 | 10 | 97 | 30 |  | Fixed | Roof
Solar Registration Program | NJSRRE1543474734 | Totowa Boro | 7512 | 6 | 11.34 | Residential | Yes | Behind the Meter | Tesla Energy Operations Inc | PSE&G | Accepted | 2019-12-03 | 2019-12-06 | 2020-12-06 | Hanwha Q-Cells | Q.Peak DUO BLK-G5/SC315 | Solar Panels |  | 0.315 | 4 | 187 | 30 |  | Fixed | Roof
Solar Registration Program | NJSRRE1543474734 | Totowa Boro | 7512 | 6 | 11.34 | Residential | Yes | Behind the Meter | Tesla Energy Operations Inc | PSE&G | Accepted | 2019-12-03 | 2019-12-06 | 2020-12-06 | Hanwha Q-Cells | Q.Peak DUO BLK-G5/SC315 | Solar Panels |  | 0.315 | 8 | 187 | 30 |  | Fixed | Roof
Solar Registration Program | NJSRRE1543474734 | Totowa Boro | 7512 | 6 | 11.34 | Residential | Yes | Behind the Meter | Tesla Energy Operations Inc | PSE&G | Accepted | 2019-12-03 | 2019-12-06 | 2020-12-06 | Hanwha Q-Cells | Q.Peak DUO BLK-G5/SC315 | Solar Panels |  | 0.315 | 6 | 277 | 30 |  | Fixed | Roof
Solar Registration Program | NJSRRE1543474734 | Totowa Boro | 7512 | 6 | 11.34 | Residential | Yes | Behind the Meter | Tesla Energy Operations Inc | PSE&G | Accepted | 2019-12-03 | 2019-12-06 | 2020-12-06 | Hanwha Q-Cells | Q.Peak DUO BLK-G5/SC315 | Solar Panels |  | 0.315 | 3 | 277 | 30 |  | Fixed | Roof
Solar Registration Program | NJSRRE1543474734 | Totowa Boro | 7512 | 6 | 11.34 | Residential | Yes | Behind the Meter | Tesla Energy Operations Inc | PSE&G | Accepted | 2019-12-03 | 2019-12-06 | 2020-12-06 | Hanwha Q-Cells | Q.Peak DUO BLK-G5/SC315 | Solar Panels |  | 0.315 | 5 | 7 | 30 |  | Fixed | Roof
Solar Registration Program | NJSRRE1543474734 | Totowa Boro | 7512 | 6 | 11.34 | Residential | Yes | Behind the Meter | Tesla Energy Operations Inc | PSE&G | Accepted | 2019-12-03 | 2019-12-06 | 2020-12-06 | SolarEdge | SE11400H-US000SNC2 | Inverters | 11400 |  | 1 |  |  | 0.99 |  | Indoor | Indoor
Solar Registration Program | NJSRRE1543481347 | Atlantic Highlands | 7716 | 17 | 11.34 | Residential | No | Behind the Meter | Trinity Solar | JCP&L | Accepted | 2019-12-05 | 2019-12-09 | 2020-12-09 | HANWHA | Q.PEAK DUO BLK-G5 315 | Solar Panels |  | 0.315 | 15 | 284 | 18 |  | Fixed | Roof
Solar Registration Program | NJSRRE1543481347 | Atlantic Highlands | 7716 | 17 | 11.34 | Residential | No | Behind the Meter | Trinity Solar | JCP&L | Accepted | 2019-12-05 | 2019-12-09 | 2020-12-09 | HANWHA | Q.PEAK DUO BLK-G5 315 | Solar Panels |  | 0.315 | 21 | 104 | 18 |  | Fixed | Roof
Solar Registration Program | NJSRRE1543481347 | Atlantic Highlands | 7716 | 17 | 11.34 | Residential | No | Behind the Meter | Trinity Solar | JCP&L | Accepted | 2019-12-05 | 2019-12-09 | 2020-12-09 | Solar Edge | SE10000H-US000BNC4 | Inverters | 10000 |  | 1 |  |  | 0.97 |  | Outdoor | side of home
Solar Registration Program | NJSRRE1543500251 | Washington TWP Ber | 7676 | 7 | 11.34 | Residential | Yes | Behind the Meter | Tesla Energy Operations Inc | PSE&G | Accepted | 2019-12-07 | 2019-12-10 | 2020-12-10 | Hanwha Q Cells | Q.Peak DUO BLK-G5/SC315 | Solar Panels |  | 0.315 | 28 | 100 | 34 |  | Fixed | Roof
Solar Registration Program | NJSRRE1543500251 | Washington TWP Ber | 7676 | 7 | 11.34 | Residential | Yes | Behind the Meter | Tesla Energy Operations Inc | PSE&G | Accepted | 2019-12-07 | 2019-12-10 | 2020-12-10 | Hanwha Q Cells | Q.Peak DUO BLK-G5/SC315 | Solar Panels |  | 0.315 | 8 | 100 | 34 |  | Fixed | Roof
Solar Registration Program | NJSRRE1543500251 | Washington TWP Ber | 7676 | 7 | 11.34 | Residential | Yes | Behind the Meter | Tesla Energy Operations Inc | PSE&G | Accepted | 2019-12-07 | 2019-12-10 | 2020-12-10 | SOLAREDGE | SE10000H-US000SNC2 | Inverters | 7600 |  | 1 |  |  | 0.98 |  | Outdoor | Outdoor
Solar Registration Program | NJSRRE1543501767 | TOWACO | 7082 | 3 | 11.34 | Residential | No | Behind the Meter | Tesla Energy Operations Inc. | JCP&L | Accepted | 2019-12-09 | 2019-12-11 | 2020-12-11 | Hanwha Q-Cells | Q.Peak DUO BLK-G5/SC315 | Solar Panels |  | 0.315 | 16 | 290 | 23 |  | Fixed | Roof
Solar Registration Program | NJSRRE1543501767 | TOWACO | 7082 | 3 | 11.34 | Residential | No | Behind the Meter | Tesla Energy Operations Inc. | JCP&L | Accepted | 2019-12-09 | 2019-12-11 | 2020-12-11 | Hanwha Q-Cells | Q.Peak DUO BLK-G5/SC315 | Solar Panels |  | 0.315 | 20 | 110 | 23 |  | Fixed | Roof
Solar Registration Program | NJSRRE1543501767 | TOWACO | 7082 | 3 | 11.34 | Residential | No | Behind the Meter | Tesla Energy Operations Inc. | JCP&L | Accepted | 2019-12-09 | 2019-12-11 | 2020-12-11 | SOLAREDGE | SE5000H-US000SNC2 | Inverters | 5000 |  | 2 |  |  | 0.99 |  | Indoor | Indoor
Solar Registration Program | NJSRRE1543501767 | TOWACO | 7082 | 3 | 11.34 | Residential | No | Behind the Meter | Tesla Energy Operations Inc. | JCP&L | Accepted | 2019-12-09 | 2019-12-11 | 2020-12-11 | Tesla | AC Powerwall 2.0 | Electric Storage Battery |  |  | 1 |  |  |  | Lithium Ion |  | Inside
Solar Registration Program | NJSRRE1543505607 | Toms River | 8753 | 18 | 11.34 | Residential | Yes | Behind the Meter | Trinity Solar | JCP&L | Accepted | 2019-12-10 | 2019-12-12 | 2020-12-12 | HANWHA | Q.PEAK DUO BLK-G5 315 | Solar Panels |  | 0.315 | 4 | 150 | 27 |  | Fixed | Roof
Solar Registration Program | NJSRRE1543505607 | Toms River | 8753 | 18 | 11.34 | Residential | Yes | Behind the Meter | Trinity Solar | JCP&L | Accepted | 2019-12-10 | 2019-12-12 | 2020-12-12 | HANWHA | Q.PEAK DUO BLK-G5 315 | Solar Panels |  | 0.315 | 12 | 60 | 25 |  | Fixed | Roof
Solar Registration Program | NJSRRE1543505607 | Toms River | 8753 | 18 | 11.34 | Residential | Yes | Behind the Meter | Trinity Solar | JCP&L | Accepted | 2019-12-10 | 2019-12-12 | 2020-12-12 | HANWHA | Q.PEAK DUO BLK-G5 315 | Solar Panels |  | 0.315 | 20 | 240 | 25 |  | Fixed | Roof
Solar Registration Program | NJSRRE1543505607 | Toms River | 8753 | 18 | 11.34 | Residential | Yes | Behind the Meter | Trinity Solar | JCP&L | Accepted | 2019-12-10 | 2019-12-12 | 2020-12-12 | SOLAR EDGE | SE10000H-US | Inverters | 10000 |  | 1 |  |  | 0.97 |  | Outside | SIDE
Solar Registration Program | NJSRRE1543509856 | Lyndhurst | 7071 | 7 | 11.34 | Residential | Yes | Behind the Meter | Trinity Solar | PSE&G | Accepted | 2019-12-11 | 2019-12-16 | 2020-12-16 | Hanwha 315 | Q.PEAK DUO BLK-G5 315 | Solar Panels |  | 0.315 | 7 | 217 | 18 |  | Fixed | Roof
Solar Registration Program | NJSRRE1543509856 | Lyndhurst | 7071 | 7 | 11.34 | Residential | Yes | Behind the Meter | Trinity Solar | PSE&G | Accepted | 2019-12-11 | 2019-12-16 | 2020-12-16 | Hanwha 315 | Q.PEAK DUO BLK-G5 315 | Solar Panels |  | 0.315 | 5 | 217 | 34 |  | Fixed | Roof
Solar Registration Program | NJSRRE1543509856 | Lyndhurst | 7071 | 7 | 11.34 | Residential | Yes | Behind the Meter | Trinity Solar | PSE&G | Accepted | 2019-12-11 | 2019-12-16 | 2020-12-16 | Hanwha 315 | Q.PEAK DUO BLK-G5 315 | Solar Panels |  | 0.315 | 8 | 217 | 18 |  | Fixed | Roof
Solar Registration Program | NJSRRE1543509856 | Lyndhurst | 7071 | 7 | 11.34 | Residential | Yes | Behind the Meter | Trinity Solar | PSE&G | Accepted | 2019-12-11 | 2019-12-16 | 2020-12-16 | Hanwha 315 | Q.PEAK DUO BLK-G5 315 | Solar Panels |  | 0.315 | 9 | 307 | 9 |  | Fixed | Roof
Solar Registration Program | NJSRRE1543509856 | Lyndhurst | 7071 | 7 | 11.34 | Residential | Yes | Behind the Meter | Trinity Solar | PSE&G | Accepted | 2019-12-11 | 2019-12-16 | 2020-12-16 | Hanwha 315 | Q.PEAK DUO BLK-G5 315 | Solar Panels |  | 0.315 | 7 | 127 | 9 |  | Fixed | Roof
Solar Registration Program | NJSRRE1543509856 | Lyndhurst | 7071 | 7 | 11.34 | Residential | Yes | Behind the Meter | Trinity Solar | PSE&G | Accepted | 2019-12-11 | 2019-12-16 | 2020-12-16 | Solar Edge | SE10000H-US | Inverters | 10000 |  | 1 |  |  | 0.97 |  | Outside | side of home
Solar Registration Program | NJSRRE1543519131 | Manchester Township | 8759 | 18 | 11.34 | Residential | Yes | Behind the Meter | Trinity Solar | JCP&L | Accepted | 2019-12-12 | 2019-12-16 | 2020-12-16 | HANWHA | Q.PEAK DUO BLK-G5 315 | Solar Panels |  | 0.315 | 7 | 227 | 27 |  | Fixed | Roof
Solar Registration Program | NJSRRE1543519131 | Manchester Township | 8759 | 18 | 11.34 | Residential | Yes | Behind the Meter | Trinity Solar | JCP&L | Accepted | 2019-12-12 | 2019-12-16 | 2020-12-16 | HANWHA | Q.PEAK DUO BLK-G5 315 | Solar Panels |  | 0.315 | 22 | 137 | 27 |  | Fixed | Roof
Solar Registration Program | NJSRRE1543519131 | Manchester Township | 8759 | 18 | 11.34 | Residential | Yes | Behind the Meter | Trinity Solar | JCP&L | Accepted | 2019-12-12 | 2019-12-16 | 2020-12-16 | HANWHA | Q.PEAK DUO BLK-G5 315 | Solar Panels |  | 0.315 | 7 | 47 | 27 |  | Fixed | Roof
Solar Registration Program | NJSRRE1543519131 | Manchester Township | 8759 | 18 | 11.34 | Residential | Yes | Behind the Meter | Trinity Solar | JCP&L | Accepted | 2019-12-12 | 2019-12-16 | 2020-12-16 | SOLAR EDGE | SE10000H-US | Inverters | 10000 |  | 1 |  |  | 0.97 |  | Outside | SIDE OF HOME
Solar Registration Program | NJSRRE1543533352 | BRIDGEWATER TWP | 8807 | 5 | 11.34 | Residential | No | Behind the Meter | Tesla Energy Operations Inc. | PSE&G | Accepted | 2019-12-12 | 2019-12-17 | 2020-12-17 | Hanwha Q-Cells | Q.Peak DUO BLK-G5/SC315 | Solar Panels |  | 0.315 | 6 | 335 | 37 |  | Fixed | Roof
Solar Registration Program | NJSRRE1543533352 | BRIDGEWATER TWP | 8807 | 5 | 11.34 | Residential | No | Behind the Meter | Tesla Energy Operations Inc. | PSE&G | Accepted | 2019-12-12 | 2019-12-17 | 2020-12-17 | Hanwha Q-Cells | Q.Peak DUO BLK-G5/SC315 | Solar Panels |  | 0.315 | 30 | 114 | 45 |  | Fixed | Roof
Solar Registration Program | NJSRRE1543533352 | BRIDGEWATER TWP | 8807 | 5 | 11.34 | Residential | No | Behind the Meter | Tesla Energy Operations Inc. | PSE&G | Accepted | 2019-12-12 | 2019-12-17 | 2020-12-17 | SOLAREDGE | SE10000H-US000SNC2 | Inverters | 10000 |  | 1 |  |  | 0.98 |  | Indoor | Indoor
Solar Registration Program | NJSRRE1543533352 | BRIDGEWATER TWP | 8807 | 5 | 11.34 | Residential | No | Behind the Meter | Tesla Energy Operations Inc. | PSE&G | Accepted | 2019-12-12 | 2019-12-17 | 2020-12-17 | Tesla | AC Powerwall 2.0 | Electric Storage Battery |  |  | 2 |  |  |  | Lithium Ion |  | Inside
Solar Registration Program | NJSRRE1543533488 | HOLMDEL | 7733 | 17 | 11.34 | Residential | Yes | Behind the Meter | Tesla Energy Operations Inc. | JCP&L | Accepted | 2019-12-12 | 2019-12-17 | 2020-12-17 | Hanwha Q-Cells | Q.Peak DUO BLK-G5/SC315 | Solar Panels |  | 0.315 | 11 | 242 | 34 |  | Fixed | Roof
Solar Registration Program | NJSRRE1543533488 | HOLMDEL | 7733 | 17 | 11.34 | Residential | Yes | Behind the Meter | Tesla Energy Operations Inc. | JCP&L | Accepted | 2019-12-12 | 2019-12-17 | 2020-12-17 | Hanwha Q-Cells | Q.Peak DUO BLK-G5/SC315 | Solar Panels |  | 0.315 | 10 | 242 | 34 |  | Fixed | Roof
Solar Registration Program | NJSRRE1543533488 | HOLMDEL | 7733 | 17 | 11.34 | Residential | Yes | Behind the Meter | Tesla Energy Operations Inc. | JCP&L | Accepted | 2019-12-12 | 2019-12-17 | 2020-12-17 | Hanwha Q-Cells | Q.Peak DUO BLK-G5/SC315 | Solar Panels |  | 0.315 | 5 | 152 | 34 |  | Fixed | Roof
Solar Registration Program | NJSRRE1543533488 | HOLMDEL | 7733 | 17 | 11.34 | Residential | Yes | Behind the Meter | Tesla Energy Operations Inc. | JCP&L | Accepted | 2019-12-12 | 2019-12-17 | 2020-12-17 | Hanwha Q-Cells | Q.Peak DUO BLK-G5/SC315 | Solar Panels |  | 0.315 | 10 | 152 | 43 |  | Fixed | Roof
Solar Registration Program | NJSRRE1543533488 | HOLMDEL | 7733 | 17 | 11.34 | Residential | Yes | Behind the Meter | Tesla Energy Operations Inc. | JCP&L | Accepted | 2019-12-12 | 2019-12-17 | 2020-12-17 | SOLAREDGE | SE10000H-US000SNC2 | Inverters | 10000 |  | 1 |  |  | 0.98 |  | Outdoor | Outdoor
Solar Registration Program | NJSRRE1543533488 | HOLMDEL | 7733 | 17 | 11.34 | Residential | Yes | Behind the Meter | Tesla Energy Operations Inc. | JCP&L | Accepted | 2019-12-12 | 2019-12-17 | 2020-12-17 | Tesla | AC Powerwall 2.0 | Electric Storage Battery |  |  | 2 |  |  |  | Lithium Ion |  | Outside
Solar Registration Program | NJSRRE1543552499 | Gloucester City | 8030 | 14 | 11.34 | Residential | Yes | Behind the Meter | Trinity Solar | PSE&G | Accepted | 2019-12-16 | 2019-12-19 | 2020-12-19 | HANWHA | Q.PEAK DUO BLK-G5 315 | Solar Panels |  | 0.315 | 19 | 219 | 27 |  | Fixed | Roof
Solar Registration Program | NJSRRE1543552499 | Gloucester City | 8030 | 14 | 11.34 | Residential | Yes | Behind the Meter | Trinity Solar | PSE&G | Accepted | 2019-12-16 | 2019-12-19 | 2020-12-19 | HANWHA | Q.PEAK DUO BLK-G5 315 | Solar Panels |  | 0.315 | 11 | 39 | 27 |  | Fixed | Roof
Solar Registration Program | NJSRRE1543552499 | Gloucester City | 8030 | 14 | 11.34 | Residential | Yes | Behind the Meter | Trinity Solar | PSE&G | Accepted | 2019-12-16 | 2019-12-19 | 2020-12-19 | HANWHA | Q.PEAK DUO BLK-G5 315 | Solar Panels |  | 0.315 | 6 | 39 | 27 |  | Fixed | Roof
Solar Registration Program | NJSRRE1543552499 | Gloucester City | 8030 | 14 | 11.34 | Residential | Yes | Behind the Meter | Trinity Solar | PSE&G | Accepted | 2019-12-16 | 2019-12-19 | 2020-12-19 | SOLAR EDGE | SE10000H-US | Inverters | 10000 |  | 1 |  |  | 0.97 |  | Outside | SIDE OF HOME
Solar Registration Program | NJSRRE1543571104 | Marlton | 8053 | 13 | 11.34 | Residential | Yes | Behind the Meter | Vision Solar LLC | PSE&G | Accepted | 2019-12-19 | 2019-12-26 | 2020-12-26 | hanwa qcells | q.peak duo-g5 315 | Solar Panels |  | 0.315 | 12 | 222 | 27 |  | Fixed | Roof
Solar Registration Program | NJSRRE1543571104 | Marlton | 8053 | 13 | 11.34 | Residential | Yes | Behind the Meter | Vision Solar LLC | PSE&G | Accepted | 2019-12-19 | 2019-12-26 | 2020-12-26 | hanwa qcells | q.peak duo-g5 315 | Solar Panels |  | 0.315 | 11 | 132 | 27 |  | Fixed | Roof
Solar Registration Program | NJSRRE1543571104 | Marlton | 8053 | 13 | 11.34 | Residential | Yes | Behind the Meter | Vision Solar LLC | PSE&G | Accepted | 2019-12-19 | 2019-12-26 | 2020-12-26 | hanwa qcells | q.peak duo-g5 315 | Solar Panels |  | 0.315 | 10 | 312 | 27 |  | Fixed | Roof
Solar Registration Program | NJSRRE1543571104 | Marlton | 8053 | 13 | 11.34 | Residential | Yes | Behind the Meter | Vision Solar LLC | PSE&G | Accepted | 2019-12-19 | 2019-12-26 | 2020-12-26 | hanwa qcells | q.peak duo-g5 315 | Solar Panels |  | 0.315 | 3 | 42 | 27 |  | Fixed | Roof
Solar Registration Program | NJSRRE1543571104 | Marlton | 8053 | 13 | 11.34 | Residential | Yes | Behind the Meter | Vision Solar LLC | PSE&G | Accepted | 2019-12-19 | 2019-12-26 | 2020-12-26 | enphase | iq7-60-2-us | Inverters | 0.25 |  | 36 |  |  | 0.96 |  | Other | behind panels
Solar Registration Program | NJSRRE1543652062 | Manahawkin | 8050 | 18 | 11.34 | Residential | Yes | Behind the Meter | Vivint Solar Developer, LLC | AC Electric | Accepted | 2019-12-23 | 2019-12-27 | 2020-12-27 | Hanwha Solar | Q.PEAK BLK-G5 315 | Solar Panels |  | 0.315 | 15 | 284 | 16 |  | Fixed | Roof
Solar Registration Program | NJSRRE1543652062 | Manahawkin | 8050 | 18 | 11.34 | Residential | Yes | Behind the Meter | Vivint Solar Developer, LLC | AC Electric | Accepted | 2019-12-23 | 2019-12-27 | 2020-12-27 | Hanwha Solar | Q.PEAK BLK-G5 315 | Solar Panels |  | 0.315 | 21 | 104 | 16 |  | Fixed | Roof
Solar Registration Program | NJSRRE1543652062 | Manahawkin | 8050 | 18 | 11.34 | Residential | Yes | Behind the Meter | Vivint Solar Developer, LLC | AC Electric | Accepted | 2019-12-23 | 2019-12-27 | 2020-12-27 | Solar Edge | SE7600H-US | Inverters | 7600 |  | 1 |  |  | 0.992 |  | Outdoor | Near the utility meter
Solar Registration Program | NJSRRE1543652354 | Old Bridge | 8857 | 11 | 11.34 | Residential | Yes | Behind the Meter | Trinity Solar | JCP&L | Accepted | 2019-12-23 | 2019-12-27 | 2020-12-27 | HANWHA | Q.PEAK DUO BLK-G5 315 | Solar Panels |  | 0.315 | 14 | 93 | 30 |  | Fixed | Roof
Solar Registration Program | NJSRRE1543652354 | Old Bridge | 8857 | 11 | 11.34 | Residential | Yes | Behind the Meter | Trinity Solar | JCP&L | Accepted | 2019-12-23 | 2019-12-27 | 2020-12-27 | HANWHA | Q.PEAK DUO BLK-G5 315 | Solar Panels |  | 0.315 | 13 | 183 | 40 |  | Fixed | Roof
Solar Registration Program | NJSRRE1543652354 | Old Bridge | 8857 | 11 | 11.34 | Residential | Yes | Behind the Meter | Trinity Solar | JCP&L | Accepted | 2019-12-23 | 2019-12-27 | 2020-12-27 | HANWHA | Q.PEAK DUO BLK-G5 315 | Solar Panels |  | 0.315 | 9 | 183 | 34 |  | Fixed | Roof
Solar Registration Program | NJSRRE1543652354 | Old Bridge | 8857 | 11 | 11.34 | Residential | Yes | Behind the Meter | Trinity Solar | JCP&L | Accepted | 2019-12-23 | 2019-12-27 | 2020-12-27 | SOLAR EDGE | SE10000H-US | Inverters | 10000 |  | 1 |  |  | 0.97 |  | Outside | SIDE OF HOME
Solar Registration Program | NJSRRE1543821320 | Mullica Hill | 8062 | 15 | 11.34 | Residential | No | Behind the Meter | Tesla Energy Operations Inc | AC Electric | Accepted | 2019-12-30 | 2019-12-31 | 2020-12-31 | Hanwha Q-Cells | Q.Peak DUO BLK-G5/SC315 | Solar Panels |  | 0.315 | 4 | 242 | 34 |  | Fixed | Roof
Solar Registration Program | NJSRRE1543821320 | Mullica Hill | 8062 | 15 | 11.34 | Residential | No | Behind the Meter | Tesla Energy Operations Inc | AC Electric | Accepted | 2019-12-30 | 2019-12-31 | 2020-12-31 | Hanwha Q-Cells | Q.Peak DUO BLK-G5/SC315 | Solar Panels |  | 0.315 | 13 | 152 | 40 |  | Fixed | Roof
Solar Registration Program | NJSRRE1543821320 | Mullica Hill | 8062 | 15 | 11.34 | Residential | No | Behind the Meter | Tesla Energy Operations Inc | AC Electric | Accepted | 2019-12-30 | 2019-12-31 | 2020-12-31 | Hanwha Q-Cells | Q.Peak DUO BLK-G5/SC315 | Solar Panels |  | 0.315 | 19 | 242 | 34 |  | Fixed | Roof
Solar Registration Program | NJSRRE1543821320 | Mullica Hill | 8062 | 15 | 11.34 | Residential | No | Behind the Meter | Tesla Energy Operations Inc | AC Electric | Accepted | 2019-12-30 | 2019-12-31 | 2020-12-31 | SOLAREDGE | SE10000H-US000SNC2 | Inverters | 10000 |  | 1 |  |  | 0.98 |  | Outdoor | Outdoor
Solar Registration Program | NJSRRE1543437114 | MONTVALE | 7645 | 7 | 11.36 | Residential | No | Behind the Meter | Infinity Solar Systems | Orange Rockland Electric | Accepted | 2019-11-22 | 2019-11-26 | 2020-11-26 | LG | LG335Q1C-A5 | Solar Panels |  | 0.355 | 32 | 179 | 28 |  | Fixed | Roof
Solar Registration Program | NJSRRE1543437114 | MONTVALE | 7645 | 7 | 11.36 | Residential | No | Behind the Meter | Infinity Solar Systems | Orange Rockland Electric | Accepted | 2019-11-22 | 2019-11-26 | 2020-11-26 | ENPHASE | IQ7-60-X-US | Inverters | 240 |  | 32 |  |  | 0.97 |  | Outside | MICROINVERTERS
Solar Registration Program | NJSRRE1541891107 | Monroe | 8831 | 11 | 11.38 | Residential | No | Behind the Meter | Green Power Energy | JCP&L | Accepted | 2019-08-28 | 2019-08-30 | 2020-08-30 | Panasonic | VBHN325KA03 | Solar Panels |  | 0.325 | 20 | 73 | 37 |  | Fixed | Roof
Solar Registration Program | NJSRRE1541891107 | Monroe | 8831 | 11 | 11.38 | Residential | No | Behind the Meter | Green Power Energy | JCP&L | Accepted | 2019-08-28 | 2019-08-30 | 2020-08-30 | Panasonic | VBHN325KA03 | Solar Panels |  | 0.325 | 5 | 166 | 37 |  | Fixed | Roof
Solar Registration Program | NJSRRE1541891107 | Monroe | 8831 | 11 | 11.38 | Residential | No | Behind the Meter | Green Power Energy | JCP&L | Accepted | 2019-08-28 | 2019-08-30 | 2020-08-30 | Panasonic | VBHN325KA03 | Solar Panels |  | 0.325 | 6 | 163 | 27 |  | Fixed | Roof
Solar Registration Program | NJSRRE1541891107 | Monroe | 8831 | 11 | 11.38 | Residential | No | Behind the Meter | Green Power Energy | JCP&L | Accepted | 2019-08-28 | 2019-08-30 | 2020-08-30 | Panasonic | VBHN325KA03 | Solar Panels |  | 0.325 | 4 | 162 | 27 |  | Fixed | Roof
Solar Registration Program | NJSRRE1541891107 | Monroe | 8831 | 11 | 11.38 | Residential | No | Behind the Meter | Green Power Energy | JCP&L | Accepted | 2019-08-28 | 2019-08-30 | 2020-08-30 | Solar Edge | SE11400H-US | Inverters | 11400 |  | 1 |  |  | 0.97 |  | Outside | next to meter
Solar Registration Program | NJSRRE1542443664 | Sewell | 8080 | 15 | 11.38 | Residential | No | Behind the Meter | Sunny Corp | AC Electric | Accepted | 2019-09-26 | 2019-09-30 | 2020-09-30 | PANASONIC | VBHN325KA03 | Solar Panels |  | 0.325 | 35 | 115 | 33 |  | Fixed | Roof
Solar Registration Program | NJSRRE1542443664 | Sewell | 8080 | 15 | 11.38 | Residential | No | Behind the Meter | Sunny Corp | AC Electric | Accepted | 2019-09-26 | 2019-09-30 | 2020-09-30 | SOLAREDGE | SE10000H-US | Inverters | 10000 |  | 1 |  |  | 0.992 |  | Outside | GARAGE
Solar Registration Program | NJSRRE1543096273 | Elizabeth | 7206 | 10 | 11.38 | Residential | No | Behind the Meter | Maier Solar Engineering dba Solar Me | PSE&G | Accepted | 2019-11-12 | 2019-11-15 | 2020-11-15 | Hanwha | Q.Peak DUO 325W | Solar Panels |  | 0.325 | 19 | 234 | 35 |  | Fixed | Roof
Solar Registration Program | NJSRRE1543096273 | Elizabeth | 7206 | 10 | 11.38 | Residential | No | Behind the Meter | Maier Solar Engineering dba Solar Me | PSE&G | Accepted | 2019-11-12 | 2019-11-15 | 2020-11-15 | Hanwah | Q.Peak DUO 325W | Solar Panels |  | 0.325 | 16 | 54 | 35 |  | Fixed | Roof
Solar Registration Program | NJSRRE1543096273 | Elizabeth | 7206 | 10 | 11.38 | Residential | No | Behind the Meter | Maier Solar Engineering dba Solar Me | PSE&G | Accepted | 2019-11-12 | 2019-11-15 | 2020-11-15 | Enphase | IQ7 | Inverters | 240 |  | 35 |  |  | 0.96 |  | Outdoor | Next to meter
Solar Registration Program | NJSRRE1543261650 | Paterson | 7513 | 6 | 11.38 | Residential | No | Behind the Meter | Maier Solar Engineering dba Solar Me | PSE&G | Accepted | 2019-11-14 | 2019-11-19 | 2020-11-19 | Canadian | CS1H-325MS | Solar Panels |  | 0.325 | 14 | 278 | 10 |  | Fixed | Roof
Solar Registration Program | NJSRRE1543261650 | Paterson | 7513 | 6 | 11.38 | Residential | No | Behind the Meter | Maier Solar Engineering dba Solar Me | PSE&G | Accepted | 2019-11-14 | 2019-11-19 | 2020-11-19 | Canadian | CS1H-325MS | Solar Panels |  | 0.325 | 1 | 8 | 34 |  | Fixed | Roof
Solar Registration Program | NJSRRE1543261650 | Paterson | 7513 | 6 | 11.38 | Residential | No | Behind the Meter | Maier Solar Engineering dba Solar Me | PSE&G | Accepted | 2019-11-14 | 2019-11-19 | 2020-11-19 | Canadian | CS1H-325MS | Solar Panels |  | 0.325 | 1 | 188 | 34 |  | Fixed | Roof
Solar Registration Program | NJSRRE1543261650 | Paterson | 7513 | 6 | 11.38 | Residential | No | Behind the Meter | Maier Solar Engineering dba Solar Me | PSE&G | Accepted | 2019-11-14 | 2019-11-19 | 2020-11-19 | Canadian | CS1H-325MS | Solar Panels |  | 0.325 | 19 | 98 | 34 |  | Fixed | Roof
Solar Registration Program | NJSRRE1543261650 | Paterson | 7513 | 6 | 11.38 | Residential | No | Behind the Meter | Maier Solar Engineering dba Solar Me | PSE&G | Accepted | 2019-11-14 | 2019-11-19 | 2020-11-19 | Enphase | IQ7 | Inverters | 240 |  | 35 |  |  | 0.96 |  | Outside | Next to meter
Solar Registration Program | NJSRRE1543426137 | Jersey City | 7307 | 8 | 11.38 | Residential | No | Behind the Meter | Accord Power Inc | PSE&G | Accepted | 2019-11-20 | 2019-11-25 | 2020-11-25 | Hanwah | Q.Cell 325 | Solar Panels |  | 0.325 | 35 | 206 | 0 |  | Fixed | Roof
Solar Registration Program | NJSRRE1543426137 | Jersey City | 7307 | 8 | 11.38 | Residential | No | Behind the Meter | Accord Power Inc | PSE&G | Accepted | 2019-11-20 | 2019-11-25 | 2020-11-25 | AP System | YC600 | Inverters | 600 |  | 18 |  |  | 0.967 |  | Outdoor | Roof
Solar Registration Program | NJSRRE1543441543 | Hillsborough | 8844 | 5 | 11.38 | Residential | No | Behind the Meter | Green Power energy | PSE&G | Accepted | 2019-11-25 | 2019-11-27 | 2020-11-27 | VBHN325KA03 | Panasonic | Solar Panels |  | 0.325 | 18 | 186 | 27 |  | Fixed | Roof
Solar Registration Program | NJSRRE1543441543 | Hillsborough | 8844 | 5 | 11.38 | Residential | No | Behind the Meter | Green Power energy | PSE&G | Accepted | 2019-11-25 | 2019-11-27 | 2020-11-27 | Panasonic | VBHN325KA03 | Solar Panels |  | 0.325 | 7 | 93 | 27 |  | Fixed | Roof
Solar Registration Program | NJSRRE1543441543 | Hillsborough | 8844 | 5 | 11.38 | Residential | No | Behind the Meter | Green Power energy | PSE&G | Accepted | 2019-11-25 | 2019-11-27 | 2020-11-27 | Panasonic | VBHN325KA03 | Solar Panels |  | 0.325 | 10 | 187 | 27 |  | Fixed | Roof
Solar Registration Program | NJSRRE1543441543 | Hillsborough | 8844 | 5 | 11.38 | Residential | No | Behind the Meter | Green Power energy | PSE&G | Accepted | 2019-11-25 | 2019-11-27 | 2020-11-27 | SolarEdge | SE10000H-US | Inverters | 10000 |  | 1 |  |  | 0.97 |  | Outside | Next to meter
Solar Registration Program | NJSRRE1543565676 | Alloway | 8001 | 16 | 11.38 | Residential | No | Behind the Meter | RCL Enterprises Inc. | AC Electric | Accepted | 2019-12-18 | 2019-12-23 | 2020-12-23 | canadian | CS1H-325MS | Solar Panels |  | 0.325 | 35 | 174 | 22 |  | Fixed | Roof
Solar Registration Program | NJSRRE1543565676 | Alloway | 8001 | 16 | 11.38 | Residential | No | Behind the Meter | RCL Enterprises Inc. | AC Electric | Accepted | 2019-12-18 | 2019-12-23 | 2020-12-23 | enphase | iq7 | Inverters | 11375 |  | 35 |  |  | 0.96 |  | Outside | under panels
Solar Registration Program | NJSRRE1540909152 | North Bergen Twp | 7047 | 8 | 11.39 | Residential | No | Behind the Meter | Palmetto Solar | PSE&G | Accepted | 2019-04-30 | 2019-07-25 | 2020-07-25 | LG | 335W | Solar Panels |  | 0.335 | 23 | 207 | 19 |  | Fixed | Roof
Solar Registration Program | NJSRRE1540909152 | North Bergen Twp | 7047 | 8 | 11.39 | Residential | No | Behind the Meter | Palmetto Solar | PSE&G | Accepted | 2019-04-30 | 2019-07-25 | 2020-07-25 | LG | 335W | Solar Panels |  | 0.335 | 4 | 117 | 19 |  | Fixed | Roof
Solar Registration Program | NJSRRE1540909152 | North Bergen Twp | 7047 | 8 | 11.39 | Residential | No | Behind the Meter | Palmetto Solar | PSE&G | Accepted | 2019-04-30 | 2019-07-25 | 2020-07-25 | LG | 335W | Solar Panels |  | 0.335 | 3 | 27 | 19 |  | Fixed | Roof
Solar Registration Program | NJSRRE1540909152 | North Bergen Twp | 7047 | 8 | 11.39 | Residential | No | Behind the Meter | Palmetto Solar | PSE&G | Accepted | 2019-04-30 | 2019-07-25 | 2020-07-25 | LG | 335W | Solar Panels |  | 0.335 | 4 | 297 | 19 |  | Fixed | Roof
Solar Registration Program | NJSRRE1540909152 | North Bergen Twp | 7047 | 8 | 11.39 | Residential | No | Behind the Meter | Palmetto Solar | PSE&G | Accepted | 2019-04-30 | 2019-07-25 | 2020-07-25 | SolarEdge | SE10000H-US | Inverters | 10000 |  | 1 |  |  | 0.99 |  | Outside | NA
Solar Registration Program | NJSRRE1541709244 | JERSEY CITY | 7305 | 8 | 11.39 | Residential | Yes | Behind the Meter | Pro Custom Solar dba Momentum Solar | PSE&G | Accepted | 2019-07-26 | 2019-07-31 | 2020-07-31 | LG ELECTRONICS | LG 335N1C-A5 | Solar Panels |  | 0.335 | 34 | 149 | 5 |  | Fixed | Roof
Solar Registration Program | NJSRRE1541709244 | JERSEY CITY | 7305 | 8 | 11.39 | Residential | Yes | Behind the Meter | Pro Custom Solar dba Momentum Solar | PSE&G | Accepted | 2019-07-26 | 2019-07-31 | 2020-07-31 | ENPHASE ENERGY | IQ7-60-2-US | Inverters | 250 |  | 34 |  |  | 0.97 |  | Outdoor | 1
Solar Registration Program | NJSRRE1541804372 | Jersey City | 7305 | 8 | 11.39 | Residential | Yes | Behind the Meter | Pro Custom Solar dba Momentum Solar | PSE&G | Accepted | 2019-08-08 | 2019-08-23 | 2020-08-23 | LG ELECTRONICS | LG 335N1C-V5 | Solar Panels |  | 0.335 | 5 | 238 | 22 |  | Fixed | Roof
Solar Registration Program | NJSRRE1541804372 | Jersey City | 7305 | 8 | 11.39 | Residential | Yes | Behind the Meter | Pro Custom Solar dba Momentum Solar | PSE&G | Accepted | 2019-08-08 | 2019-08-23 | 2020-08-23 | LG ELECTRONICS | LG 335N1C-V5 | Solar Panels |  | 0.335 | 15 | 148 | 22 |  | Fixed | Roof
Solar Registration Program | NJSRRE1541804372 | Jersey City | 7305 | 8 | 11.39 | Residential | Yes | Behind the Meter | Pro Custom Solar dba Momentum Solar | PSE&G | Accepted | 2019-08-08 | 2019-08-23 | 2020-08-23 | LG ELECTRONICS | LG 335N1C-V5 | Solar Panels |  | 0.335 | 14 | 328 | 22 |  | Fixed | Roof
Solar Registration Program | NJSRRE1541804372 | Jersey City | 7305 | 8 | 11.39 | Residential | Yes | Behind the Meter | Pro Custom Solar dba Momentum Solar | PSE&G | Accepted | 2019-08-08 | 2019-08-23 | 2020-08-23 | Enphase Energy | IQ7-60-2-US | Inverters | 250 |  | 34 |  |  | 0.97 |  | Outdoor | Roof
Solar Registration Program | NJSRRE1541815528 | ELIZABETH | 7201 | 10 | 11.39 | Residential | Yes | Behind the Meter | Pro Custom Solar dba Momentum Solar | PSE&G | Accepted | 2019-08-12 | 2019-08-23 | 2020-08-23 | LG ELECTRONICS | LG 335N1C-V5 | Solar Panels |  | 0.335 | 34 | 200 | 43 |  | Fixed | Roof
Solar Registration Program | NJSRRE1541815528 | ELIZABETH | 7201 | 10 | 11.39 | Residential | Yes | Behind the Meter | Pro Custom Solar dba Momentum Solar | PSE&G | Accepted | 2019-08-12 | 2019-08-23 | 2020-08-23 | ENPHASE ENERGY | IQ7-60-2-US | Inverters | 250 |  | 34 |  |  | 0.97 |  | Outdoor | Roof
Solar Registration Program | NJSRRE1541820338 | Hillsborough Twp | 8844 | 5 | 11.39 | Residential | No | Behind the Meter | FAL SOLAR SYSTEMS INC | PSE&G | Accepted | 2019-08-13 | 2019-08-23 | 2020-08-23 | LG ELECTRONICS | LG335N1C-A5 | Solar Panels |  | 0.335 | 34 | 178 & 268 | 25 |  | Fixed | Roof
Solar Registration Program | NJSRRE1541820338 | Hillsborough Twp | 8844 | 5 | 11.39 | Residential | No | Behind the Meter | FAL SOLAR SYSTEMS INC | PSE&G | Accepted | 2019-08-13 | 2019-08-23 | 2020-08-23 | ENPHASE | IQ7-60-2-US | Inverters | 250 |  | 34 |  |  | 0.97 |  | Outside | Attached with each panels
Solar Registration Program | NJSRRE1541888627 | Willingboro | 8046 | 13 | 11.39 | Residential | No | Behind the Meter | Pro Custom Solar dba Momentum Solar | PSE&G | Accepted | 2019-08-27 | 2019-08-30 | 2020-08-30 | LG ELECTRONICS | LG 335N1C-V5 | Solar Panels |  | 0.335 | 18 | 183 | 18 |  | Fixed | Roof
Solar Registration Program | NJSRRE1541888627 | Willingboro | 8046 | 13 | 11.39 | Residential | No | Behind the Meter | Pro Custom Solar dba Momentum Solar | PSE&G | Accepted | 2019-08-27 | 2019-08-30 | 2020-08-30 | LG ELECTRONICS | LG 335N1C-V5 | Solar Panels |  | 0.335 | 16 | 93 | 16 |  | Fixed | Roof
Solar Registration Program | NJSRRE1541888627 | Willingboro | 8046 | 13 | 11.39 | Residential | No | Behind the Meter | Pro Custom Solar dba Momentum Solar | PSE&G | Accepted | 2019-08-27 | 2019-08-30 | 2020-08-30 | Enphase Energy | IQ7-60-2-US | Inverters | 250 |  | 34 |  |  | 0.97 |  | Outdoor | Roof
Solar Registration Program | NJSRRE1542202696 | Paterson | 7514 | 6 | 11.39 | Residential | Yes | Behind the Meter | Pro Custom Solar dba Momentum Solar | PSE&G | Accepted | 2019-09-04 | 2019-09-09 | 2020-09-09 | LG ELECTRONICS | LG 335N1C-V5 | Solar Panels |  | 0.335 | 13 | 102 | 39 |  | Fixed | Roof
Solar Registration Program | NJSRRE1542202696 | Paterson | 7514 | 6 | 11.39 | Residential | Yes | Behind the Meter | Pro Custom Solar dba Momentum Solar | PSE&G | Accepted | 2019-09-04 | 2019-09-09 | 2020-09-09 | LG ELECTRONICS | LG 335N1C-V5 | Solar Panels |  | 0.335 | 15 | 282 | 39 |  | Fixed | Roof
Solar Registration Program | NJSRRE1542202696 | Paterson | 7514 | 6 | 11.39 | Residential | Yes | Behind the Meter | Pro Custom Solar dba Momentum Solar | PSE&G | Accepted | 2019-09-04 | 2019-09-09 | 2020-09-09 | LG ELECTRONICS | LG 335N1C-V5 | Solar Panels |  | 0.335 | 6 | 282 | 22 |  | Fixed | Roof
Solar Registration Program | NJSRRE1542202696 | Paterson | 7514 | 6 | 11.39 | Residential | Yes | Behind the Meter | Pro Custom Solar dba Momentum Solar | PSE&G | Accepted | 2019-09-04 | 2019-09-09 | 2020-09-09 | Enphase Energy | IQ7-60-2-US | Inverters | 250 |  | 34 |  |  | 0.97 |  | Outdoor | Roof
Solar Registration Program | NJSRRE1542389982 | Hewitt | 7421 | 6 | 11.39 | Residential | Yes | Behind the Meter | Pro Custom Solar dba Momentum Solar | Orange Rockland Electric | Accepted | 2019-09-11 | 2019-09-13 | 2020-09-13 | LG | LG 335N1C-V5 | Solar Panels |  | 0.335 | 18 | 178 | 19 |  | Fixed | Roof
Solar Registration Program | NJSRRE1542389982 | Hewitt | 7421 | 6 | 11.39 | Residential | Yes | Behind the Meter | Pro Custom Solar dba Momentum Solar | Orange Rockland Electric | Accepted | 2019-09-11 | 2019-09-13 | 2020-09-13 | LG | LG 335N1C-V5 | Solar Panels |  | 0.335 | 16 | 358 | 19 |  | Fixed | Roof
Solar Registration Program | NJSRRE1542389982 | Hewitt | 7421 | 6 | 11.39 | Residential | Yes | Behind the Meter | Pro Custom Solar dba Momentum Solar | Orange Rockland Electric | Accepted | 2019-09-11 | 2019-09-13 | 2020-09-13 | ENPHASE | IQ7-60-2-US | Inverters | 250 |  | 34 |  |  | 0.97 |  | Outdoor | ROOF
Solar Registration Program | NJSRRE1542396379 | Willingboro | 8046 | 13 | 11.39 | Residential | Yes | Behind the Meter | Pro Custom Solar dba Momentum Solar | PSE&G | Accepted | 2019-09-13 | 2019-09-17 | 2020-09-17 | LG ELECTRONICS | LG 335N1C-V5 | Solar Panels |  | 0.335 | 27 | 196 | 41 |  | Fixed | Roof
Solar Registration Program | NJSRRE1542396379 | Willingboro | 8046 | 13 | 11.39 | Residential | Yes | Behind the Meter | Pro Custom Solar dba Momentum Solar | PSE&G | Accepted | 2019-09-13 | 2019-09-17 | 2020-09-17 | LG ELECTRONICS | LG 335N1C-V5 | Solar Panels |  | 0.335 | 7 | 196 | 11 |  | Fixed | Roof
Solar Registration Program | NJSRRE1542396379 | Willingboro | 8046 | 13 | 11.39 | Residential | Yes | Behind the Meter | Pro Custom Solar dba Momentum Solar | PSE&G | Accepted | 2019-09-13 | 2019-09-17 | 2020-09-17 | Enphase Energy | IQ7-60-2-US | Inverters | 250 |  | 34 |  |  | 0.97 |  | Outdoor | Roof
Solar Registration Program | NJSRRE1542431774 | Burlington | 8016 | 13 | 11.39 | Residential | No | Behind the Meter | Public Service Solar | PSE&G | Accepted | 2019-09-24 | 2019-09-26 | 2020-09-26 | LG | LG335N1K-V5 | Solar Panels |  | 0.335 | 34 | 243, 153 | 35 |  | Fixed | Roof
Solar Registration Program | NJSRRE1542431774 | Burlington | 8016 | 13 | 11.39 | Residential | No | Behind the Meter | Public Service Solar | PSE&G | Accepted | 2019-09-24 | 2019-09-26 | 2020-09-26 | Enphase Energy | IQ7+ | Inverters | 240 |  | 34 |  |  | 0.97 |  | Outside | House
Solar Registration Program | NJSRRE1542445446 | North Bergen | 7047 | 8 | 11.39 | Residential | Yes | Behind the Meter | Pro Custom Solar dba Momentum Solar | PSE&G | Accepted | 2019-09-26 | 2019-09-30 | 2020-09-30 | LG ELECTRONICS | LG 345N1C-V5 | Solar Panels |  | 0.345 | 12 | 208 | 22 |  | Fixed | Roof
Solar Registration Program | NJSRRE1542445446 | North Bergen | 7047 | 8 | 11.39 | Residential | Yes | Behind the Meter | Pro Custom Solar dba Momentum Solar | PSE&G | Accepted | 2019-09-26 | 2019-09-30 | 2020-09-30 | LG ELECTRONICS | LG 345N1C-V5 | Solar Panels |  | 0.345 | 21 | 28 | 23 |  | Fixed | Roof
Solar Registration Program | NJSRRE1542445446 | North Bergen | 7047 | 8 | 11.39 | Residential | Yes | Behind the Meter | Pro Custom Solar dba Momentum Solar | PSE&G | Accepted | 2019-09-26 | 2019-09-30 | 2020-09-30 | Enphase Energy | IQ7-60-2-US | Inverters | 250 |  | 33 |  |  | 0.97 |  | Outdoor | Roof
Solar Registration Program | NJSRRE1542461598 | Trenton | 8610 | 12 | 11.39 | Residential | Yes | Behind the Meter | Pro Custom Solar dba Momentum Solar | PSE&G | Accepted | 2019-09-30 | 2019-10-02 | 2020-10-02 | LG ELECTRONICS | LG 345N1C-V5 | Solar Panels |  | 0.345 | 8 | 122 | 21 |  | Fixed | Roof
Solar Registration Program | NJSRRE1542461598 | Trenton | 8610 | 12 | 11.39 | Residential | Yes | Behind the Meter | Pro Custom Solar dba Momentum Solar | PSE&G | Accepted | 2019-09-30 | 2019-10-02 | 2020-10-02 | LG ELECTRONICS | LG 345N1C-V5 | Solar Panels |  | 0.345 | 15 | 122 | 42 |  | Fixed | Roof
Solar Registration Program | NJSRRE1542461598 | Trenton | 8610 | 12 | 11.39 | Residential | Yes | Behind the Meter | Pro Custom Solar dba Momentum Solar | PSE&G | Accepted | 2019-09-30 | 2019-10-02 | 2020-10-02 | LG ELECTRONICS | LG 345N1C-V5 | Solar Panels |  | 0.345 | 10 | 302 | 45 |  | Fixed | Roof
Solar Registration Program | NJSRRE1542461598 | Trenton | 8610 | 12 | 11.39 | Residential | Yes | Behind the Meter | Pro Custom Solar dba Momentum Solar | PSE&G | Accepted | 2019-09-30 | 2019-10-02 | 2020-10-02 | Enphase Energy | IQ7-60-2-US | Inverters | 250 |  | 33 |  |  | 0.97 |  | Outdoor | Roof
Solar Registration Program | NJSRRE1542467314 | Egg Harbor Township | 8234 | 19 | 11.39 | Residential | Yes | Behind the Meter | Pro Custom Solar dba Momentum Solar | JCP&L | Accepted | 2019-10-01 | 2019-10-03 | 2020-10-03 | LG ELECTRONICS | LG 345N1C-V5 | Solar Panels |  | 0.345 | 33 | 121 | 27 |  | Fixed | Roof
Solar Registration Program | NJSRRE1542467314 | Egg Harbor Township | 8234 | 19 | 11.39 | Residential | Yes | Behind the Meter | Pro Custom Solar dba Momentum Solar | JCP&L | Accepted | 2019-10-01 | 2019-10-03 | 2020-10-03 | LG ELECTRONICS | LG 345N1C-V5 | Inverters | 250 |  | 33 |  |  | 0.97 |  | Outdoor | Roof
Solar Registration Program | NJSRRE1542832846 | Pennsauken | 8110 | 14 | 11.39 | Residential | Yes | Behind the Meter | Pro Custom Solar dba Momentum Solar | PSE&G | Accepted | 2019-10-30 | 2019-11-01 | 2020-11-01 | LG Electronics | LG 345N1C-V5 | Solar Panels |  | 0.345 | 6 | 237 | 37 |  | Fixed | Roof
Solar Registration Program | NJSRRE1542832846 | Pennsauken | 8110 | 14 | 11.39 | Residential | Yes | Behind the Meter | Pro Custom Solar dba Momentum Solar | PSE&G | Accepted | 2019-10-30 | 2019-11-01 | 2020-11-01 | LG Electronics | LG 345N1C-V5 | Solar Panels |  | 0.345 | 15 | 57 | 36 |  | Fixed | Roof
Solar Registration Program | NJSRRE1542832846 | Pennsauken | 8110 | 14 | 11.39 | Residential | Yes | Behind the Meter | Pro Custom Solar dba Momentum Solar | PSE&G | Accepted | 2019-10-30 | 2019-11-01 | 2020-11-01 | LG Electronics | LG 345N1C-V5 | Solar Panels |  | 0.345 | 6 | 236 | 23 |  | Fixed | Roof
Solar Registration Program | NJSRRE1542832846 | Pennsauken | 8110 | 14 | 11.39 | Residential | Yes | Behind the Meter | Pro Custom Solar dba Momentum Solar | PSE&G | Accepted | 2019-10-30 | 2019-11-01 | 2020-11-01 | LG Electronics | LG 345N1C-V5 | Solar Panels |  | 0.345 | 6 | 56 | 23 |  | Fixed | Roof
Solar Registration Program | NJSRRE1542832846 | Pennsauken | 8110 | 14 | 11.39 | Residential | Yes | Behind the Meter | Pro Custom Solar dba Momentum Solar | PSE&G | Accepted | 2019-10-30 | 2019-11-01 | 2020-11-01 | Enphase Energy | IQ7PLUS-72-2-US | Inverters | 295 |  | 33 |  |  | 0.97 |  | Outdoor | Roof
Solar Registration Program | NJSRRE1542851487 | Clifton | 7011 | 6 | 11.39 | Residential | Yes | Behind the Meter | Pro Custom Solar dba Momentum Solar | PSE&G | Accepted | 2019-10-31 | 2019-11-05 | 2020-11-05 | LG ELECTRONICS | LG 335N1C-V5 | Solar Panels |  | 0.335 | 14 | 241 | 44 |  | Fixed | Roof
Solar Registration Program | NJSRRE1542851487 | Clifton | 7011 | 6 | 11.39 | Residential | Yes | Behind the Meter | Pro Custom Solar dba Momentum Solar | PSE&G | Accepted | 2019-10-31 | 2019-11-05 | 2020-11-05 | LG ELECTRONICS | LG 335N1C-V5 | Solar Panels |  | 0.335 | 20 | 61 | 44 |  | Fixed | Roof
Solar Registration Program | NJSRRE1542851487 | Clifton | 7011 | 6 | 11.39 | Residential | Yes | Behind the Meter | Pro Custom Solar dba Momentum Solar | PSE&G | Accepted | 2019-10-31 | 2019-11-05 | 2020-11-05 | Enphase Energy | IQ7-60-2-US | Inverters | 250 |  | 34 |  |  | 0.97 |  | Outdoor | Roof
Solar Registration Program | NJSRRE1543443588 | Rutherford | 7070 | 7 | 11.39 | Residential | Yes | Behind the Meter | Pro Custom Solar dba Momentum Solar | PSE&G | Accepted | 2019-11-25 | 2019-11-27 | 2020-11-27 | Enphase Energy | IQ7PLUS-72-2-US | Inverters | 295 |  | 33 |  |  | 0.97 |  | Outdoor | Roof
Solar Registration Program | NJSRRE1543443588 | Rutherford | 7070 | 7 | 11.39 | Residential | Yes | Behind the Meter | Pro Custom Solar dba Momentum Solar | PSE&G | Accepted | 2019-11-25 | 2019-11-27 | 2020-11-27 | LG Electronics | LG 345N1C-V5 | Solar Panels |  | 0.345 | 18 | 126 | 41 |  | Fixed | Roof
Solar Registration Program | NJSRRE1543443588 | Rutherford | 7070 | 7 | 11.39 | Residential | Yes | Behind the Meter | Pro Custom Solar dba Momentum Solar | PSE&G | Accepted | 2019-11-25 | 2019-11-27 | 2020-11-27 | LG Electronics | LG 345N1C-V5 | Solar Panels |  | 0.345 | 9 | 216 | 20 |  | Fixed | Roof
Solar Registration Program | NJSRRE1543443588 | Rutherford | 7070 | 7 | 11.39 | Residential | Yes | Behind the Meter | Pro Custom Solar dba Momentum Solar | PSE&G | Accepted | 2019-11-25 | 2019-11-27 | 2020-11-27 | LG Electronics | LG 345N1C-V5 | Solar Panels |  | 0.345 | 3 | 216 | 22 |  | Fixed | Roof
Solar Registration Program | NJSRRE1543443588 | Rutherford | 7070 | 7 | 11.39 | Residential | Yes | Behind the Meter | Pro Custom Solar dba Momentum Solar | PSE&G | Accepted | 2019-11-25 | 2019-11-27 | 2020-11-27 | LG Electronics | LG 345N1C-V5 | Solar Panels |  | 0.345 | 3 | 36 | 22 |  | Fixed | Roof
Solar Registration Program | NJSRRE1543446819 | Hewitt | 7421 | 6 | 11.39 | Residential | No | Behind the Meter | Pro Custom Solar dba Momentum Solar | Orange Rockland Electric | Accepted | 2019-11-26 | 2019-12-02 | 2020-12-02 | LG Electronics | LG 345N1C-V5 | Solar Panels |  | 0.345 | 23 | 217 | 29 |  | Fixed | Roof
Solar Registration Program | NJSRRE1543446819 | Hewitt | 7421 | 6 | 11.39 | Residential | No | Behind the Meter | Pro Custom Solar dba Momentum Solar | Orange Rockland Electric | Accepted | 2019-11-26 | 2019-12-02 | 2020-12-02 | LG Electronics | LG 345N1C-V5 | Solar Panels |  | 0.345 | 10 | 127 | 29 |  | Fixed | Roof
Solar Registration Program | NJSRRE1543446819 | Hewitt | 7421 | 6 | 11.39 | Residential | No | Behind the Meter | Pro Custom Solar dba Momentum Solar | Orange Rockland Electric | Accepted | 2019-11-26 | 2019-12-02 | 2020-12-02 | Enphase Energy | IQ7PLUS-72-2-US | Inverters | 295 |  | 33 |  |  | 0.97 |  | Outdoor | Roof
Solar Registration Program | NJSRRE1543477381 | Succasunna | 7876 | 3 | 11.39 | Residential | Yes | Behind the Meter | Pro Custom Solar dba Momentum Solar | JCP&L | Accepted | 2019-12-04 | 2019-12-06 | 2020-12-06 | LG Electronics | LG 345N1C-V5 | Solar Panels |  | 0.345 | 12 | 160 | 19 |  | Fixed | Roof
Solar Registration Program | NJSRRE1543477381 | Succasunna | 7876 | 3 | 11.39 | Residential | Yes | Behind the Meter | Pro Custom Solar dba Momentum Solar | JCP&L | Accepted | 2019-12-04 | 2019-12-06 | 2020-12-06 | LG Electronics | LG 345N1C-V5 | Solar Panels |  | 0.345 | 5 | 250 | 20 |  | Fixed | Roof
Solar Registration Program | NJSRRE1543477381 | Succasunna | 7876 | 3 | 11.39 | Residential | Yes | Behind the Meter | Pro Custom Solar dba Momentum Solar | JCP&L | Accepted | 2019-12-04 | 2019-12-06 | 2020-12-06 | LG Electronics | LG 345N1C-V5 | Solar Panels |  | 0.345 | 16 | 340 | 19 |  | Fixed | Roof
Solar Registration Program | NJSRRE1543477381 | Succasunna | 7876 | 3 | 11.39 | Residential | Yes | Behind the Meter | Pro Custom Solar dba Momentum Solar | JCP&L | Accepted | 2019-12-04 | 2019-12-06 | 2020-12-06 | Enphase Energy | IQ7PLUS-72-2-US | Inverters | 295 |  | 33 |  |  | 0.97 |  | Outdoor | Roof
Solar Registration Program | NJSRRE1543488874 | Morganville | 7751 | 17 | 11.39 | Residential | No | Behind the Meter | Morgan Associates and Consulting LLC | JCP&L | Accepted | 2019-12-18 | 2019-12-18 | 2020-12-18 | LG | 335 | Solar Panels |  | 0.335 | 34 | 178 | 14 |  | Fixed | Roof
Solar Registration Program | NJSRRE1543488874 | Morganville | 7751 | 17 | 11.39 | Residential | No | Behind the Meter | Morgan Associates and Consulting LLC | JCP&L | Accepted | 2019-12-18 | 2019-12-18 | 2020-12-18 | Enphase | IQ6 | Inverters | 0.3 |  | 34 |  |  | 0.98 |  | Outdoor | roof
Solar Registration Program | NJSRRE1540458558 | Villas | 8251 | 21 | 11.4 | Residential | No | Behind the Meter | Green Power Energy | AC Electric | Accepted | 2019-03-07 | 2019-03-08 | 2020-03-08 | Trina Solar | TSM-300DD05A.08(II) | Solar Panels |  | 0.3 | 14 | 117 | 23 |  | Fixed | Roof
Solar Registration Program | NJSRRE1540458558 | Villas | 8251 | 21 | 11.4 | Residential | No | Behind the Meter | Green Power Energy | AC Electric | Accepted | 2019-03-07 | 2019-03-08 | 2020-03-08 | Trina Solar | TSM-300DD05A.08(II) | Solar Panels |  | 0.3 | 24 | 296 | 18 |  | Fixed | Roof
Solar Registration Program | NJSRRE1540458558 | Villas | 8251 | 21 | 11.4 | Residential | No | Behind the Meter | Green Power Energy | AC Electric | Accepted | 2019-03-07 | 2019-03-08 | 2020-03-08 | Solar Edge | SE10000H-US | Inverters | 10000 |  | 1 |  |  | 0.97 |  | Outside | next to meter
Solar Registration Program | NJSRRE1542526509 | Bordentown | 8505 | 13 | 11.4 | Residential | No | Behind the Meter | Sun 101 LLC | PSE&G | Accepted | 2019-10-10 | 2019-10-14 | 2020-10-14 | TRINA | TSM-300PAO5 | Solar Panels |  | 0.3 | 14 | 136 | 26 |  | Fixed | Roof
Solar Registration Program | NJSRRE1542526509 | Bordentown | 8505 | 13 | 11.4 | Residential | No | Behind the Meter | Sun 101 LLC | PSE&G | Accepted | 2019-10-10 | 2019-10-14 | 2020-10-14 | TRINA | TSM-300PAO5 | Solar Panels |  | 0.3 | 24 | 226 | 31 |  | Fixed | Roof
Solar Registration Program | NJSRRE1542526509 | Bordentown | 8505 | 13 | 11.4 | Residential | No | Behind the Meter | Sun 101 LLC | PSE&G | Accepted | 2019-10-10 | 2019-10-14 | 2020-10-14 | SOLAREDGE | SE10000HUS | Inverters | 10000 |  | 1 |  |  | 0.99 |  | Outdoor | LEFT METER
Solar Registration Program | NJSRRE1543478591 | Woodstown | 8098 | 16 | 11.4 | Residential | Yes | Behind the Meter | Orbit Energy & Power, LLC | AC Electric | Accepted | 2019-12-04 | 2019-12-09 | 2020-12-09 | TRINA SOLAR | TSM-DD05A.08(II) 300W | Solar Panels |  | 0.3 | 24 | 113 | 27 |  | Fixed | Roof
Solar Registration Program | NJSRRE1543478591 | Woodstown | 8098 | 16 | 11.4 | Residential | Yes | Behind the Meter | Orbit Energy & Power, LLC | AC Electric | Accepted | 2019-12-04 | 2019-12-09 | 2020-12-09 | TRINA SOLAR | TSM-DD05A.08(II) 300W | Solar Panels |  | 0.3 | 14 | 293 | 27 |  | Fixed | Roof
Solar Registration Program | NJSRRE1543478591 | Woodstown | 8098 | 16 | 11.4 | Residential | Yes | Behind the Meter | Orbit Energy & Power, LLC | AC Electric | Accepted | 2019-12-04 | 2019-12-09 | 2020-12-09 | ENPHASE | IQ7-60-2-US | Inverters | 0.24 |  | 38 |  |  | 0.99 |  | Outside | ROOF
Solar Registration Program | NJSRRE1541440866 | Willingboro | 8046 | 13 | 11.45 | Residential | Yes | Behind the Meter | SunnyMac LLC | PSE&G | Accepted | 2019-06-21 | 2019-06-25 | 2020-06-25 | Sunpower | SPR-E20-327 | Solar Panels |  | 0.327 | 16 | 102 | 26 |  | Fixed | Roof
Solar Registration Program | NJSRRE1541440866 | Willingboro | 8046 | 13 | 11.45 | Residential | Yes | Behind the Meter | SunnyMac LLC | PSE&G | Accepted | 2019-06-21 | 2019-06-25 | 2020-06-25 | Sunpower | SPR-E20-327 | Solar Panels |  | 0.327 | 5 | 192 | 26 |  | Fixed | Roof
Solar Registration Program | NJSRRE1541440866 | Willingboro | 8046 | 13 | 11.45 | Residential | Yes | Behind the Meter | SunnyMac LLC | PSE&G | Accepted | 2019-06-21 | 2019-06-25 | 2020-06-25 | Sunpower | SPR-E20-327 | Solar Panels |  | 0.327 | 14 | 282 | 26 |  | Fixed | Roof
Solar Registration Program | NJSRRE1541440866 | Willingboro | 8046 | 13 | 11.45 | Residential | Yes | Behind the Meter | SunnyMac LLC | PSE&G | Accepted | 2019-06-21 | 2019-06-25 | 2020-06-25 | Sunpower | SPR-E20-327 | Inverters | 0.32 |  | 35 |  |  | 0.99 |  | Outdoor | roof
Solar Registration Program | NJSRRE1541440867 | Clifton | 7013 | 6 | 11.45 | Residential | Yes | Behind the Meter | Vision Solar LLC | PSE&G | Accepted | 2019-06-21 | 2019-06-25 | 2020-06-25 | sunpower | e20-327-e-ac | Solar Panels |  | 0.327 | 22 | 22 | 28 |  | Fixed | Roof
Solar Registration Program | NJSRRE1541440867 | Clifton | 7013 | 6 | 11.45 | Residential | Yes | Behind the Meter | Vision Solar LLC | PSE&G | Accepted | 2019-06-21 | 2019-06-25 | 2020-06-25 | sunpower | e20-327-e-ac | Solar Panels |  | 0.327 | 4 | 132 | 28 |  | Fixed | Roof
Solar Registration Program | NJSRRE1541440867 | Clifton | 7013 | 6 | 11.45 | Residential | Yes | Behind the Meter | Vision Solar LLC | PSE&G | Accepted | 2019-06-21 | 2019-06-25 | 2020-06-25 | sunpower | e20-327-e-ac | Solar Panels |  | 0.327 | 5 | 42 | 21 |  | Fixed | Roof
Solar Registration Program | NJSRRE1541440867 | Clifton | 7013 | 6 | 11.45 | Residential | Yes | Behind the Meter | Vision Solar LLC | PSE&G | Accepted | 2019-06-21 | 2019-06-25 | 2020-06-25 | SUNPOWER | E20-327-E-AC | Solar Panels |  | 0.327 | 4 | 132 | 28 |  | Fixed | Roof
Solar Registration Program | NJSRRE1541440867 | Clifton | 7013 | 6 | 11.45 | Residential | Yes | Behind the Meter | Vision Solar LLC | PSE&G | Accepted | 2019-06-21 | 2019-06-25 | 2020-06-25 | sunpower | e20-327-e-ac | Inverters | 0.32 |  | 35 |  |  | 0.96 |  | Other | behind panels
Solar Registration Program | NJSRRE1541788054 | Teaneck | 7666 | 7 | 11.45 | Residential | Yes | Behind the Meter | SunPower Corporation, Systems | PSE&G | Accepted | 2019-08-05 | 2019-08-08 | 2020-08-08 | SUNPOWER | SPR-E20-327-E-AC | Solar Panels |  | 0.327 | 18 | 42 | 30 |  | Fixed | Roof
Solar Registration Program | NJSRRE1541788054 | Teaneck | 7666 | 7 | 11.45 | Residential | Yes | Behind the Meter | SunPower Corporation, Systems | PSE&G | Accepted | 2019-08-05 | 2019-08-08 | 2020-08-08 | SUNPOWER | SPR-E20-327-E-AC | Solar Panels |  | 0.327 | 17 | 222 | 30 |  | Fixed | Roof
Solar Registration Program | NJSRRE1541788054 | Teaneck | 7666 | 7 | 11.45 | Residential | Yes | Behind the Meter | SunPower Corporation, Systems | PSE&G | Accepted | 2019-08-05 | 2019-08-08 | 2020-08-08 | SUNPOWER | SPR-E20-327-E-AC | Inverters | 320 |  | 35 |  |  | 0.96 |  | Other | under each panel
Solar Registration Program | NJSRRE1541820341 | Hightstown | 8520 | 12 | 11.45 | Residential | No | Behind the Meter | SunnyMac LLC | JCP&L | Accepted | 2019-08-13 | 2019-08-23 | 2020-08-23 | SunPower | SPR-E20-327 | Solar Panels |  | 0.327 | 35 | 244 | 36 |  | Fixed | Roof
Solar Registration Program | NJSRRE1541820341 | Hightstown | 8520 | 12 | 11.45 | Residential | No | Behind the Meter | SunnyMac LLC | JCP&L | Accepted | 2019-08-13 | 2019-08-23 | 2020-08-23 | Enphase | IQ7XS-96-ACM-US | Inverters | 0.315 |  | 35 |  |  | 0.99 |  | Outdoor | roof
Solar Registration Program | NJSRRE1541851359 | Bayville | 8721 | 18 | 11.45 | Residential | Yes | Behind the Meter | SunPower Corporation, Systems | JCP&L | Accepted | 2019-08-16 | 2019-08-23 | 2020-08-23 | SUNPOWER | SPR-E20-327-E-AC | Solar Panels |  | 0.327 | 27 | 102 | 18 |  | Fixed | Roof
Solar Registration Program | NJSRRE1541851359 | Bayville | 8721 | 18 | 11.45 | Residential | Yes | Behind the Meter | SunPower Corporation, Systems | JCP&L | Accepted | 2019-08-16 | 2019-08-23 | 2020-08-23 | SUNPOWER | SPR-E20-327-E-AC | Solar Panels |  | 0.327 | 8 | 192 | 18 |  | Fixed | Roof
Solar Registration Program | NJSRRE1541851359 | Bayville | 8721 | 18 | 11.45 | Residential | Yes | Behind the Meter | SunPower Corporation, Systems | JCP&L | Accepted | 2019-08-16 | 2019-08-23 | 2020-08-23 | SUNPOWER | SPR-E20-327-E-AC | Inverters | 320 |  | 35 |  |  | 0.96 |  | Other | under each panel
Solar Registration Program | NJSRRE1542501213 | Livingston | 7039 | 9 | 11.45 | Residential | No | Behind the Meter | Accord Power Inc | JCP&L | Accepted | 2019-10-07 | 2019-10-08 | 2020-10-08 | SunPower | E-Series E20-327W | Solar Panels |  | 0.327 | 3 | 136 | 33 |  | Fixed | Roof
Solar Registration Program | NJSRRE1542501213 | Livingston | 7039 | 9 | 11.45 | Residential | No | Behind the Meter | Accord Power Inc | JCP&L | Accepted | 2019-10-07 | 2019-10-08 | 2020-10-08 | SunPower | E-Series E20-327W | Solar Panels |  | 0.327 | 29 | 226 | 33 |  | Fixed | Roof
Solar Registration Program | NJSRRE1542501213 | Livingston | 7039 | 9 | 11.45 | Residential | No | Behind the Meter | Accord Power Inc | JCP&L | Accepted | 2019-10-07 | 2019-10-08 | 2020-10-08 | SunPower | E-Series E20-327W | Solar Panels |  | 0.327 | 3 | 136 | 33 |  | Fixed | Roof
Solar Registration Program | NJSRRE1542501213 | Livingston | 7039 | 9 | 11.45 | Residential | No | Behind the Meter | Accord Power Inc | JCP&L | Accepted | 2019-10-07 | 2019-10-08 | 2020-10-08 | Sunpower Integrated Enphase Microinverter | IQ 7X Microinverter | Inverters | 320 |  | 35 |  |  | 0.975 |  | Outdoor | roof Intergrated in solar panel
Solar Registration Program | NJSRRE1542515135 | Erial | 8081 | 14 | 11.45 | Residential | No | Behind the Meter | SunnyMac LLC | AC Electric | Accepted | 2019-10-08 | 2019-10-10 | 2020-10-10 | SunPower | SPR-E20-327 | Solar Panels |  | 0.327 | 12 | 273 | 37 |  | Fixed | Roof
Solar Registration Program | NJSRRE1542515135 | Erial | 8081 | 14 | 11.45 | Residential | No | Behind the Meter | SunnyMac LLC | AC Electric | Accepted | 2019-10-08 | 2019-10-10 | 2020-10-10 | SunPower | SPR-E20-327 | Solar Panels |  | 0.327 | 23 | 93 | 37 |  | Fixed | Roof
Solar Registration Program | NJSRRE1542515135 | Erial | 8081 | 14 | 11.45 | Residential | No | Behind the Meter | SunnyMac LLC | AC Electric | Accepted | 2019-10-08 | 2019-10-10 | 2020-10-10 | Enphase | IQ7XS-96-ACM-US | Inverters | 0.315 |  | 35 |  |  | 0.99 |  | Outdoor | roof
Solar Registration Program | NJSRRE1542515418 | Hamilton | 8610 | 12 | 11.45 | Residential | No | Behind the Meter | SunPower Corporation, Systems | PSE&G | Accepted | 2019-10-08 | 2019-10-10 | 2020-10-10 | SUNPOWER | SPR-E20-327-E-AC | Solar Panels |  | 0.327 | 16 | 203 | 20 |  | Fixed | Roof
Solar Registration Program | NJSRRE1542515418 | Hamilton | 8610 | 12 | 11.45 | Residential | No | Behind the Meter | SunPower Corporation, Systems | PSE&G | Accepted | 2019-10-08 | 2019-10-10 | 2020-10-10 | SUNPOWER | SPR-E20-327-E-AC | Solar Panels |  | 0.327 | 19 | 203 | 20 |  | Fixed | Roof
Solar Registration Program | NJSRRE1542515418 | Hamilton | 8610 | 12 | 11.45 | Residential | No | Behind the Meter | SunPower Corporation, Systems | PSE&G | Accepted | 2019-10-08 | 2019-10-10 | 2020-10-10 | SUNPOWER | SPR-E20-327-E-AC | Inverters | 320 |  | 35 |  |  | 0.96 |  | Other | under each panel
Solar Registration Program | NJSRRE1542525238 | Lakewood | 8701 | 18 | 11.45 | Residential | Yes | Behind the Meter | Kamtech Solar Solutions | JCP&L | Accepted | 2019-10-10 | 2019-10-14 | 2020-10-14 | Sunpower Corp | X20-327-C-AC | Solar Panels |  | 0.327 | 35 | 182 | 25 |  | Fixed | Roof
Solar Registration Program | NJSRRE1542525238 | Lakewood | 8701 | 18 | 11.45 | Residential | Yes | Behind the Meter | Kamtech Solar Solutions | JCP&L | Accepted | 2019-10-10 | 2019-10-14 | 2020-10-14 | Enphase Energy Inc. | IQ-7X | Inverters | 315 |  | 38 |  |  | 0.975 |  | Outdoor | Underneath each module
Solar Registration Program | NJSRRE1542554097 | Piscataway | 8854 | 11 | 11.45 | Residential | Yes | Behind the Meter | Nationwide Solar LLC | PSE&G | Accepted | 2019-10-17 | 2019-10-21 | 2020-10-21 | SunPower | Type E | Inverters | 320 |  | 35 |  |  | 0.92 |  | Outside | NA
Solar Registration Program | NJSRRE1542554097 | Piscataway | 8854 | 11 | 11.45 | Residential | Yes | Behind the Meter | Nationwide Solar LLC | PSE&G | Accepted | 2019-10-17 | 2019-10-21 | 2020-10-21 | SunPower | 327W | Solar Panels |  | 0.327 | 35 | 16 | 133 |  | Fixed | Roof
Solar Registration Program | NJSRRE1542578732 | North Brunswick Township | 8902 | 11 | 11.45 | Residential | No | Behind the Meter | SunnyMac LLC | PSE&G | Accepted | 2019-10-23 | 2019-10-25 | 2020-10-25 | SunPower | SPR-E20-327 | Solar Panels |  | 0.327 | 35 | 196 | 37 |  | Fixed | Roof
Solar Registration Program | NJSRRE1542578732 | North Brunswick Township | 8902 | 11 | 11.45 | Residential | No | Behind the Meter | SunnyMac LLC | PSE&G | Accepted | 2019-10-23 | 2019-10-25 | 2020-10-25 | Enphase | IQ7XS-96-ACM-US | Inverters | 0.315 |  | 35 |  |  | 0.99 |  | Outdoor | roof
Solar Registration Program | NJSRRE1542685429 | Shrewsbury | 7702 | 17 | 11.45 | Residential | Yes | Behind the Meter | Seabright Solar | AC Electric | Accepted | 2019-10-31 | 2019-11-01 | 2020-11-01 | Sunpower | SPR-E20-327 | Solar Panels |  | 0.327 | 6 | 353 | 19 |  | Fixed | Roof
Solar Registration Program | NJSRRE1542685429 | Shrewsbury | 7702 | 17 | 11.45 | Residential | Yes | Behind the Meter | Seabright Solar | AC Electric | Accepted | 2019-10-31 | 2019-11-01 | 2020-11-01 | Sunpower | SPR-E20-327 | Solar Panels |  | 0.327 | 8 | 353 | 8 |  | Fixed | Roof
Solar Registration Program | NJSRRE1542685429 | Shrewsbury | 7702 | 17 | 11.45 | Residential | Yes | Behind the Meter | Seabright Solar | AC Electric | Accepted | 2019-10-31 | 2019-11-01 | 2020-11-01 | Sunpower | SPR-E20-327 | Solar Panels |  | 0.327 | 10 | 173 | 15 |  | Fixed | Roof
Solar Registration Program | NJSRRE1542685429 | Shrewsbury | 7702 | 17 | 11.45 | Residential | Yes | Behind the Meter | Seabright Solar | AC Electric | Accepted | 2019-10-31 | 2019-11-01 | 2020-11-01 | Sunpower | SPR-E20-327 | Solar Panels |  | 0.327 | 6 | 173 | 15 |  | Fixed | Roof
Solar Registration Program | NJSRRE1542685429 | Shrewsbury | 7702 | 17 | 11.45 | Residential | Yes | Behind the Meter | Seabright Solar | AC Electric | Accepted | 2019-10-31 | 2019-11-01 | 2020-11-01 | Sunpower | SPR-E20-327 | Solar Panels |  | 0.327 | 5 | 173 | 26 |  | Fixed | Roof
Solar Registration Program | NJSRRE1542685429 | Shrewsbury | 7702 | 17 | 11.45 | Residential | Yes | Behind the Meter | Seabright Solar | AC Electric | Accepted | 2019-10-31 | 2019-11-01 | 2020-11-01 | Sunpower | SPR-E20-327 | Inverters | 0.32 |  | 35 |  |  | 0.99 |  | Outside | Roof
Solar Registration Program | NJSRRE1542687465 | Toms River | 8753 | 18 | 11.45 | Residential | Yes | Behind the Meter | GenRenew, LLC | JCP&L | Accepted | 2019-10-29 | 2019-10-31 | 2020-10-31 | sunpower | SPR-E20-327-E-AC | Solar Panels |  | 0.327 | 6 | 240 | 27 |  | Fixed | Roof
Solar Registration Program | NJSRRE1542687465 | Toms River | 8753 | 18 | 11.45 | Residential | Yes | Behind the Meter | GenRenew, LLC | JCP&L | Accepted | 2019-10-29 | 2019-10-31 | 2020-10-31 | sunpower | SPR-E20-327-E-AC | Solar Panels |  | 0.327 | 29 | 240 | 27 |  | Fixed | Roof
Solar Registration Program | NJSRRE1542687465 | Toms River | 8753 | 18 | 11.45 | Residential | Yes | Behind the Meter | GenRenew, LLC | JCP&L | Accepted | 2019-10-29 | 2019-10-31 | 2020-10-31 | sunpower | MI-C-320-US208/240-10 | Inverters | 320 |  | 35 |  |  | 0.96 |  | Outdoor | microinverter located under module
Solar Registration Program | NJSRRE1542687535 | East Orange City | 7018 | 9 | 11.45 | Residential | No | Behind the Meter | SunnyMac LLC | PSE&G | Accepted | 2019-10-29 | 2019-11-01 | 2020-11-01 | SunPower | SPR-E20-327 | Solar Panels |  | 0.327 | 7 | 24 | 45 |  | Fixed | Roof
Solar Registration Program | NJSRRE1542687535 | East Orange City | 7018 | 9 | 11.45 | Residential | No | Behind the Meter | SunnyMac LLC | PSE&G | Accepted | 2019-10-29 | 2019-11-01 | 2020-11-01 | SunPower | SPR-E20-327 | Solar Panels |  | 0.327 | 7 | 294 | 14 |  | Fixed | Roof
Solar Registration Program | NJSRRE1542687535 | East Orange City | 7018 | 9 | 11.45 | Residential | No | Behind the Meter | SunnyMac LLC | PSE&G | Accepted | 2019-10-29 | 2019-11-01 | 2020-11-01 | SunPower | SPR-E20-327 | Solar Panels |  | 0.327 | 3 | 114 | 45 |  | Fixed | Roof
Solar Registration Program | NJSRRE1542687535 | East Orange City | 7018 | 9 | 11.45 | Residential | No | Behind the Meter | SunnyMac LLC | PSE&G | Accepted | 2019-10-29 | 2019-11-01 | 2020-11-01 | SunPower | SPR-E20-327 | Solar Panels |  | 0.327 | 15 | 204 | 45 |  | Fixed | Roof
Solar Registration Program | NJSRRE1542687535 | East Orange City | 7018 | 9 | 11.45 | Residential | No | Behind the Meter | SunnyMac LLC | PSE&G | Accepted | 2019-10-29 | 2019-11-01 | 2020-11-01 | SunPower | SPR-E20-327 | Solar Panels |  | 0.327 | 3 | 294 | 43 |  | Fixed | Roof
Solar Registration Program | NJSRRE1542687535 | East Orange City | 7018 | 9 | 11.45 | Residential | No | Behind the Meter | SunnyMac LLC | PSE&G | Accepted | 2019-10-29 | 2019-11-01 | 2020-11-01 | Enphase | IQ7XS-96-ACM-US | Inverters | 0.315 |  | 35 |  |  | 0.99 |  | Outdoor | roof
Solar Registration Program | NJSRRE1543177282 | Willingbro TWP | 8046 | 13 | 11.45 | Residential | Yes | Behind the Meter | Vision Solar LLC | PSE&G | Accepted | 2019-11-13 | 2019-11-15 | 2020-11-15 | sunpower | e20-327-e-ac | Solar Panels |  | 0.327 | 35 | 287 | 32 |  | Fixed | Roof
Solar Registration Program | NJSRRE1543177282 | Willingbro TWP | 8046 | 13 | 11.45 | Residential | Yes | Behind the Meter | Vision Solar LLC | PSE&G | Accepted | 2019-11-13 | 2019-11-15 | 2020-11-15 | sunpower | e20-327-e-ac | Inverters | 0.32 |  | 35 |  |  | 0.96 |  | Outside | behind panels
Solar Registration Program | NJSRRE1543498262 | Pompton Lakes | 7442 | 6 | 11.45 | Residential | Yes | Behind the Meter | Ad Energy | JCP&L | Accepted | 2019-12-06 | 2019-12-12 | 2020-12-12 | SunPower | SPR-E20-327-E-AC | Solar Panels |  | 0.327 | 25 | 174 | 36 |  | Fixed | Roof
Solar Registration Program | NJSRRE1543498262 | Pompton Lakes | 7442 | 6 | 11.45 | Residential | Yes | Behind the Meter | Ad Energy | JCP&L | Accepted | 2019-12-06 | 2019-12-12 | 2020-12-12 | SunPower | SPR-E20-327-E-AC | Solar Panels |  | 0.327 | 10 | 354 | 36 |  | Fixed | Roof
Solar Registration Program | NJSRRE1543498262 | Pompton Lakes | 7442 | 6 | 11.45 | Residential | Yes | Behind the Meter | Ad Energy | JCP&L | Accepted | 2019-12-06 | 2019-12-12 | 2020-12-12 | Enphase Energy | IQ7XS-96-ACM-US | Inverters | 315 |  | 35 |  |  | 0.975 |  | Outdoor | At each panel
Solar Registration Program | NJSRRE1543553084 | North Brunswick Twp | 8902 | 11 | 11.45 | Residential | No | Behind the Meter | Accord Power Inc | PSE&G | Accepted | 2019-12-16 | 2019-12-19 | 2020-12-19 | SunPower | E-Series E20-327W | Solar Panels |  | 0.327 | 19 | 100 | 25 |  | Fixed | Roof
Solar Registration Program | NJSRRE1543553084 | North Brunswick Twp | 8902 | 11 | 11.45 | Residential | No | Behind the Meter | Accord Power Inc | PSE&G | Accepted | 2019-12-16 | 2019-12-19 | 2020-12-19 | SunPower | E-Series E20-327W | Solar Panels |  | 0.327 | 12 | 190 | 35 |  | Fixed | Roof
Solar Registration Program | NJSRRE1543553084 | North Brunswick Twp | 8902 | 11 | 11.45 | Residential | No | Behind the Meter | Accord Power Inc | PSE&G | Accepted | 2019-12-16 | 2019-12-19 | 2020-12-19 | SunPower | E-Series E20-327W | Solar Panels |  | 0.327 | 4 | 280 | 25 |  | Fixed | Roof
Solar Registration Program | NJSRRE1543553084 | North Brunswick Twp | 8902 | 11 | 11.45 | Residential | No | Behind the Meter | Accord Power Inc | PSE&G | Accepted | 2019-12-16 | 2019-12-19 | 2020-12-19 | Sunpower Integrated Enphase Microinverter | IQ 7X Microinverter | Inverters | 320 |  | 35 |  |  | 0.975 |  | Outdoor | roof Intergrated in solar panel
Solar Registration Program | NJSRRE1540835383 | Glassboro | 8028 | 15 | 11.47 | Residential | Yes | Behind the Meter | Suntuity Solar LLC | AC Electric | Accepted | 2019-04-10 | 2019-04-11 | 2020-04-11 | Yingli Green Energy | YL310D-30b | Solar Panels |  | 0.31 | 25 | 151 | 26 |  | Fixed | Roof
Solar Registration Program | NJSRRE1540835383 | Glassboro | 8028 | 15 | 11.47 | Residential | Yes | Behind the Meter | Suntuity Solar LLC | AC Electric | Accepted | 2019-04-10 | 2019-04-11 | 2020-04-11 | Yingli Green Energy | YL310D-30b | Solar Panels |  | 0.31 | 12 | 331 | 26 |  | Fixed | Roof
Solar Registration Program | NJSRRE1540835383 | Glassboro | 8028 | 15 | 11.47 | Residential | Yes | Behind the Meter | Suntuity Solar LLC | AC Electric | Accepted | 2019-04-10 | 2019-04-11 | 2020-04-11 | Enphase Energy | IQ7-60-2-US | Inverters | 240 |  | 37 |  |  | 0.97 |  | Outdoor | Behind the PV modules
Solar Registration Program | NJSRRE1540969453 | Westville | 8093 | 15 | 11.47 | Residential | Yes | Behind the Meter | Suntuity Solar LLC | PSE&G | Accepted | 2019-05-08 | 2019-05-10 | 2020-05-10 | Yingli Green Energy | YL310D-30b | Solar Panels |  | 0.31 | 16 | 90 | 11 |  | Fixed | Roof
Solar Registration Program | NJSRRE1540969453 | Westville | 8093 | 15 | 11.47 | Residential | Yes | Behind the Meter | Suntuity Solar LLC | PSE&G | Accepted | 2019-05-08 | 2019-05-10 | 2020-05-10 | Yingli Green Energy | YL310D-30b | Solar Panels |  | 0.31 | 8 | 270 | 12 |  | Fixed | Roof
Solar Registration Program | NJSRRE1540969453 | Westville | 8093 | 15 | 11.47 | Residential | Yes | Behind the Meter | Suntuity Solar LLC | PSE&G | Accepted | 2019-05-08 | 2019-05-10 | 2020-05-10 | Yingli Green Energy | YL310D-30b | Solar Panels |  | 0.31 | 4 | 270 | 20 |  | Fixed | Roof
Solar Registration Program | NJSRRE1540969453 | Westville | 8093 | 15 | 11.47 | Residential | Yes | Behind the Meter | Suntuity Solar LLC | PSE&G | Accepted | 2019-05-08 | 2019-05-10 | 2020-05-10 | Yingli Green Energy | YL310D-30b | Solar Panels |  | 0.31 | 9 | 90 | 30 |  | Fixed | Roof
Solar Registration Program | NJSRRE1540969453 | Westville | 8093 | 15 | 11.47 | Residential | Yes | Behind the Meter | Suntuity Solar LLC | PSE&G | Accepted | 2019-05-08 | 2019-05-10 | 2020-05-10 | Enphase Energy | IQ7-60-2-US | Inverters | 240 |  | 37 |  |  | 0.97 |  | Outdoor | Behind the PV Modules
Solar Registration Program | NJSRRE1540979967 | Pedricktown | 8067 | 16 | 11.47 | Residential | Yes | Behind the Meter | Suntuity Solar LLC | AC Electric | Accepted | 2019-05-10 | 2019-05-14 | 2020-05-14 | Yingli Green Energy | YL310D-30b | Solar Panels |  | 0.31 | 17 | 52 | 30 |  | Fixed | Roof
Solar Registration Program | NJSRRE1540979967 | Pedricktown | 8067 | 16 | 11.47 | Residential | Yes | Behind the Meter | Suntuity Solar LLC | AC Electric | Accepted | 2019-05-10 | 2019-05-14 | 2020-05-14 | Yingli Green Energy | YL310D-30b | Solar Panels |  | 0.31 | 20 | 232 | 30 |  | Fixed | Roof
Solar Registration Program | NJSRRE1540979967 | Pedricktown | 8067 | 16 | 11.47 | Residential | Yes | Behind the Meter | Suntuity Solar LLC | AC Electric | Accepted | 2019-05-10 | 2019-05-14 | 2020-05-14 | Enphase Energy | IQ7-60-2-US | Inverters | 240 |  | 37 |  |  | 0.97 |  | Outdoor | Behind the PV Modules
Solar Registration Program | NJSRRE1541642866 | East Brunswick | 8816 | 11 | 11.47 | Residential | No | Behind the Meter | Suntuity Solar LLC | PSE&G | Accepted | 2019-07-13 | 2019-07-16 | 2020-07-16 | Yingli Green Energy | YL310D-30b | Solar Panels |  | 0.31 | 16 | 174 | 18 |  | Fixed | Roof
Solar Registration Program | NJSRRE1541642866 | East Brunswick | 8816 | 11 | 11.47 | Residential | No | Behind the Meter | Suntuity Solar LLC | PSE&G | Accepted | 2019-07-13 | 2019-07-16 | 2020-07-16 | Yingli Green Energy | YL310D-30b | Solar Panels |  | 0.31 | 5 | 174 | 18 |  | Fixed | Roof
Solar Registration Program | NJSRRE1541642866 | East Brunswick | 8816 | 11 | 11.47 | Residential | No | Behind the Meter | Suntuity Solar LLC | PSE&G | Accepted | 2019-07-13 | 2019-07-16 | 2020-07-16 | Yingli Green Energy | YL310D-30b | Solar Panels |  | 0.31 | 16 | 174 | 19 |  | Fixed | Roof
Solar Registration Program | NJSRRE1541642866 | East Brunswick | 8816 | 11 | 11.47 | Residential | No | Behind the Meter | Suntuity Solar LLC | PSE&G | Accepted | 2019-07-13 | 2019-07-16 | 2020-07-16 | Enphase Energy | IQ7-60-2-US | Inverters | 240 |  | 37 |  |  | 0.97 |  | Outdoor | Behind the PV Modules
Solar Registration Program | NJSRRE1541787780 | Pleasantville | 8232 | 19 | 11.47 | Residential | Yes | Behind the Meter | Suntuity Solar LLC | AC Electric | Accepted | 2019-08-05 | 2019-08-07 | 2020-08-07 | Yingli Green Energy | YL310D-30b | Solar Panels |  | 0.31 | 11 | 225 | 31 |  | Fixed | Roof
Solar Registration Program | NJSRRE1541787780 | Pleasantville | 8232 | 19 | 11.47 | Residential | Yes | Behind the Meter | Suntuity Solar LLC | AC Electric | Accepted | 2019-08-05 | 2019-08-07 | 2020-08-07 | Yingli Green Energy | YL310D-30b | Solar Panels |  | 0.31 | 9 | 135 | 20 |  | Fixed | Roof
Solar Registration Program | NJSRRE1541787780 | Pleasantville | 8232 | 19 | 11.47 | Residential | Yes | Behind the Meter | Suntuity Solar LLC | AC Electric | Accepted | 2019-08-05 | 2019-08-07 | 2020-08-07 | Yingli Green Energy | YL310D-30b | Solar Panels |  | 0.31 | 9 | 226 | 20 |  | Fixed | Roof
Solar Registration Program | NJSRRE1541787780 | Pleasantville | 8232 | 19 | 11.47 | Residential | Yes | Behind the Meter | Suntuity Solar LLC | AC Electric | Accepted | 2019-08-05 | 2019-08-07 | 2020-08-07 | Yingli Green Energy | YL310D-30b | Solar Panels |  | 0.31 | 8 | 316 | 20 |  | Fixed | Roof
Solar Registration Program | NJSRRE1541787780 | Pleasantville | 8232 | 19 | 11.47 | Residential | Yes | Behind the Meter | Suntuity Solar LLC | AC Electric | Accepted | 2019-08-05 | 2019-08-07 | 2020-08-07 | Enphase Energy | IQ7-60-2-US | Inverters | 240 |  | 37 |  |  | 0.97 |  | Outdoor | Behind the PV Modules
Solar Registration Program | NJSRRE1541850869 | West Creek | 8092 | 18 | 11.47 | Residential | Yes | Behind the Meter | Suntuity Solar LLC | AC Electric | Accepted | 2019-08-16 | 2019-08-23 | 2020-08-23 | Yingli Green Energy | YL310D-30b | Solar Panels |  | 0.31 | 10 | 209 | 33 |  | Fixed | Roof
Solar Registration Program | NJSRRE1541850869 | West Creek | 8092 | 18 | 11.47 | Residential | Yes | Behind the Meter | Suntuity Solar LLC | AC Electric | Accepted | 2019-08-16 | 2019-08-23 | 2020-08-23 | Yingli Green Energy | YL310D-30b | Solar Panels |  | 0.31 | 10 | 209 | 33 |  | Fixed | Roof
Solar Registration Program | NJSRRE1541850869 | West Creek | 8092 | 18 | 11.47 | Residential | Yes | Behind the Meter | Suntuity Solar LLC | AC Electric | Accepted | 2019-08-16 | 2019-08-23 | 2020-08-23 | Yingli Green Energy | YL310D-30b | Solar Panels |  | 0.31 | 17 | 209 | 33 |  | Fixed | Roof
Solar Registration Program | NJSRRE1541850869 | West Creek | 8092 | 18 | 11.47 | Residential | Yes | Behind the Meter | Suntuity Solar LLC | AC Electric | Accepted | 2019-08-16 | 2019-08-23 | 2020-08-23 | Enphase Energy | IQ7-60-2-US | Inverters | 240 |  | 37 |  |  | 0.97 |  | Outdoor | Behind the PV Modules
Solar Registration Program | NJSRRE1541850873 | Pennsville | 8070 | 16 | 11.47 | Residential | Yes | Behind the Meter | Suntuity Solar LLC | AC Electric | Accepted | 2019-08-16 | 2019-08-23 | 2020-08-23 | Yingli Green Energy | YL310D-30b | Solar Panels |  | 0.31 | 15 | 314 | 34 |  | Fixed | Roof
Solar Registration Program | NJSRRE1541850873 | Pennsville | 8070 | 16 | 11.47 | Residential | Yes | Behind the Meter | Suntuity Solar LLC | AC Electric | Accepted | 2019-08-16 | 2019-08-23 | 2020-08-23 | Yingli Green Energy | YL310D-30b | Solar Panels |  | 0.31 | 12 | 134 | 34 |  | Fixed | Roof
Solar Registration Program | NJSRRE1541850873 | Pennsville | 8070 | 16 | 11.47 | Residential | Yes | Behind the Meter | Suntuity Solar LLC | AC Electric | Accepted | 2019-08-16 | 2019-08-23 | 2020-08-23 | Yingli Green Energy | YL310D-30b | Solar Panels |  | 0.31 | 6 | 134 | 9 |  | Fixed | Roof
Solar Registration Program | NJSRRE1541850873 | Pennsville | 8070 | 16 | 11.47 | Residential | Yes | Behind the Meter | Suntuity Solar LLC | AC Electric | Accepted | 2019-08-16 | 2019-08-23 | 2020-08-23 | Yingli Green Energy | YL310D-30b | Solar Panels |  | 0.31 | 4 | 314 | 6 |  | Fixed | Roof
Solar Registration Program | NJSRRE1541850873 | Pennsville | 8070 | 16 | 11.47 | Residential | Yes | Behind the Meter | Suntuity Solar LLC | AC Electric | Accepted | 2019-08-16 | 2019-08-23 | 2020-08-23 | Enphase Energy | IQ7-60-2-US | Inverters | 240 |  | 37 |  |  | 0.97 |  | Outdoor | Behind the PV Modules
Solar Registration Program | NJSRRE1541890977 | Piscataway | 8854 | 11 | 11.47 | Residential | No | Behind the Meter | Suntuity Solar LLC | PSE&G | Accepted | 2019-08-28 | 2019-08-30 | 2020-08-30 | Yingli Green Energy | YL310D-30b | Solar Panels |  | 0.31 | 37 | 199 | 29 |  | Fixed | Roof
Solar Registration Program | NJSRRE1541890977 | Piscataway | 8854 | 11 | 11.47 | Residential | No | Behind the Meter | Suntuity Solar LLC | PSE&G | Accepted | 2019-08-28 | 2019-08-30 | 2020-08-30 | Enphase Energy | IQ7-60-2-US | Inverters | 240 |  | 37 |  |  | 0.97 |  | Outdoor | Behind the PV Modules
Solar Registration Program | NJSRRE1542395052 | Lakewood | 8701 | 18 | 11.47 | Residential | No | Behind the Meter | Powerlutions | JCP&L | Accepted | 2019-09-13 | 2019-09-17 | 2020-09-17 | Trina | TSM-310 DD05A | Solar Panels |  | 0.31 | 35 | 222 | 30 |  | Fixed | Roof
Solar Registration Program | NJSRRE1542395052 | Lakewood | 8701 | 18 | 11.47 | Residential | No | Behind the Meter | Powerlutions | JCP&L | Accepted | 2019-09-13 | 2019-09-17 | 2020-09-17 | Trina | TSM-310 DD05A | Solar Panels |  | 0.31 | 2 | 132 | 43 |  | Fixed | Roof
Solar Registration Program | NJSRRE1542395052 | Lakewood | 8701 | 18 | 11.47 | Residential | No | Behind the Meter | Powerlutions | JCP&L | Accepted | 2019-09-13 | 2019-09-17 | 2020-09-17 | SolarEdge | SE10000H-US | Inverters | 10 |  | 1 |  |  | 0.99 |  | Outdoor | Near Meter
Solar Registration Program | NJSRRE1542445136 | Short Hills | 7078 | 9 | 11.47 | Residential | No | Behind the Meter | SunnyMac LLC | JCP&L | Accepted | 2019-09-26 | 2019-09-30 | 2020-09-30 | SunPower | SPR-X22-370 | Solar Panels |  | 0.37 | 21 | 155 | 9 |  | Fixed | Roof
Solar Registration Program | NJSRRE1542445136 | Short Hills | 7078 | 9 | 11.47 | Residential | No | Behind the Meter | SunnyMac LLC | JCP&L | Accepted | 2019-09-26 | 2019-09-30 | 2020-09-30 | SunPower | SPR-X22-370 | Solar Panels |  | 0.37 | 10 | 240 | 37 |  | Fixed | Roof
Solar Registration Program | NJSRRE1542445136 | Short Hills | 7078 | 9 | 11.47 | Residential | No | Behind the Meter | SunnyMac LLC | JCP&L | Accepted | 2019-09-26 | 2019-09-30 | 2020-09-30 | Enphase | IQ7XS-96-ACM-US | Inverters | 0.315 |  | 31 |  |  | 0.99 |  | Outdoor | roof
Solar Registration Program | NJSRRE1542511019 | Sicklerville | 8081 | 14 | 11.47 | Residential | No | Behind the Meter | Orbit Energy & Power, LLC | AC Electric | Final As-Built Received | 2019-10-07 | 2019-10-09 | 2020-10-09 | axitec | axitec 310 | Solar Panels |  | 0.31 | 6 | 41 | 34 |  | Fixed | Roof
Solar Registration Program | NJSRRE1542511019 | Sicklerville | 8081 | 14 | 11.47 | Residential | No | Behind the Meter | Orbit Energy & Power, LLC | AC Electric | Final As-Built Received | 2019-10-07 | 2019-10-09 | 2020-10-09 | axitec | axitec 310 | Solar Panels |  | 0.31 | 14 | 221 | 34 |  | Fixed | Roof
Solar Registration Program | NJSRRE1542511019 | Sicklerville | 8081 | 14 | 11.47 | Residential | No | Behind the Meter | Orbit Energy & Power, LLC | AC Electric | Final As-Built Received | 2019-10-07 | 2019-10-09 | 2020-10-09 | axitec | axitec 310 | Solar Panels |  | 0.31 | 17 | 221 | 30 |  | Fixed | Roof
Solar Registration Program | NJSRRE1542511019 | Sicklerville | 8081 | 14 | 11.47 | Residential | No | Behind the Meter | Orbit Energy & Power, LLC | AC Electric | Final As-Built Received | 2019-10-07 | 2019-10-09 | 2020-10-09 | enphase | iq7 | Inverters | 240 |  | 37 |  |  | 0.986 |  | Outside | panel
Solar Registration Program | NJSRRE1542511019 | Sicklerville | 8081 | 14 | 11.47 | Residential | No | Behind the Meter | Orbit Energy & Power, LLC | AC Electric | Final As-Built Received | 2019-10-07 | 2019-10-09 | 2020-10-09 | enphase | envoy | Meters |  |  | 1 |  |  |  | Yes | Outdoor
Solar Registration Program | NJSRRE1542525103 | Union Township | 7083 | 10 | 11.47 | Residential | No | Behind the Meter | Palmetto Solar LLC | PSE&G | Accepted | 2019-10-10 | 2019-10-14 | 2020-10-14 | Hanwha | 310W All Black Module | Solar Panels |  | 0.31 | 37 | 180 | 25 |  | Fixed | Roof
Solar Registration Program | NJSRRE1542525103 | Union Township | 7083 | 10 | 11.47 | Residential | No | Behind the Meter | Palmetto Solar LLC | PSE&G | Accepted | 2019-10-10 | 2019-10-14 | 2020-10-14 | SolarEdge Technologies | SE10000H-US | Inverters | 10000 |  | 1 |  |  | 0.99 |  | Outside | side of the house
Solar Registration Program | NJSRRE1542553623 | Mays Landing | 8330 | 19 | 11.47 | Residential | Yes | Behind the Meter | All Season Solar | AC Electric | Accepted | 2019-10-17 | 2019-10-21 | 2020-10-21 | Trina | TSM DD05H.05(II) 310W AUG 2019 | Solar Panels |  | 0.31 | 37 | 246 | 23 |  | Fixed | Roof
Solar Registration Program | NJSRRE1542553623 | Mays Landing | 8330 | 19 | 11.47 | Residential | Yes | Behind the Meter | All Season Solar | AC Electric | Accepted | 2019-10-17 | 2019-10-21 | 2020-10-21 | Enphase | IQ7 | Inverters | 240 |  | 37 |  |  | 0.97 |  | Outdoor | Under Module
Solar Registration Program | NJSRRE1542905261 | Sewell | 8080 | 15 | 11.47 | Residential | Yes | Behind the Meter | Solar Energy World | AC Electric | Accepted | 2019-11-01 | 2019-11-05 | 2020-11-05 | LONGi Green Energy Technology | LR6-60PE-310M | Solar Panels |  | 0.31 | 37 | 202 | 30 |  | Fixed | Roof
Solar Registration Program | NJSRRE1542905261 | Sewell | 8080 | 15 | 11.47 | Residential | Yes | Behind the Meter | Solar Energy World | AC Electric | Accepted | 2019-11-01 | 2019-11-05 | 2020-11-05 | Solar Edge | SE10000H-USRGM | Inverters | 10000 |  | 1 |  |  | 0.98 |  | Outside | near meter
Solar Registration Program | NJSRRE1543346762 | Lakewood | 8701 | 18 | 11.47 | Residential | No | Behind the Meter | Powerlutions | JCP&L | Accepted | 2019-11-15 | 2019-11-19 | 2020-11-19 | Trina | TSM-310 DD05A | Solar Panels |  | 0.31 | 35 | 97 | 28 |  | Fixed | Roof
Solar Registration Program | NJSRRE1543346762 | Lakewood | 8701 | 18 | 11.47 | Residential | No | Behind the Meter | Powerlutions | JCP&L | Accepted | 2019-11-15 | 2019-11-19 | 2020-11-19 | Trina | TSM-310 DD05A | Solar Panels |  | 0.31 | 2 | 187 | 43 |  | Fixed | Roof
Solar Registration Program | NJSRRE1543346762 | Lakewood | 8701 | 18 | 11.47 | Residential | No | Behind the Meter | Powerlutions | JCP&L | Accepted | 2019-11-15 | 2019-11-19 | 2020-11-19 | SolarEdge | SE10000H-US | Inverters | 10 |  | 1 |  |  | 0.99 |  | Outdoor | near meter
Solar Registration Program | NJSRRE1543461285 | Leonardo | 7737 | 17 | 11.47 | Residential | Yes | Behind the Meter | Bright Planet Solar | JCP&L | Accepted | 2019-11-30 | 2019-12-04 | 2020-12-04 | LONGI | LRG-60PB-310M | Solar Panels |  | 0.31 | 8 | 4 | 22 |  | Fixed | Roof
Solar Registration Program | NJSRRE1543461285 | Leonardo | 7737 | 17 | 11.47 | Residential | Yes | Behind the Meter | Bright Planet Solar | JCP&L | Accepted | 2019-11-30 | 2019-12-04 | 2020-12-04 | LONGI | LRG-60PB-310M | Solar Panels |  | 0.31 | 29 | 184 | 22 |  | Fixed | Roof
Solar Registration Program | NJSRRE1543461285 | Leonardo | 7737 | 17 | 11.47 | Residential | Yes | Behind the Meter | Bright Planet Solar | JCP&L | Accepted | 2019-11-30 | 2019-12-04 | 2020-12-04 | SOLAR EDGE | SE10000H-USRGM | Inverters | 10000 |  | 1 |  |  | 0.98 |  | Outside | NEXT TO METER
Solar Registration Program | NJSRRE1543821308 | West Berlin | 8091 | 14 | 11.47 | Residential | Yes | Behind the Meter | Acos Energy, LLC | AC Electric | Accepted | 2019-12-26 | 2019-12-31 | 2020-12-31 | Trina | TSM DD05H 05 II 310W | Solar Panels |  | 0.31 | 5 | 81 | 30 |  | Fixed | Pole
Solar Registration Program | NJSRRE1543821308 | West Berlin | 8091 | 14 | 11.47 | Residential | Yes | Behind the Meter | Acos Energy, LLC | AC Electric | Accepted | 2019-12-26 | 2019-12-31 | 2020-12-31 | Trina | TSM DD05H 05 II 310W | Solar Panels |  | 0.31 | 15 | 171 | 23 |  | Fixed | Roof
Solar Registration Program | NJSRRE1543821308 | West Berlin | 8091 | 14 | 11.47 | Residential | Yes | Behind the Meter | Acos Energy, LLC | AC Electric | Accepted | 2019-12-26 | 2019-12-31 | 2020-12-31 | Trina | TSM DD05H 05 II 310W | Solar Panels |  | 0.31 | 8 | 261 | 30 |  | Fixed | Roof
Solar Registration Program | NJSRRE1543821308 | West Berlin | 8091 | 14 | 11.47 | Residential | Yes | Behind the Meter | Acos Energy, LLC | AC Electric | Accepted | 2019-12-26 | 2019-12-31 | 2020-12-31 | Trina | TSM DD05H 05 II 310W | Solar Panels |  | 0.31 | 9 | 171 | 27 |  | Fixed | Roof
Solar Registration Program | NJSRRE1543821308 | West Berlin | 8091 | 14 | 11.47 | Residential | Yes | Behind the Meter | Acos Energy, LLC | AC Electric | Accepted | 2019-12-26 | 2019-12-31 | 2020-12-31 | Enphase | IQ7 | Inverters | 0.24 |  | 37 |  |  | 0.97 |  | Outside | Roof
Solar Registration Program | NJSRRE1540361605 | Willingboro | 8046 | 13 | 11.48 | Residential | Yes | Behind the Meter | Pro Custom Solar dba Momentum Solar | PSE&G | Accepted | 2019-02-13 | 2019-02-15 | 2020-02-15 | TRINA SOLAR | TSM280-DD05A.05(II) | Solar Panels |  | 0.28 | 21 | 260 | 10 |  | Fixed | Roof
Solar Registration Program | NJSRRE1540361605 | Willingboro | 8046 | 13 | 11.48 | Residential | Yes | Behind the Meter | Pro Custom Solar dba Momentum Solar | PSE&G | Accepted | 2019-02-13 | 2019-02-15 | 2020-02-15 | TRINA SOLAR | TSM280-DD05A.05(II) | Solar Panels |  | 0.28 | 20 | 80 | 32 |  | Fixed | Roof
Solar Registration Program | NJSRRE1540361605 | Willingboro | 8046 | 13 | 11.48 | Residential | Yes | Behind the Meter | Pro Custom Solar dba Momentum Solar | PSE&G | Accepted | 2019-02-13 | 2019-02-15 | 2020-02-15 | ENPHASE | IQ7 | Inverters | 240 |  | 41 |  |  | 0.97 |  | Outside | ROOF
Solar Registration Program | NJSRRE1540376599 | Edison | 8837 | 11 | 11.48 | Residential | Yes | Behind the Meter | Pro Custom Solar dba Momentum Solar | PSE&G | Accepted | 2019-02-18 | 2019-02-20 | 2020-02-20 | TRINA SOLAR | TSM280-DD05A.05(II) | Solar Panels |  | 0.28 | 19 | 83 | 27 |  | Fixed | Roof
Solar Registration Program | NJSRRE1540376599 | Edison | 8837 | 11 | 11.48 | Residential | Yes | Behind the Meter | Pro Custom Solar dba Momentum Solar | PSE&G | Accepted | 2019-02-18 | 2019-02-20 | 2020-02-20 | TRINA SOLAR | TSM280-DD05A.05(II) | Solar Panels |  | 0.28 | 6 | 263 | 27 |  | Fixed | Roof
Solar Registration Program | NJSRRE1540376599 | Edison | 8837 | 11 | 11.48 | Residential | Yes | Behind the Meter | Pro Custom Solar dba Momentum Solar | PSE&G | Accepted | 2019-02-18 | 2019-02-20 | 2020-02-20 | TRINA SOLAR | TSM280-DD05A.05(II) | Solar Panels |  | 0.28 | 4 | 263 | 26 |  | Fixed | Roof
Solar Registration Program | NJSRRE1540376599 | Edison | 8837 | 11 | 11.48 | Residential | Yes | Behind the Meter | Pro Custom Solar dba Momentum Solar | PSE&G | Accepted | 2019-02-18 | 2019-02-20 | 2020-02-20 | TRINA SOLAR | TSM280-DD05A.05(II) | Solar Panels |  | 0.28 | 12 | 263 | 34 |  | Fixed | Roof
Solar Registration Program | NJSRRE1540376599 | Edison | 8837 | 11 | 11.48 | Residential | Yes | Behind the Meter | Pro Custom Solar dba Momentum Solar | PSE&G | Accepted | 2019-02-18 | 2019-02-20 | 2020-02-20 | ENPHASE | IQ7 | Inverters | 240 |  | 41 |  |  | 0.97 |  | Outside | ROOF
Solar Registration Program | NJSRRE1542248563 | TOMS RIVER | 8753 | 18 | 11.5 | Residential | Yes | Behind the Meter | Vivint Solar Developer, LLC | JCP&L | Accepted | 2019-09-05 | 2019-09-10 | 2020-09-10 | Trina Solar | TSM-250PD05.08 | Solar Panels |  | 0.25 | 28 | 121 | 27 |  | Fixed | Roof
Solar Registration Program | NJSRRE1542248563 | TOMS RIVER | 8753 | 18 | 11.5 | Residential | Yes | Behind the Meter | Vivint Solar Developer, LLC | JCP&L | Accepted | 2019-09-05 | 2019-09-10 | 2020-09-10 | Trina Solar | TSM-250PD05.08 | Solar Panels |  | 0.25 | 12 | 121 | 24 |  | Fixed | Roof
Solar Registration Program | NJSRRE1542248563 | TOMS RIVER | 8753 | 18 | 11.5 | Residential | Yes | Behind the Meter | Vivint Solar Developer, LLC | JCP&L | Accepted | 2019-09-05 | 2019-09-10 | 2020-09-10 | Trina Solar | TSM-250PD05.08 | Solar Panels |  | 0.25 | 6 | 301 | 27 |  | Fixed | Roof
Solar Registration Program | NJSRRE1542248563 | TOMS RIVER | 8753 | 18 | 11.5 | Residential | Yes | Behind the Meter | Vivint Solar Developer, LLC | JCP&L | Accepted | 2019-09-05 | 2019-09-10 | 2020-09-10 | Enphase Energy | M215-60-2LL-S2x-ZC | Inverters | 215 |  | 46 |  |  | 0.96 |  | Other | Underneath each module
Solar Registration Program | NJSRRE1539706354 | Englewood Cliffs | 7932 | 3 | 11.52 | Residential | No | Behind the Meter | Geoscape Solar | PSE&G | Accepted | 2018-10-29 | 2018-10-31 | 2020-04-30 | LG Electronics | LG360Q1C-A5 | Solar Panels |  | 0.36 | 32 | 126 | 25 |  | Fixed | Roof
Solar Registration Program | NJSRRE1539706354 | Englewood Cliffs | 7932 | 3 | 11.52 | Residential | No | Behind the Meter | Geoscape Solar | PSE&G | Accepted | 2018-10-29 | 2018-10-31 | 2020-04-30 | Solar Edge | SE10000H-US | Inverters | 10000 |  | 1 |  |  | 0.97 |  | Outside | adj to utility meter
Solar Registration Program | NJSRRE1540402014 | Perth Amboy | 8861 | 11 | 11.52 | Residential | Yes | Behind the Meter | Vivint Solar Developer, LLC | PSE&G | Accepted | 2019-02-28 | 2019-02-28 | 2020-02-28 | Trina Solar | TSM-245 PA05.18 | Solar Panels |  | 0.245 | 21 | 84 | 35 |  | Fixed | Roof
Solar Registration Program | NJSRRE1540402014 | Perth Amboy | 8861 | 11 | 11.52 | Residential | Yes | Behind the Meter | Vivint Solar Developer, LLC | PSE&G | Accepted | 2019-02-28 | 2019-02-28 | 2020-02-28 | Trina Solar | TSM-245PA05.18 | Solar Panels |  | 0.245 | 26 | 264 | 35 |  | Fixed | Roof
Solar Registration Program | NJSRRE1540402014 | Perth Amboy | 8861 | 11 | 11.52 | Residential | Yes | Behind the Meter | Vivint Solar Developer, LLC | PSE&G | Accepted | 2019-02-28 | 2019-02-28 | 2020-02-28 | Enphase Energy | M215-60-2LL-S2x-ZC | Inverters | 215 |  | 47 |  |  | 0.96 |  | Other | Underneath each module.
Solar Registration Program | NJSRRE1540412152 | Little Ferry | 7643 | 7 | 11.52 | Residential | Yes | Behind the Meter | Pro Custom Solar dba Momentum Solar | PSE&G | Accepted | 2019-03-01 | 2019-03-04 | 2020-03-04 | LG | LG320N1K-A5 | Solar Panels |  | 0.32 | 23 | 95 | 22 |  | Fixed | Roof
Solar Registration Program | NJSRRE1540412152 | Little Ferry | 7643 | 7 | 11.52 | Residential | Yes | Behind the Meter | Pro Custom Solar dba Momentum Solar | PSE&G | Accepted | 2019-03-01 | 2019-03-04 | 2020-03-04 | LG | LG320N1K-A5 | Solar Panels |  | 0.32 | 13 | 275 | 22 |  | Fixed | Roof
Solar Registration Program | NJSRRE1540412152 | Little Ferry | 7643 | 7 | 11.52 | Residential | Yes | Behind the Meter | Pro Custom Solar dba Momentum Solar | PSE&G | Accepted | 2019-03-01 | 2019-03-04 | 2020-03-04 | ENPHASE | IQ6-60-2-US-208 | Inverters | 240 |  | 36 |  |  | 0.97 |  | Outdoor | ROOF
Solar Registration Program | NJSRRE1540502657 | Washington Twp Ber | 7676 | 7 | 11.52 | Residential | No | Behind the Meter | Sunrun Installation Services, Inc. | PSE&G | Accepted | 2019-03-20 | 2019-03-21 | 2020-03-21 | LG Electronics | LG360Q1C-A5 | Solar Panels |  | 0.36 | 32 | 103 | 27 |  | Fixed | Roof
Solar Registration Program | NJSRRE1540502657 | Washington Twp Ber | 7676 | 7 | 11.52 | Residential | No | Behind the Meter | Sunrun Installation Services, Inc. | PSE&G | Accepted | 2019-03-20 | 2019-03-21 | 2020-03-21 | SMA America | SB5.0-1SP-US-40 | Inverters | 5000 |  | 2 |  |  | 0.96 |  | Outdoor | Next To Meter
Solar Registration Program | NJSRRE1540904924 | Egg Harbor Township | 8234 | 19 | 11.52 | Residential | No | Behind the Meter | Castle Energy, LLC | AC Electric | Accepted | 2019-04-29 | 2019-05-02 | 2020-05-02 | LG Electronics | LG 320N1K-A5 | Solar Panels |  | 0.32 | 36 | 163 | 23 |  | Fixed | Roof
Solar Registration Program | NJSRRE1540904924 | Egg Harbor Township | 8234 | 19 | 11.52 | Residential | No | Behind the Meter | Castle Energy, LLC | AC Electric | Accepted | 2019-04-29 | 2019-05-02 | 2020-05-02 | Enphase Energy | IQ7-60-2-US | Inverters | 240 |  | 36 |  |  | 0.976 |  | Outdoor | On rooftop underneath each solar module
Solar Registration Program | NJSRRE1541644463 | Monroeville | 8343 | 16 | 11.52 | Residential | Yes | Behind the Meter | Vision Solar LLC | AC Electric | Accepted | 2019-07-15 | 2019-07-17 | 2020-07-17 | sunpower | spr-x22-360-e-ac | Solar Panels |  | 0.36 | 32 | 168 | 18 |  | Fixed | Roof
Solar Registration Program | NJSRRE1541644463 | Monroeville | 8343 | 16 | 11.52 | Residential | Yes | Behind the Meter | Vision Solar LLC | AC Electric | Accepted | 2019-07-15 | 2019-07-17 | 2020-07-17 | sunpower | spr-x22-360-e-ac | Inverters | 0.36 |  | 32 |  |  | 0.96 |  | Other | behind panels
Solar Registration Program | NJSRRE1542525025 | Montclair | 7042 | 9 | 11.52 | Residential | No | Behind the Meter | SunPower Corporation, Systems | PSE&G | Accepted | 2019-10-10 | 2019-10-14 | 2020-10-14 | SUNPOWER | SPR-X22-360-E-AC | Solar Panels |  | 0.36 | 32 | 211 | 40 |  | Fixed | Roof
Solar Registration Program | NJSRRE1542525025 | Montclair | 7042 | 9 | 11.52 | Residential | No | Behind the Meter | SunPower Corporation, Systems | PSE&G | Accepted | 2019-10-10 | 2019-10-14 | 2020-10-14 | SUNPOWER | SPR-X22-360-E-AC | Inverters | 320 |  | 32 |  |  | 0.96 |  | Other | under each panel
Solar Registration Program | NJSRRE1542684122 | Kendall Park, | 8824 | 11 | 11.52 | Residential | No | Behind the Meter | Green Sun Energy Services, LLC | PSE&G | Accepted | 2019-10-28 | 2019-12-12 | 2020-12-12 | Hanwha | Q.PEAK DUO BLK-G5 320 | Solar Panels |  | 0.32 | 20 | 245 | 19 |  | Fixed | Roof
Solar Registration Program | NJSRRE1542684122 | Kendall Park, | 8824 | 11 | 11.52 | Residential | No | Behind the Meter | Green Sun Energy Services, LLC | PSE&G | Accepted | 2019-10-28 | 2019-12-12 | 2020-12-12 | Hanwha | Q.PEAK DUO BLK-G5 320 | Solar Panels |  | 0.32 | 16 | 245 | 19 |  | Fixed | Roof
Solar Registration Program | NJSRRE1542684122 | Kendall Park, | 8824 | 11 | 11.52 | Residential | No | Behind the Meter | Green Sun Energy Services, LLC | PSE&G | Accepted | 2019-10-28 | 2019-12-12 | 2020-12-12 | SolarEdge | SE10000H-US | Meters | 10000 |  | 1 |  |  |  | Yes
Solar Registration Program | NJSRRE1542684122 | Kendall Park, | 8824 | 11 | 11.52 | Residential | No | Behind the Meter | Green Sun Energy Services, LLC | PSE&G | Accepted | 2019-10-28 | 2019-12-12 | 2020-12-12 | SolarEdge | SE10000H-US | Inverters | 10000 |  | 1 |  |  | 0.99 |  | Outside | Next To Inverter
Solar Registration Program | NJSRRE1542907500 | Ridgewood Village | 7450 | 7 | 11.52 | Residential | Yes | Behind the Meter | Posigen NJ LLC | PSE&G | Accepted | 2019-11-04 | 2019-11-05 | 2020-11-05 | Hanwha Q-Cells | Q.PEAK DUO-G5 320 | Solar Panels |  | 0.32 | 36 | 279 | 20 |  | Fixed | Roof
Solar Registration Program | NJSRRE1542907500 | Ridgewood Village | 7450 | 7 | 11.52 | Residential | Yes | Behind the Meter | Posigen NJ LLC | PSE&G | Accepted | 2019-11-04 | 2019-11-05 | 2020-11-05 | SolarEdge | SE10000H-US | Inverters | 10000 |  | 1 |  |  | 0.99 |  | Outside | within ten feet of meter
Solar Registration Program | NJSRRE1543433940 | Lakewood | 8701 | 18 | 11.52 | Residential | No | Behind the Meter | Powerlutions | JCP&L | Accepted | 2019-11-21 | 2019-11-25 | 2020-11-25 | Axitec | AC-320MH/120S | Solar Panels |  | 0.32 | 36 | 174 | 31 |  | Fixed | Roof
Solar Registration Program | NJSRRE1543433940 | Lakewood | 8701 | 18 | 11.52 | Residential | No | Behind the Meter | Powerlutions | JCP&L | Accepted | 2019-11-21 | 2019-11-25 | 2020-11-25 | SolarEdge | SE10000H-US | Inverters | 10 |  | 1 |  |  | 0.99 |  | Outdoor | Near Meter
Solar Registration Program | NJSRRE1543441071 | Cherry Hill | 8034 | 14 | 11.52 | Residential | No | Behind the Meter | Advanced Renewable Solutions | PSE&G | Accepted | 2019-11-24 | 2019-11-27 | 2020-11-27 | JINKO SOLAR | JKM320M-60 | Solar Panels |  | 0.32 | 36 | 171,172,262,82 | 20 |  | Fixed | Roof
Solar Registration Program | NJSRRE1543441071 | Cherry Hill | 8034 | 14 | 11.52 | Residential | No | Behind the Meter | Advanced Renewable Solutions | PSE&G | Accepted | 2019-11-24 | 2019-11-27 | 2020-11-27 | SOLAR EDGE | SE7600H-US000N-NC2 | Inverters | 7600 |  | 1 |  |  | 0.992 |  | Outdoor | Wall mounted, adjacent to Utility Meter and Disconnect
Solar Registration Program | NJSRRE1543446505 | Lakewood | 8701 | 18 | 11.52 | Residential | No | Behind the Meter | Powerlutions | JCP&L | Accepted | 2019-11-26 | 2019-12-02 | 2020-12-02 | Axitec | AC-320MH/120S | Solar Panels |  | 0.32 | 36 | 132 | 30 |  | Fixed | Roof
Solar Registration Program | NJSRRE1543446505 | Lakewood | 8701 | 18 | 11.52 | Residential | No | Behind the Meter | Powerlutions | JCP&L | Accepted | 2019-11-26 | 2019-12-02 | 2020-12-02 | Solar Edge | SE10000H-US | Inverters | 10 |  | 1 |  |  | 0.99 |  | Outdoor | near meter
Solar Registration Program | NJSRRE1543446546 | Egg Harbor City | 8215 | 19 | 11.52 | Residential | No | Behind the Meter | Castle Energy, LLC | AC Electric | Accepted | 2019-11-26 | 2019-12-02 | 2020-12-02 | Hanwha Q-Cells | Q.Peak DUO-G5 320 | Solar Panels |  | 0.32 | 7 | 220 | 35 |  | Fixed | Roof
Solar Registration Program | NJSRRE1543446546 | Egg Harbor City | 8215 | 19 | 11.52 | Residential | No | Behind the Meter | Castle Energy, LLC | AC Electric | Accepted | 2019-11-26 | 2019-12-02 | 2020-12-02 | Hanwha Q-Cells | Q.Peak DUO-G5 320 | Solar Panels |  | 0.32 | 29 | 219 | 35 |  | Fixed | Roof
Solar Registration Program | NJSRRE1543446546 | Egg Harbor City | 8215 | 19 | 11.52 | Residential | No | Behind the Meter | Castle Energy, LLC | AC Electric | Accepted | 2019-11-26 | 2019-12-02 | 2020-12-02 | Enphase Energy | IQ7-60-2-US | Inverters | 240 |  | 36 |  |  | 0.967 |  | Outside | on the rooftop under each solar panel
Solar Registration Program | NJSRRE1543463354 | Lambertville | 8530 | 4 | 11.52 | Residential | No | Behind the Meter | Advanced Solar & Energy Solutions, LLC | JCP&L | Accepted | 2019-12-02 | 2019-12-09 | 2020-12-09 | Trina Solar | TSM320w | Solar Panels |  | 0.32 | 36 | 160 | 19 |  | Fixed | Roof
Solar Registration Program | NJSRRE1543463354 | Lambertville | 8530 | 4 | 11.52 | Residential | No | Behind the Meter | Advanced Solar & Energy Solutions, LLC | JCP&L | Accepted | 2019-12-02 | 2019-12-09 | 2020-12-09 | Solar Edge | SE11400A-US | Inverters | 11400 |  | 1 |  |  | 0.97 |  | Indoor | basement
Solar Registration Program | NJSRRE1543821062 | Brick | 8723 | 18 | 11.52 | Residential | Yes | Behind the Meter | All Season Solar | JCP&L | Accepted | 2019-12-26 | 2019-12-31 | 2020-12-31 | Trina | TSM-DD06M05II 320W NOV19 | Solar Panels |  | 0.32 | 30 | 263 | 32 |  | Fixed | Roof
Solar Registration Program | NJSRRE1543821062 | Brick | 8723 | 18 | 11.52 | Residential | Yes | Behind the Meter | All Season Solar | JCP&L | Accepted | 2019-12-26 | 2019-12-31 | 2020-12-31 | Trina | TSM-DD06M05II 320W NOV19 | Solar Panels |  | 0.32 | 6 | 83 | 32 |  | Fixed | Roof
Solar Registration Program | NJSRRE1543821062 | Brick | 8723 | 18 | 11.52 | Residential | Yes | Behind the Meter | All Season Solar | JCP&L | Accepted | 2019-12-26 | 2019-12-31 | 2020-12-31 | Enphase | IQ7 | Inverters | 240 |  | 36 |  |  | 0.97 |  | Outdoor | Under Module
Solar Registration Program | NJSRRE1540288093 | Union Twp Uni | 7083 | 10 | 11.55 | Residential | Yes | Behind the Meter | Sunrun Installation Services, Inc. | PSE&G | Accepted | 2019-01-25 | 2019-01-29 | 2020-01-29 | LG Electronics | LG330N1C-A5 | Solar Panels |  | 0.33 | 15 | 225 | 34 |  | Fixed | Roof
Solar Registration Program | NJSRRE1540288093 | Union Twp Uni | 7083 | 10 | 11.55 | Residential | Yes | Behind the Meter | Sunrun Installation Services, Inc. | PSE&G | Accepted | 2019-01-25 | 2019-01-29 | 2020-01-29 | LG Electronics | LG330N1C-A5 | Solar Panels |  | 0.33 | 9 | 135 | 30 |  | Fixed | Roof
Solar Registration Program | NJSRRE1540288093 | Union Twp Uni | 7083 | 10 | 11.55 | Residential | Yes | Behind the Meter | Sunrun Installation Services, Inc. | PSE&G | Accepted | 2019-01-25 | 2019-01-29 | 2020-01-29 | LG Electronics | LG330N1C-A5 | Solar Panels |  | 0.33 | 11 | 315 | 34 |  | Fixed | Roof
Solar Registration Program | NJSRRE1540288093 | Union Twp Uni | 7083 | 10 | 11.55 | Residential | Yes | Behind the Meter | Sunrun Installation Services, Inc. | PSE&G | Accepted | 2019-01-25 | 2019-01-29 | 2020-01-29 | SMA America | SB5.0-1SP-US-40 | Inverters | 5000 |  | 2 |  |  | 0.96 |  | Outdoor | Next To Meter
Solar Registration Program | NJSRRE1540853340 | Chesilhurst | 8089 | 14 | 11.55 | Residential | No | Behind the Meter | Green Power Energy | AC Electric | Final As-Built Received | 2019-04-15 | 2019-04-16 | 2020-04-16 | Panasonic | VBHN330SA17 | Solar Panels |  | 0.33 | 28 | 197 | 23 |  | Fixed | Roof
Solar Registration Program | NJSRRE1540853340 | Chesilhurst | 8089 | 14 | 11.55 | Residential | No | Behind the Meter | Green Power Energy | AC Electric | Final As-Built Received | 2019-04-15 | 2019-04-16 | 2020-04-16 | Panasonic | VBHN330SA17 | Solar Panels |  | 0.33 | 3 | 107 | 23 |  | Fixed | Roof
Solar Registration Program | NJSRRE1540853340 | Chesilhurst | 8089 | 14 | 11.55 | Residential | No | Behind the Meter | Green Power Energy | AC Electric | Final As-Built Received | 2019-04-15 | 2019-04-16 | 2020-04-16 | Panasonic | VBHN330SA17 | Solar Panels |  | 0.33 | 4 | 286 | 18 |  | Fixed | Roof
Solar Registration Program | NJSRRE1540853340 | Chesilhurst | 8089 | 14 | 11.55 | Residential | No | Behind the Meter | Green Power Energy | AC Electric | Final As-Built Received | 2019-04-15 | 2019-04-16 | 2020-04-16 | Itron | CL200 | Meters |  |  | 1 |  |  |  | Yes | Outdoor
Solar Registration Program | NJSRRE1540853340 | Chesilhurst | 8089 | 14 | 11.55 | Residential | No | Behind the Meter | Green Power Energy | AC Electric | Final As-Built Received | 2019-04-15 | 2019-04-16 | 2020-04-16 | Solar Edge | SE10000H-US | Inverters | 10000 |  | 1 |  |  | 0.97 |  | Outside | next to meter
Solar Registration Program | NJSRRE1540982842 | Franklin | 7614 |  | 11.55 | Residential | No | Behind the Meter | Sunpower Corp. | JCP&L | Accepted | 2019-05-13 | 2019-06-06 | 2020-06-06 | Sunpower | 350W | Solar Panels |  | 0.35 | 33 | 239 | 36 |  | Fixed | Roof
Solar Registration Program | NJSRRE1540982842 | Franklin | 7614 |  | 11.55 | Residential | No | Behind the Meter | Sunpower Corp. | JCP&L | Accepted | 2019-05-13 | 2019-06-06 | 2020-06-06 | Sunpower | Type E 33 | Inverters | 330 |  | 33 |  |  | 0.98 |  | Outdoor | NA
Solar Registration Program | NJSRRE1541017057 | BORDENTOWN | 8505 | 13 | 11.55 | Residential | No | Behind the Meter | Amped On Solar LLC | PSE&G | Accepted | 2019-05-17 | 2019-05-21 | 2020-05-21 | PANASONIC | VBHN330SA17E | Solar Panels |  | 0.33 | 35 | 204 | 24 |  | Fixed | Roof
Solar Registration Program | NJSRRE1541017057 | BORDENTOWN | 8505 | 13 | 11.55 | Residential | No | Behind the Meter | Amped On Solar LLC | PSE&G | Accepted | 2019-05-17 | 2019-05-21 | 2020-05-21 | ENPHASE | IQ7X | Inverters | 320 |  | 35 |  |  | 0.975 |  | Outdoor | ON RACKING
Solar Registration Program | NJSRRE1542397407 | Buena Vista | 8009 | 14 | 11.55 | Residential | No | Behind the Meter | NJ Solar Power, LLC | AC Electric | Accepted | 2019-09-13 | 2019-09-17 | 2020-09-17 | Panasonic | VBHN330SA17 | Solar Panels |  | 0.33 | 21 | 130 | 25 |  | Fixed | Roof
Solar Registration Program | NJSRRE1542397407 | Buena Vista | 8009 | 14 | 11.55 | Residential | No | Behind the Meter | NJ Solar Power, LLC | AC Electric | Accepted | 2019-09-13 | 2019-09-17 | 2020-09-17 | Panasonic | VBHN330SA17 | Solar Panels |  | 0.33 | 14 | 130 | 60 |  | Fixed | Roof
Solar Registration Program | NJSRRE1542397407 | Buena Vista | 8009 | 14 | 11.55 | Residential | No | Behind the Meter | NJ Solar Power, LLC | AC Electric | Accepted | 2019-09-13 | 2019-09-17 | 2020-09-17 | Solaredge | SE10000H-US | Inverters | 10000 |  | 1 |  |  | 0.99 |  | Indoor | garage
Solar Registration Program | NJSRRE1542521753 | OLD BRIDGE | 8857 | 11 | 11.55 | Residential | Yes | Behind the Meter | Sunrun Installation Services, Inc. | JCP&L | Accepted | 2019-10-09 | 2019-10-11 | 2020-10-11 | LG Electronics | LG330N1C-A5 | Solar Panels |  | 0.33 | 35 | 276 | 34 |  | Fixed | Roof
Solar Registration Program | NJSRRE1542521753 | OLD BRIDGE | 8857 | 11 | 11.55 | Residential | Yes | Behind the Meter | Sunrun Installation Services, Inc. | JCP&L | Accepted | 2019-10-09 | 2019-10-11 | 2020-10-11 | Delta Electronics | M10-TL-US | Inverters | 9600 |  | 1 |  |  | 0.96 |  | Outdoor | Next To Meter
Solar Registration Program | NJSRRE1542589910 | Franklinville | 8322 | 15 | 11.55 | Residential | No | Behind the Meter | EMT Renewables | AC Electric | Accepted | 2019-10-25 | 2019-10-29 | 2020-10-29 | Sunpower | SPR-350W-BLK-D-AC | Solar Panels |  | 0.35 | 33 | 167 | 33 |  | Fixed | Roof
Solar Registration Program | NJSRRE1542589910 | Franklinville | 8322 | 15 | 11.55 | Residential | No | Behind the Meter | EMT Renewables | AC Electric | Accepted | 2019-10-25 | 2019-10-29 | 2020-10-29 | Sunpower | SPR-320 | Inverters | 320 |  | 33 |  |  | 0.95 |  | Other | under panels
Solar Registration Program | NJSRRE1543481630 | Brick | 8724 | 18 | 11.55 | Residential | Yes | Behind the Meter | EMT Renewables | JCP&L | Accepted | 2019-12-05 | 2019-12-09 | 2020-12-09 | Sunpower | 350W-BLK-D-AC | Solar Panels |  | 0.35 | 33 | 258 | 18 |  | Fixed | Roof
Solar Registration Program | NJSRRE1543481630 | Brick | 8724 | 18 | 11.55 | Residential | Yes | Behind the Meter | EMT Renewables | JCP&L | Accepted | 2019-12-05 | 2019-12-09 | 2020-12-09 | Sunpower | Type E Micro Inverter | Inverters | 320 |  | 33 |  |  | 0.95 |  | Outside | under panels
Solar Registration Program | NJSRRE1543533044 | Belle Meade | 8502 | 5 | 11.55 | Residential | No | Behind the Meter | NJ Solar Power, LLC | PSE&G | Accepted | 2019-12-12 | 2019-12-17 | 2020-12-17 | Panasonic | VBHN330SA17 | Solar Panels |  | 0.33 | 11 | 222 | 34 |  | Fixed | Roof
Solar Registration Program | NJSRRE1543533044 | Belle Meade | 8502 | 5 | 11.55 | Residential | No | Behind the Meter | NJ Solar Power, LLC | PSE&G | Accepted | 2019-12-12 | 2019-12-17 | 2020-12-17 | Panasonic | VBHN330SA17 | Solar Panels |  | 0.33 | 24 | 222 | 34 |  | Fixed | Roof
Solar Registration Program | NJSRRE1543533044 | Belle Meade | 8502 | 5 | 11.55 | Residential | No | Behind the Meter | NJ Solar Power, LLC | PSE&G | Accepted | 2019-12-12 | 2019-12-17 | 2020-12-17 | SolarEdge | SE10000H-US | Inverters | 10000 |  | 1 |  |  | 0.99 |  | Indoor | garage
Solar Registration Program | NJSRRE1543823103 | Metuchen | 8840 | 11 | 11.55 | Residential | No | Behind the Meter | Green Power Energy | PSE&G | Accepted | 2019-12-27 | 2019-12-31 | 2020-12-31 | LG Electronics | LG350N1C-V5 | Solar Panels |  | 0.35 | 33 | 174 | 30 |  | Fixed | Roof
Solar Registration Program | NJSRRE1543823103 | Metuchen | 8840 | 11 | 11.55 | Residential | No | Behind the Meter | Green Power Energy | PSE&G | Accepted | 2019-12-27 | 2019-12-31 | 2020-12-31 | SolarEdge | SE11400H-US | Inverters | 11400 |  | 1 |  |  | 0.97 |  | Outside | Next to meter
Solar Registration Program | NJSRRE1540960586 | Cliffside Park | 7010 | 7 | 11.59 | Residential | Yes | Behind the Meter | Whitman Construction, LLC | PSE&G | Accepted | 2019-05-06 | 2019-05-09 | 2020-05-09 | Trina Solar | TSM-305DD05S | Solar Panels |  | 0.305 | 38 | 205 | 14 |  | Fixed | Roof
Solar Registration Program | NJSRRE1540960586 | Cliffside Park | 7010 | 7 | 11.59 | Residential | Yes | Behind the Meter | Whitman Construction, LLC | PSE&G | Accepted | 2019-05-06 | 2019-05-09 | 2020-05-09 | Enphase Energy | IQ7-60-2-US | Inverters | 0.24 |  | 38 |  |  | 0.97 |  | Outside | roof
Solar Registration Program | NJSRRE1541692982 | Great Meadows | 7838 | 2 | 11.59 | Residential | Yes | Behind the Meter | Acos Energy, LLC | JCP&L | Accepted | 2019-07-22 | 2019-07-24 | 2020-07-24 | Trina | TSM DD05A.05II 305W | Solar Panels |  | 0.305 | 25 | 158 | 20 |  | Fixed | Roof
Solar Registration Program | NJSRRE1541692982 | Great Meadows | 7838 | 2 | 11.59 | Residential | Yes | Behind the Meter | Acos Energy, LLC | JCP&L | Accepted | 2019-07-22 | 2019-07-24 | 2020-07-24 | Trina | TSM DD05A.05II 305W | Solar Panels |  | 0.305 | 13 | 158 | 20 |  | Fixed | Roof
Solar Registration Program | NJSRRE1541692982 | Great Meadows | 7838 | 2 | 11.59 | Residential | Yes | Behind the Meter | Acos Energy, LLC | JCP&L | Accepted | 2019-07-22 | 2019-07-24 | 2020-07-24 | Enphase | IQ7 | Inverters | 0.24 |  | 38 |  |  | 0.97 |  | Outside | Roof
Solar Registration Program | NJSRRE1542460580 | Atco | 8004 | 14 | 11.59 | Residential | Yes | Behind the Meter | Bright Planet Solar | AC Electric | Accepted | 2019-09-29 | 2019-10-01 | 2020-10-01 | LONGI | LR6-60PB-305M | Solar Panels |  | 0.305 | 3 | 224 | 23 |  | Fixed | Roof
Solar Registration Program | NJSRRE1542460580 | Atco | 8004 | 14 | 11.59 | Residential | Yes | Behind the Meter | Bright Planet Solar | AC Electric | Accepted | 2019-09-29 | 2019-10-01 | 2020-10-01 | LONGI | LR6-60PB-305M | Solar Panels |  | 0.305 | 18 | 134 | 27 |  | Fixed | Roof
Solar Registration Program | NJSRRE1542460580 | Atco | 8004 | 14 | 11.59 | Residential | Yes | Behind the Meter | Bright Planet Solar | AC Electric | Accepted | 2019-09-29 | 2019-10-01 | 2020-10-01 | LONGI | LR6-60PB-305M | Solar Panels |  | 0.305 | 8 | 313 | 9 |  | Fixed | Roof
Solar Registration Program | NJSRRE1542460580 | Atco | 8004 | 14 | 11.59 | Residential | Yes | Behind the Meter | Bright Planet Solar | AC Electric | Accepted | 2019-09-29 | 2019-10-01 | 2020-10-01 | LONGI | LR6-60PB-305M | Solar Panels |  | 0.305 | 9 | 314 | 27 |  | Fixed | Roof
Solar Registration Program | NJSRRE1542460580 | Atco | 8004 | 14 | 11.59 | Residential | Yes | Behind the Meter | Bright Planet Solar | AC Electric | Accepted | 2019-09-29 | 2019-10-01 | 2020-10-01 | Solar Edge | SE10000H-USRGM | Inverters | 10000 |  | 1 |  |  | 0.98 |  | Outdoor | Next to meter
Solar Registration Program | NJSRRE1542967104 | McKee City | 8234 | 19 | 11.59 | Residential | Yes | Behind the Meter | All Season Solar | AC Electric | Accepted | 2019-11-05 | 2019-11-07 | 2020-11-07 | Trina | TSM DD05A.0511 305W MAR 2019 | Solar Panels |  | 0.305 | 20 | 202 | 25 |  | Fixed | Roof
Solar Registration Program | NJSRRE1542967104 | McKee City | 8234 | 19 | 11.59 | Residential | Yes | Behind the Meter | All Season Solar | AC Electric | Accepted | 2019-11-05 | 2019-11-07 | 2020-11-07 | Trina | TSM DD05A.0511 305W MAR 2019 | Solar Panels |  | 0.305 | 18 | 202 | 25 |  | Fixed | Roof
Solar Registration Program | NJSRRE1542967104 | McKee City | 8234 | 19 | 11.59 | Residential | Yes | Behind the Meter | All Season Solar | AC Electric | Accepted | 2019-11-05 | 2019-11-07 | 2020-11-07 | Enphase | IQ7 | Inverters | 240 |  | 38 |  |  | 0.97 |  | Outdoor | Under Module
Solar Registration Program | NJSRRE1543046620 | LAKE HIAWATHA | 7034 | 3 | 11.59 | Residential | No | Behind the Meter | Infinity Solar Systems | JCP&L | Accepted | 2019-11-07 | 2019-11-12 | 2020-11-12 | TRINA | TSM-305DD05A.05 | Solar Panels |  | 0.305 | 28 | 171 | 25 |  | Fixed | Roof
Solar Registration Program | NJSRRE1543046620 | LAKE HIAWATHA | 7034 | 3 | 11.59 | Residential | No | Behind the Meter | Infinity Solar Systems | JCP&L | Accepted | 2019-11-07 | 2019-11-12 | 2020-11-12 | TRINA | TSM-305DD05A.05 | Solar Panels |  | 0.305 | 6 | 261 | 25 |  | Fixed | Roof
Solar Registration Program | NJSRRE1543046620 | LAKE HIAWATHA | 7034 | 3 | 11.59 | Residential | No | Behind the Meter | Infinity Solar Systems | JCP&L | Accepted | 2019-11-07 | 2019-11-12 | 2020-11-12 | TRINA | TSM-305DD05A.05 | Solar Panels |  | 0.305 | 4 | 171 | 25 |  | Fixed | Roof
Solar Registration Program | NJSRRE1543046620 | LAKE HIAWATHA | 7034 | 3 | 11.59 | Residential | No | Behind the Meter | Infinity Solar Systems | JCP&L | Accepted | 2019-11-07 | 2019-11-12 | 2020-11-12 | ENPHASE | IQ7-60-X-US | Inverters | 240 |  | 38 |  |  | 0.97 |  | Other | MICROINVERTERS
Solar Registration Program | NJSRRE1543553027 | Somerdale | 8083 | 14 | 11.59 | Residential | No | Behind the Meter | 1st Light Energy Inc | AC Electric | Accepted | 2019-12-16 | 2019-12-20 | 2020-12-20 | Trina | TSM-305DD05A.05(II) | Solar Panels |  | 0.305 | 12 | 315 | 23 |  | Fixed | Roof
Solar Registration Program | NJSRRE1543553027 | Somerdale | 8083 | 14 | 11.59 | Residential | No | Behind the Meter | 1st Light Energy Inc | AC Electric | Accepted | 2019-12-16 | 2019-12-20 | 2020-12-20 | Trina | TSM-305DD05A.05(II) | Solar Panels |  | 0.305 | 18 | 135 | 23 |  | Fixed | Roof
Solar Registration Program | NJSRRE1543553027 | Somerdale | 8083 | 14 | 11.59 | Residential | No | Behind the Meter | 1st Light Energy Inc | AC Electric | Accepted | 2019-12-16 | 2019-12-20 | 2020-12-20 | Trina | TSM-305DD05A.05(II) | Solar Panels |  | 0.305 | 8 | 135 | 23 |  | Fixed | Roof
Solar Registration Program | NJSRRE1543553027 | Somerdale | 8083 | 14 | 11.59 | Residential | No | Behind the Meter | 1st Light Energy Inc | AC Electric | Accepted | 2019-12-16 | 2019-12-20 | 2020-12-20 | SolarEdge | SE11400H-USRGM (240V) | Inverters | 11400 |  | 1 |  |  | 0.99 |  | Outside | within 10 feet of meter
Solar Registration Program | NJSRRE1540820457 | Short Hills | 7078 | 9 | 11.6 | Residential | No | Behind the Meter | Sunrun Installation Services, Inc. | JCP&L | Accepted | 2019-04-04 | 2019-04-05 | 2020-04-05 | REC Solar | REC290TP2 BLK | Solar Panels |  | 0.29 | 40 | 199 | 10 |  | Fixed | Roof
Solar Registration Program | NJSRRE1540820457 | Short Hills | 7078 | 9 | 11.6 | Residential | No | Behind the Meter | Sunrun Installation Services, Inc. | JCP&L | Accepted | 2019-04-04 | 2019-04-05 | 2020-04-05 | SMA America | SB 5.0-1SP-US-40 | Inverters | 5000 |  | 2 |  |  | 0.96 |  | Outdoor | Near Main Panel
Solar Registration Program | NJSRRE1540898124 | Laurel Springs | 8021 | 14 | 11.6 | Residential | Yes | Behind the Meter | Sunrun Installation Services, Inc. | AC Electric | Accepted | 2019-04-26 | 2019-04-30 | 2020-04-30 | REC Solar | REC290TP2 BLK | Solar Panels |  | 0.29 | 31 | 203 | 23 |  | Fixed | Roof
Solar Registration Program | NJSRRE1540898124 | Laurel Springs | 8021 | 14 | 11.6 | Residential | Yes | Behind the Meter | Sunrun Installation Services, Inc. | AC Electric | Accepted | 2019-04-26 | 2019-04-30 | 2020-04-30 | REC Solar | REC290TP2 BLK | Solar Panels |  | 0.29 | 9 | 23 | 23 |  | Fixed | Roof
Solar Registration Program | NJSRRE1540898124 | Laurel Springs | 8021 | 14 | 11.6 | Residential | Yes | Behind the Meter | Sunrun Installation Services, Inc. | AC Electric | Accepted | 2019-04-26 | 2019-04-30 | 2020-04-30 | SMA America | SB5.0-1SP-US-40 | Inverters | 5000 |  | 2 |  |  | 0.96 |  | Outdoor | Next To Meter
Solar Registration Program | NJSRRE1541060081 | Indian Mills | 8088 | 13 | 11.6 | Residential | Yes | Behind the Meter | Sunrun Installation Services, Inc. | AC Electric | Accepted | 2019-05-30 | 2019-06-04 | 2020-06-04 | REC Solar | REC290TP2 BLK | Solar Panels |  | 0.29 | 4 | 305 | 27 |  | Fixed | Roof
Solar Registration Program | NJSRRE1541060081 | Indian Mills | 8088 | 13 | 11.6 | Residential | Yes | Behind the Meter | Sunrun Installation Services, Inc. | AC Electric | Accepted | 2019-05-30 | 2019-06-04 | 2020-06-04 | REC Solar | REC290TP2 BLK | Solar Panels |  | 0.29 | 8 | 36 | 27 |  | Fixed | Roof
Solar Registration Program | NJSRRE1541060081 | Indian Mills | 8088 | 13 | 11.6 | Residential | Yes | Behind the Meter | Sunrun Installation Services, Inc. | AC Electric | Accepted | 2019-05-30 | 2019-06-04 | 2020-06-04 | REC Solar | REC290TP2 BLK | Solar Panels |  | 0.29 | 9 | 215 | 29 |  | Fixed | Roof
Solar Registration Program | NJSRRE1541060081 | Indian Mills | 8088 | 13 | 11.6 | Residential | Yes | Behind the Meter | Sunrun Installation Services, Inc. | AC Electric | Accepted | 2019-05-30 | 2019-06-04 | 2020-06-04 | REC Solar | REC290TP2 BLK | Solar Panels |  | 0.29 | 19 | 125 | 27 |  | Fixed | Roof
Solar Registration Program | NJSRRE1541060081 | Indian Mills | 8088 | 13 | 11.6 | Residential | Yes | Behind the Meter | Sunrun Installation Services, Inc. | AC Electric | Accepted | 2019-05-30 | 2019-06-04 | 2020-06-04 | SolarEdge Technologies | SE10000H-USRGM | Inverters | 10000 |  | 1 |  |  | 0.96 |  | Outdoor | Next To Meter
Solar Registration Program | NJSRRE1541079104 | Wanaque | 7465 | 6 | 11.6 | Residential | Yes | Behind the Meter | Sunrun Installation Services, Inc. | JCP&L | Accepted | 2019-06-04 | 2019-06-07 | 2020-06-07 | REC Solar | REC290TP2 BLK | Solar Panels |  | 0.29 | 24 | 208 | 23 |  | Fixed | Roof
Solar Registration Program | NJSRRE1541079104 | Wanaque | 7465 | 6 | 11.6 | Residential | Yes | Behind the Meter | Sunrun Installation Services, Inc. | JCP&L | Accepted | 2019-06-04 | 2019-06-07 | 2020-06-07 | REC Solar | REC290TP2 BLK | Solar Panels |  | 0.29 | 16 | 28 | 14 |  | Fixed | Roof
Solar Registration Program | NJSRRE1541079104 | Wanaque | 7465 | 6 | 11.6 | Residential | Yes | Behind the Meter | Sunrun Installation Services, Inc. | JCP&L | Accepted | 2019-06-04 | 2019-06-07 | 2020-06-07 | Ningbo Ginlong Technologies | Solis-1P10K-4G-US | Inverters | 10000 |  | 1 |  |  | 0.96 |  | Outdoor | Next To Meter
Solar Registration Program | NJSRRE1541708799 | Belvidere | 7823 | 2 | 11.6 | Residential | Yes | Behind the Meter | Sunrun Installation Services, Inc. | JCP&L | Accepted | 2019-07-26 | 2019-07-31 | 2020-07-31 | REC Solar | REC290TP2 BLK | Solar Panels |  | 0.29 | 10 | 88 | 23 |  | Fixed | Roof
Solar Registration Program | NJSRRE1541708799 | Belvidere | 7823 | 2 | 11.6 | Residential | Yes | Behind the Meter | Sunrun Installation Services, Inc. | JCP&L | Accepted | 2019-07-26 | 2019-07-31 | 2020-07-31 | REC Solar | REC290TP2 BLK | Solar Panels |  | 0.29 | 30 | 268 | 23 |  | Fixed | Roof
Solar Registration Program | NJSRRE1541708799 | Belvidere | 7823 | 2 | 11.6 | Residential | Yes | Behind the Meter | Sunrun Installation Services, Inc. | JCP&L | Accepted | 2019-07-26 | 2019-07-31 | 2020-07-31 | Ningbo Ginlong Technologies | Solis-1P9K-4G-US | Inverters | 9000 |  | 1 |  |  | 0.96 |  | Outdoor | Next To Meter
Solar Registration Program | NJSRRE1541847989 | Plainfield City | 7060 | 10 | 11.6 | Residential | Yes | Behind the Meter | Sunrun Installation Services, Inc. | PSE&G | Accepted | 2019-08-15 | 2019-08-23 | 2020-08-23 | REC Solar | REC290TP2 BLK | Solar Panels |  | 0.29 | 9 | 42 | 9 |  | Fixed | Roof
Solar Registration Program | NJSRRE1541847989 | Plainfield City | 7060 | 10 | 11.6 | Residential | Yes | Behind the Meter | Sunrun Installation Services, Inc. | PSE&G | Accepted | 2019-08-15 | 2019-08-23 | 2020-08-23 | REC Solar | REC290TP2 BLK | Solar Panels |  | 0.29 | 15 | 42 | 45 |  | Fixed | Roof
Solar Registration Program | NJSRRE1541847989 | Plainfield City | 7060 | 10 | 11.6 | Residential | Yes | Behind the Meter | Sunrun Installation Services, Inc. | PSE&G | Accepted | 2019-08-15 | 2019-08-23 | 2020-08-23 | REC Solar | REC290TP2 BLK | Solar Panels |  | 0.29 | 16 | 222 | 45 |  | Fixed | Roof
Solar Registration Program | NJSRRE1541847989 | Plainfield City | 7060 | 10 | 11.6 | Residential | Yes | Behind the Meter | Sunrun Installation Services, Inc. | PSE&G | Accepted | 2019-08-15 | 2019-08-23 | 2020-08-23 | Ningbo Ginlong Technologies | Solis-1P6K-4G-US | Inverters | 6000 |  | 1 |  |  | 0.96 |  | Outdoor | Next To Meter
Solar Registration Program | NJSRRE1541847989 | Plainfield City | 7060 | 10 | 11.6 | Residential | Yes | Behind the Meter | Sunrun Installation Services, Inc. | PSE&G | Accepted | 2019-08-15 | 2019-08-23 | 2020-08-23 | Ningbo Ginlong Technologies | Solis-1P3K-4G-US | Inverters | 3000 |  | 1 |  |  | 0.96 |  | Outdoor | Next To Meter
Solar Registration Program | NJSRRE1541851700 | Scotch Plains | 7076 | 10 | 11.6 | Residential | No | Behind the Meter | Sunrun Installation Services, Inc. | PSE&G | Accepted | 2019-08-16 | 2019-08-23 | 2020-08-23 | REC Solar | REC290TP2 BLK | Solar Panels |  | 0.29 | 40 | 127 | 18 |  | Fixed | Roof
Solar Registration Program | NJSRRE1541851700 | Scotch Plains | 7076 | 10 | 11.6 | Residential | No | Behind the Meter | Sunrun Installation Services, Inc. | PSE&G | Accepted | 2019-08-16 | 2019-08-23 | 2020-08-23 | SolarEdge Technologies | SE3800H-USRGM | Inverters | 3800 |  | 1 |  |  | 0.96 |  | Outdoor | Next To Meter
Solar Registration Program | NJSRRE1541851700 | Scotch Plains | 7076 | 10 | 11.6 | Residential | No | Behind the Meter | Sunrun Installation Services, Inc. | PSE&G | Accepted | 2019-08-16 | 2019-08-23 | 2020-08-23 | LG Chem | RESU 10H SEG | Electric Storage Battery |  |  | 1 |  |  |  | Lithium Ion |  | outside
Solar Registration Program | NJSRRE1541858747 | Plainfield City | 7060 | 10 | 11.6 | Residential | No | Behind the Meter | Sunrun Installation Services, Inc. | PSE&G | Accepted | 2019-08-19 | 2019-08-23 | 2020-08-23 | REC Solar | REC290TP2 BLK | Solar Panels |  | 0.29 | 22 | 260 | 37 |  | Fixed | Roof
Solar Registration Program | NJSRRE1541858747 | Plainfield City | 7060 | 10 | 11.6 | Residential | No | Behind the Meter | Sunrun Installation Services, Inc. | PSE&G | Accepted | 2019-08-19 | 2019-08-23 | 2020-08-23 | REC Solar | REC290TP2 BLK | Solar Panels |  | 0.29 | 18 | 80 | 37 |  | Fixed | Roof
Solar Registration Program | NJSRRE1541858747 | Plainfield City | 7060 | 10 | 11.6 | Residential | No | Behind the Meter | Sunrun Installation Services, Inc. | PSE&G | Accepted | 2019-08-19 | 2019-08-23 | 2020-08-23 | Ningbo Ginlong Technologies | Solis-1P9K-4G-US | Inverters | 9000 |  | 1 |  |  | 0.96 |  | Outdoor | Next To Meter
Solar Registration Program | NJSRRE1541872120 | Montgomery TWP | 8558 | 5 | 11.6 | Residential | Yes | Behind the Meter | SunPower Corporation, Systems | PSE&G | Accepted | 2019-08-21 | 2019-08-26 | 2020-08-26 | SunPower | SPR-A400-G-AC | Solar Panels |  | 0.4 | 11 | 260 | 30 |  | Double Axis | Roof
Solar Registration Program | NJSRRE1541872120 | Montgomery TWP | 8558 | 5 | 11.6 | Residential | Yes | Behind the Meter | SunPower Corporation, Systems | PSE&G | Accepted | 2019-08-21 | 2019-08-26 | 2020-08-26 | SunPower | SPR-A400-G-AC | Solar Panels |  | 0.4 | 7 | 170 | 30 |  | Fixed | Roof
Solar Registration Program | NJSRRE1541872120 | Montgomery TWP | 8558 | 5 | 11.6 | Residential | Yes | Behind the Meter | SunPower Corporation, Systems | PSE&G | Accepted | 2019-08-21 | 2019-08-26 | 2020-08-26 | SunPower | SPR-A400-G-AC | Solar Panels |  | 0.4 | 9 | 260 | 30 |  | Double Axis | Roof
Solar Registration Program | NJSRRE1541872120 | Montgomery TWP | 8558 | 5 | 11.6 | Residential | Yes | Behind the Meter | SunPower Corporation, Systems | PSE&G | Accepted | 2019-08-21 | 2019-08-26 | 2020-08-26 | SunPower | SPR-A400-G-AC | Solar Panels |  | 0.4 | 2 | 170 | 30 |  | Fixed | Roof
Solar Registration Program | NJSRRE1541872120 | Montgomery TWP | 8558 | 5 | 11.6 | Residential | Yes | Behind the Meter | SunPower Corporation, Systems | PSE&G | Accepted | 2019-08-21 | 2019-08-26 | 2020-08-26 | SunPower | SPR-A400-G-AC | Inverters | 349 |  | 29 |  |  | 0.97 |  | Other | under each panel
Solar Registration Program | NJSRRE1542194404 | Morganville | 7751 | 17 | 11.6 | Residential | Yes | Behind the Meter | Sunrun Installation Services, Inc. | JCP&L | Accepted | 2019-09-04 | 2019-09-09 | 2020-09-09 | REC Solar | REC290TP2 BLK | Solar Panels |  | 0.29 | 1 | 341 | 17 |  | Fixed | Roof
Solar Registration Program | NJSRRE1542194404 | Morganville | 7751 | 17 | 11.6 | Residential | Yes | Behind the Meter | Sunrun Installation Services, Inc. | JCP&L | Accepted | 2019-09-04 | 2019-09-09 | 2020-09-09 | REC Solar | REC290TP2 BLK | Solar Panels |  | 0.29 | 8 | 249 | 18 |  | Fixed | Roof
Solar Registration Program | NJSRRE1542194404 | Morganville | 7751 | 17 | 11.6 | Residential | Yes | Behind the Meter | Sunrun Installation Services, Inc. | JCP&L | Accepted | 2019-09-04 | 2019-09-09 | 2020-09-09 | REC Solar | REC290TP2 BLK | Solar Panels |  | 0.29 | 6 | 71 | 18 |  | Fixed | Roof
Solar Registration Program | NJSRRE1542194404 | Morganville | 7751 | 17 | 11.6 | Residential | Yes | Behind the Meter | Sunrun Installation Services, Inc. | JCP&L | Accepted | 2019-09-04 | 2019-09-09 | 2020-09-09 | REC Solar | REC290TP2 BLK | Solar Panels |  | 0.29 | 25 | 160 | 19 |  | Fixed | Roof
Solar Registration Program | NJSRRE1542194404 | Morganville | 7751 | 17 | 11.6 | Residential | Yes | Behind the Meter | Sunrun Installation Services, Inc. | JCP&L | Accepted | 2019-09-04 | 2019-09-09 | 2020-09-09 | SolarEdge Technologies | SE11400H-USRGM | Inverters | 11400 |  | 1 |  |  | 0.96 |  | Outdoor | Next To Meter
Solar Registration Program | NJSRRE1542412693 | Stanhope | 7874 | 1 | 11.6 | Residential | Yes | Behind the Meter | Sunrun Installation Services, Inc. | JCP&L | Accepted | 2019-09-17 | 2019-09-19 | 2020-09-19 | REC Solar | REC290TP2 BLK | Solar Panels |  | 0.29 | 12 | 65 | 14 |  | Fixed | Roof
Solar Registration Program | NJSRRE1542412693 | Stanhope | 7874 | 1 | 11.6 | Residential | Yes | Behind the Meter | Sunrun Installation Services, Inc. | JCP&L | Accepted | 2019-09-17 | 2019-09-19 | 2020-09-19 | REC Solar | REC290TP2 BLK | Solar Panels |  | 0.29 | 28 | 245 | 14 |  | Fixed | Roof
Solar Registration Program | NJSRRE1542412693 | Stanhope | 7874 | 1 | 11.6 | Residential | Yes | Behind the Meter | Sunrun Installation Services, Inc. | JCP&L | Accepted | 2019-09-17 | 2019-09-19 | 2020-09-19 | SolarEdge Technologies | SE3800A-USS2RGM | Inverters | 3800 |  | 1 |  |  | 0.96 |  | Outdoor | Next To Meter
Solar Registration Program | NJSRRE1542412693 | Stanhope | 7874 | 1 | 11.6 | Residential | Yes | Behind the Meter | Sunrun Installation Services, Inc. | JCP&L | Accepted | 2019-09-17 | 2019-09-19 | 2020-09-19 | SolarEdge Technologies | SE7600A-USS2RGM | Inverters | 7600 |  | 1 |  |  | 0.96 |  | Outdoor | Next To Meter
Solar Registration Program | NJSRRE1542412693 | Stanhope | 7874 | 1 | 11.6 | Residential | Yes | Behind the Meter | Sunrun Installation Services, Inc. | JCP&L | Accepted | 2019-09-17 | 2019-09-19 | 2020-09-19 | LG Chem | RESU 10H SEG | Electric Storage Battery |  |  | 1 |  |  |  | Lithium Ion |  | outside
Solar Registration Program | NJSRRE1542431363 | Randolph | 7869 | 3 | 11.6 | Residential | Yes | Behind the Meter | Sunrun Installation Services, Inc. | JCP&L | Accepted | 2019-09-24 | 2019-09-26 | 2020-09-26 | REC Solar | REC290TP2 BLK | Solar Panels |  | 0.29 | 14 | 8 | 23 |  | Fixed | Roof
Solar Registration Program | NJSRRE1542431363 | Randolph | 7869 | 3 | 11.6 | Residential | Yes | Behind the Meter | Sunrun Installation Services, Inc. | JCP&L | Accepted | 2019-09-24 | 2019-09-26 | 2020-09-26 | REC Solar | REC290TP2 BLK | Solar Panels |  | 0.29 | 26 | 188 | 23 |  | Fixed | Roof
Solar Registration Program | NJSRRE1542431363 | Randolph | 7869 | 3 | 11.6 | Residential | Yes | Behind the Meter | Sunrun Installation Services, Inc. | JCP&L | Accepted | 2019-09-24 | 2019-09-26 | 2020-09-26 | Ningbo Ginlong Technologies | Solis-1P9K-4G-US | Inverters | 9000 |  | 1 |  |  | 0.96 |  | Outdoor | Next To Meter
Solar Registration Program | NJSRRE1542505619 | Franklin Township | 8873 | 5 | 11.6 | Residential | Yes | Behind the Meter | Sunrun Installation Services, Inc. | PSE&G | Accepted | 2019-10-04 | 2019-10-08 | 2020-10-08 | REC Solar | REC290TP2 BLK | Solar Panels |  | 0.29 | 14 | 141 | 18 |  | Fixed | Roof
Solar Registration Program | NJSRRE1542505619 | Franklin Township | 8873 | 5 | 11.6 | Residential | Yes | Behind the Meter | Sunrun Installation Services, Inc. | PSE&G | Accepted | 2019-10-04 | 2019-10-08 | 2020-10-08 | REC Solar | REC290TP2 BLK | Solar Panels |  | 0.29 | 26 | 321 | 18 |  | Fixed | Roof
Solar Registration Program | NJSRRE1542505619 | Franklin Township | 8873 | 5 | 11.6 | Residential | Yes | Behind the Meter | Sunrun Installation Services, Inc. | PSE&G | Accepted | 2019-10-04 | 2019-10-08 | 2020-10-08 | Ningbo Ginlong Technologies | Solis-1P9K-4G-US | Inverters | 9000 |  | 1 |  |  | 0.96 |  | Outdoor | Next To Meter
Solar Registration Program | NJSRRE1542515839 | Pennsauken Township | 8110 | 14 | 11.6 | Residential | Yes | Behind the Meter | Sunrun Installation Services, Inc. | PSE&G | Accepted | 2019-10-08 | 2019-10-10 | 2020-10-10 | REC Solar | REC290TP2 BLK | Solar Panels |  | 0.29 | 17 | 53 | 18 |  | Fixed | Roof
Solar Registration Program | NJSRRE1542515839 | Pennsauken Township | 8110 | 14 | 11.6 | Residential | Yes | Behind the Meter | Sunrun Installation Services, Inc. | PSE&G | Accepted | 2019-10-08 | 2019-10-10 | 2020-10-10 | REC Solar | REC290TP2 BLK | Solar Panels |  | 0.29 | 9 | 141 | 37 |  | Fixed | Roof
Solar Registration Program | NJSRRE1542515839 | Pennsauken Township | 8110 | 14 | 11.6 | Residential | Yes | Behind the Meter | Sunrun Installation Services, Inc. | PSE&G | Accepted | 2019-10-08 | 2019-10-10 | 2020-10-10 | REC Solar | REC290TP2 BLK | Solar Panels |  | 0.29 | 8 | 321 | 37 |  | Fixed | Roof
Solar Registration Program | NJSRRE1542515839 | Pennsauken Township | 8110 | 14 | 11.6 | Residential | Yes | Behind the Meter | Sunrun Installation Services, Inc. | PSE&G | Accepted | 2019-10-08 | 2019-10-10 | 2020-10-10 | REC Solar | REC290TP2 BLK | Solar Panels |  | 0.29 | 3 | 52 | 37 |  | Fixed | Roof
Solar Registration Program | NJSRRE1542515839 | Pennsauken Township | 8110 | 14 | 11.6 | Residential | Yes | Behind the Meter | Sunrun Installation Services, Inc. | PSE&G | Accepted | 2019-10-08 | 2019-10-10 | 2020-10-10 | REC Solar | REC290TP2 BLK | Solar Panels |  | 0.29 | 3 | 230 | 37 |  | Fixed | Roof
Solar Registration Program | NJSRRE1542515839 | Pennsauken Township | 8110 | 14 | 11.6 | Residential | Yes | Behind the Meter | Sunrun Installation Services, Inc. | PSE&G | Accepted | 2019-10-08 | 2019-10-10 | 2020-10-10 | SolarEdge Technologies | SE11400H-USRGM | Inverters | 11400 |  | 1 |  |  | 0.96 |  | Outdoor | Next To Meter
Solar Registration Program | NJSRRE1542515873 | Linden City | 7036 | 10 | 11.6 | Residential | Yes | Behind the Meter | Sunrun Installation Services, Inc. | PSE&G | Accepted | 2019-10-08 | 2019-10-11 | 2020-10-11 | REC Solar | REC290TP2 BLK | Solar Panels |  | 0.29 | 15 | 37 | 23 |  | Fixed | Roof
Solar Registration Program | NJSRRE1542515873 | Linden City | 7036 | 10 | 11.6 | Residential | Yes | Behind the Meter | Sunrun Installation Services, Inc. | PSE&G | Accepted | 2019-10-08 | 2019-10-11 | 2020-10-11 | REC Solar | REC290TP2 BLK | Solar Panels |  | 0.29 | 23 | 216 | 23 |  | Fixed | Roof
Solar Registration Program | NJSRRE1542515873 | Linden City | 7036 | 10 | 11.6 | Residential | Yes | Behind the Meter | Sunrun Installation Services, Inc. | PSE&G | Accepted | 2019-10-08 | 2019-10-11 | 2020-10-11 | REC Solar | REC290TP2 BLK | Solar Panels |  | 0.29 | 2 | 217 | 9 |  | Fixed | Roof
Solar Registration Program | NJSRRE1542515873 | Linden City | 7036 | 10 | 11.6 | Residential | Yes | Behind the Meter | Sunrun Installation Services, Inc. | PSE&G | Accepted | 2019-10-08 | 2019-10-11 | 2020-10-11 | SolarEdge Technologies | SE11400H-USRGM | Inverters | 11400 |  | 1 |  |  | 0.96 |  | Outdoor | Next To Meter
Solar Registration Program | NJSRRE1542521329 | Cape May | 8204 | 21 | 11.6 | Residential | Yes | Behind the Meter | Sunrun Installation Services, Inc. | AC Electric | Accepted | 2019-10-09 | 2019-10-11 | 2020-10-11 | REC Solar | REC290TP2 BLK | Solar Panels |  | 0.29 | 11 | 298 | 18 |  | Fixed | Roof
Solar Registration Program | NJSRRE1542521329 | Cape May | 8204 | 21 | 11.6 | Residential | Yes | Behind the Meter | Sunrun Installation Services, Inc. | AC Electric | Accepted | 2019-10-09 | 2019-10-11 | 2020-10-11 | REC Solar | REC290TP2 BLK | Solar Panels |  | 0.29 | 11 | 118 | 18 |  | Fixed | Roof
Solar Registration Program | NJSRRE1542521329 | Cape May | 8204 | 21 | 11.6 | Residential | Yes | Behind the Meter | Sunrun Installation Services, Inc. | AC Electric | Accepted | 2019-10-09 | 2019-10-11 | 2020-10-11 | REC Solar | REC290TP2 BLK | Solar Panels |  | 0.29 | 18 | 27 | 7 |  | Fixed | Roof
Solar Registration Program | NJSRRE1542521329 | Cape May | 8204 | 21 | 11.6 | Residential | Yes | Behind the Meter | Sunrun Installation Services, Inc. | AC Electric | Accepted | 2019-10-09 | 2019-10-11 | 2020-10-11 | Delta Electronics | M10-TL-US | Inverters | 9600 |  | 1 |  |  | 0.96 |  | Outdoor | Next To Meter
Solar Registration Program | NJSRRE1542544496 | Swedesboro | 8085 | 15 | 11.6 | Residential | Yes | Behind the Meter | Sunrun Installation Services, Inc. | AC Electric | Accepted | 2019-10-15 | 2019-10-18 | 2020-10-18 | REC Solar | REC290TP2 BLK | Solar Panels |  | 0.29 | 40 | 140 | 34 |  | Fixed | Roof
Solar Registration Program | NJSRRE1542544496 | Swedesboro | 8085 | 15 | 11.6 | Residential | Yes | Behind the Meter | Sunrun Installation Services, Inc. | AC Electric | Accepted | 2019-10-15 | 2019-10-18 | 2020-10-18 | Delta Electronics | M10-TL-US | Inverters | 9600 |  | 1 |  |  | 0.96 |  | Outdoor | Next To Meter
Solar Registration Program | NJSRRE1542548400 | Brick | 8723 | 18 | 11.6 | Residential | Yes | Behind the Meter | Sunrun Installation Services, Inc. | JCP&L | Accepted | 2019-10-16 | 2019-10-18 | 2020-10-18 | REC Solar | REC290TP2 BLK | Solar Panels |  | 0.29 | 32 | 157 | 18 |  | Fixed | Roof
Solar Registration Program | NJSRRE1542548400 | Brick | 8723 | 18 | 11.6 | Residential | Yes | Behind the Meter | Sunrun Installation Services, Inc. | JCP&L | Accepted | 2019-10-16 | 2019-10-18 | 2020-10-18 | REC Solar | REC290TP2 BLK | Solar Panels |  | 0.29 | 8 | 247 | 18 |  | Fixed | Roof
Solar Registration Program | NJSRRE1542548400 | Brick | 8723 | 18 | 11.6 | Residential | Yes | Behind the Meter | Sunrun Installation Services, Inc. | JCP&L | Accepted | 2019-10-16 | 2019-10-18 | 2020-10-18 | Delta Electronics | M10-TL-US | Inverters | 9600 |  | 1 |  |  | 0.96 |  | Outdoor | Next To Meter
Solar Registration Program | NJSRRE1543182845 | Lanoka Harbor | 8734 | 18 | 11.6 | Residential | Yes | Behind the Meter | Sunrun Installation Services, Inc. | JCP&L | Accepted | 2019-11-13 | 2019-11-18 | 2020-11-18 | REC Solar | REC290TP2 BLK | Solar Panels |  | 0.29 | 20 | 166 | 18 |  | Fixed | Roof
Solar Registration Program | NJSRRE1543182845 | Lanoka Harbor | 8734 | 18 | 11.6 | Residential | Yes | Behind the Meter | Sunrun Installation Services, Inc. | JCP&L | Accepted | 2019-11-13 | 2019-11-18 | 2020-11-18 | REC Solar | REC290TP2 BLK | Solar Panels |  | 0.29 | 20 | 345 | 17 |  | Fixed | Roof
Solar Registration Program | NJSRRE1543182845 | Lanoka Harbor | 8734 | 18 | 11.6 | Residential | Yes | Behind the Meter | Sunrun Installation Services, Inc. | JCP&L | Accepted | 2019-11-13 | 2019-11-18 | 2020-11-18 | Delta Electronics | M10-TL-US | Inverters | 9600 |  | 1 |  |  | 0.96 |  | Outdoor | Next To Meter
Solar Registration Program | NJSRRE1543464360 | Dover | 7801 | 3 | 11.6 | Residential | Yes | Behind the Meter | Sunrun Installation Services, Inc. | JCP&L | Accepted | 2019-12-02 | 2019-12-04 | 2020-12-04 | REC Solar | REC290TP2 BLK | Solar Panels |  | 0.29 | 16 | 151 | 19 |  | Fixed | Roof
Solar Registration Program | NJSRRE1543464360 | Dover | 7801 | 3 | 11.6 | Residential | Yes | Behind the Meter | Sunrun Installation Services, Inc. | JCP&L | Accepted | 2019-12-02 | 2019-12-04 | 2020-12-04 | REC Solar | REC290TP2 BLK | Solar Panels |  | 0.29 | 24 | 151 | 40 |  | Fixed | Roof
Solar Registration Program | NJSRRE1543464360 | Dover | 7801 | 3 | 11.6 | Residential | Yes | Behind the Meter | Sunrun Installation Services, Inc. | JCP&L | Accepted | 2019-12-02 | 2019-12-04 | 2020-12-04 | Delta Electronics | M10-TL-US | Inverters | 9600 |  | 1 |  |  | 0.96 |  | Outdoor | Next To Meter
Solar Registration Program | NJSRRE1543486303 | Hampton | 8827 | 4 | 11.6 | Residential | Yes | Behind the Meter | Sunrun Installation Services, Inc. | JCP&L | Accepted | 2019-12-05 | 2019-12-10 | 2020-12-10 | REC Solar | REC290TP2 BLK | Solar Panels |  | 0.29 | 3 | 110 | 18 |  | Fixed | Roof
Solar Registration Program | NJSRRE1543486303 | Hampton | 8827 | 4 | 11.6 | Residential | Yes | Behind the Meter | Sunrun Installation Services, Inc. | JCP&L | Accepted | 2019-12-05 | 2019-12-10 | 2020-12-10 | REC Solar | REC290TP2 BLK | Solar Panels |  | 0.29 | 22 | 20 | 18 |  | Fixed | Roof
Solar Registration Program | NJSRRE1543486303 | Hampton | 8827 | 4 | 11.6 | Residential | Yes | Behind the Meter | Sunrun Installation Services, Inc. | JCP&L | Accepted | 2019-12-05 | 2019-12-10 | 2020-12-10 | REC Solar | REC290TP2 BLK | Solar Panels |  | 0.29 | 15 | 202 | 20 |  | Fixed | Roof
Solar Registration Program | NJSRRE1543486303 | Hampton | 8827 | 4 | 11.6 | Residential | Yes | Behind the Meter | Sunrun Installation Services, Inc. | JCP&L | Accepted | 2019-12-05 | 2019-12-10 | 2020-12-10 | Enphase Energy | IQ7-60-x-US (240V) | Inverters | 240 |  | 40 |  |  | 0.96 |  | Outdoor | Rooftop
Solar Registration Program | NJSRRE1543501910 | Cherry Hill | 8003 | 14 | 11.6 | Residential | Yes | Behind the Meter | Sunrun Installation Services, Inc. | PSE&G | Accepted | 2019-12-09 | 2019-12-12 | 2020-12-12 | REC Solar | REC290TP2 BLK | Solar Panels |  | 0.29 | 31 | 140 | 23 |  | Fixed | Roof
Solar Registration Program | NJSRRE1543501910 | Cherry Hill | 8003 | 14 | 11.6 | Residential | Yes | Behind the Meter | Sunrun Installation Services, Inc. | PSE&G | Accepted | 2019-12-09 | 2019-12-12 | 2020-12-12 | REC Solar | REC290TP2 BLK | Solar Panels |  | 0.29 | 9 | 320 | 23 |  | Fixed | Roof
Solar Registration Program | NJSRRE1543501910 | Cherry Hill | 8003 | 14 | 11.6 | Residential | Yes | Behind the Meter | Sunrun Installation Services, Inc. | PSE&G | Accepted | 2019-12-09 | 2019-12-12 | 2020-12-12 | Delta Electronics | M10-TL-US | Inverters | 9600 |  | 1 |  |  | 0.96 |  | Outdoor | Next To Meter
Solar Registration Program | NJSRRE1543502171 | East Windsor | 8512 | 11 | 11.6 | Residential | Yes | Behind the Meter | Sunrun Installation Services, Inc. | JCP&L | Accepted | 2019-12-09 | 2019-12-12 | 2020-12-12 | REC Solar | REC290TP2 BLK | Solar Panels |  | 0.29 | 7 | 178 | 40 |  | Fixed | Roof
Solar Registration Program | NJSRRE1543502171 | East Windsor | 8512 | 11 | 11.6 | Residential | Yes | Behind the Meter | Sunrun Installation Services, Inc. | JCP&L | Accepted | 2019-12-09 | 2019-12-12 | 2020-12-12 | REC Solar | REC290TP2 BLK | Solar Panels |  | 0.29 | 33 | 267 | 34 |  | Fixed | Roof
Solar Registration Program | NJSRRE1543502171 | East Windsor | 8512 | 11 | 11.6 | Residential | Yes | Behind the Meter | Sunrun Installation Services, Inc. | JCP&L | Accepted | 2019-12-09 | 2019-12-12 | 2020-12-12 | Delta Electronics | M10-TL-US | Inverters | 9600 |  | 1 |  |  | 0.96 |  | Outdoor | Next To Meter
Solar Registration Program | NJSRRE1543657020 | Millville | 8332 | 20 | 11.6 | Residential | Yes | Behind the Meter | Sunrun Installation Services, Inc. | AC Electric | Accepted | 2019-12-23 | 2019-12-27 | 2020-12-27 | REC Solar | REC290TP2 BLK | Solar Panels |  | 0.29 | 8 | 176 | 45 |  | Fixed | Roof
Solar Registration Program | NJSRRE1543657020 | Millville | 8332 | 20 | 11.6 | Residential | Yes | Behind the Meter | Sunrun Installation Services, Inc. | AC Electric | Accepted | 2019-12-23 | 2019-12-27 | 2020-12-27 | REC Solar | REC290TP2 BLK | Solar Panels |  | 0.29 | 32 | 85 | 34 |  | Fixed | Roof
Solar Registration Program | NJSRRE1543657020 | Millville | 8332 | 20 | 11.6 | Residential | Yes | Behind the Meter | Sunrun Installation Services, Inc. | AC Electric | Accepted | 2019-12-23 | 2019-12-27 | 2020-12-27 | Delta Electronics | M10-TL-US | Inverters | 9600 |  | 1 |  |  | 0.96 |  | Outdoor | Next To Meter
Solar Registration Program | NJSRRE1543820127 | Montclair | 7042 | 9 | 11.6 | Residential | No | Behind the Meter | Sunrun Installation Services, Inc. | PSE&G | Accepted | 2019-12-26 | 2019-12-31 | 2020-12-31 | REC Solar | REC290TP2 BLK | Solar Panels |  | 0.29 | 4 | 131 | 23 |  | Fixed | Roof
Solar Registration Program | NJSRRE1543820127 | Montclair | 7042 | 9 | 11.6 | Residential | No | Behind the Meter | Sunrun Installation Services, Inc. | PSE&G | Accepted | 2019-12-26 | 2019-12-31 | 2020-12-31 | REC Solar | REC290TP2 BLK | Solar Panels |  | 0.29 | 12 | 221 | 10 |  | Fixed | Roof
Solar Registration Program | NJSRRE1543820127 | Montclair | 7042 | 9 | 11.6 | Residential | No | Behind the Meter | Sunrun Installation Services, Inc. | PSE&G | Accepted | 2019-12-26 | 2019-12-31 | 2020-12-31 | REC Solar | REC290TP2 BLK | Solar Panels |  | 0.29 | 14 | 311 | 37 |  | Fixed | Roof
Solar Registration Program | NJSRRE1543820127 | Montclair | 7042 | 9 | 11.6 | Residential | No | Behind the Meter | Sunrun Installation Services, Inc. | PSE&G | Accepted | 2019-12-26 | 2019-12-31 | 2020-12-31 | REC Solar | REC290TP2 BLK | Solar Panels |  | 0.29 | 4 | 131 | 37 |  | Fixed | Roof
Solar Registration Program | NJSRRE1543820127 | Montclair | 7042 | 9 | 11.6 | Residential | No | Behind the Meter | Sunrun Installation Services, Inc. | PSE&G | Accepted | 2019-12-26 | 2019-12-31 | 2020-12-31 | REC Solar | REC290TP2 BLK | Solar Panels |  | 0.29 | 3 | 42 | 23 |  | Fixed | Roof
Solar Registration Program | NJSRRE1543820127 | Montclair | 7042 | 9 | 11.6 | Residential | No | Behind the Meter | Sunrun Installation Services, Inc. | PSE&G | Accepted | 2019-12-26 | 2019-12-31 | 2020-12-31 | REC Solar | REC290TP2 BLK | Solar Panels |  | 0.29 | 3 | 222 | 23 |  | Fixed | Roof
Solar Registration Program | NJSRRE1543820127 | Montclair | 7042 | 9 | 11.6 | Residential | No | Behind the Meter | Sunrun Installation Services, Inc. | PSE&G | Accepted | 2019-12-26 | 2019-12-31 | 2020-12-31 | Enphase Energy | IQ7-60-x-US (240V) | Inverters | 240 |  | 40 |  |  | 0.96 |  | Outdoor | Rooftop
Solar Registration Program | NJSRRE1540984277 | Indian Mills | 8088 |  | 11.63 | Commercial | No | Behind the Meter | Surge Solar, LLC | AC Electric | Accepted | 2019-05-13 | 2019-05-16 | 2020-05-16 | CSUN | CSUN375-72MH | Solar Panels |  | 0.375 | 31 | 170 | 3 |  | Fixed | Parking Lot
Solar Registration Program | NJSRRE1540984277 | Indian Mills | 8088 |  | 11.63 | Commercial | No | Behind the Meter | Surge Solar, LLC | AC Electric | Accepted | 2019-05-13 | 2019-05-16 | 2020-05-16 | Solaredge | SE7600H-US | Inverters | 7600 |  | 1 |  |  | 0.99 |  | Outdoor | Under Array
Solar Registration Program | NJSRRE1543481707 | Trenton | 8619 | 12 | 11.63 | Residential | No | Behind the Meter | Sundial Solar Innovations | PSE&G | Accepted | 2019-12-05 | 2019-12-09 | 2020-12-09 | LG | LG375q1c-a5 | Solar Panels |  | 0.375 | 31 | 114 | 27 |  | Fixed | Roof
Solar Registration Program | NJSRRE1543481707 | Trenton | 8619 | 12 | 11.63 | Residential | No | Behind the Meter | Sundial Solar Innovations | PSE&G | Accepted | 2019-12-05 | 2019-12-09 | 2020-12-09 | Enphase | iq7+ | Inverters | 290 |  | 31 |  |  | 0.97 |  | Outdoor | roof
Solar Registration Program | NJSRRE1542539769 | Lakewood | 8701 | 18 | 11.65 | Residential | No | Behind the Meter | Grid Revoluton Solar | JCP&L | Accepted | 2019-10-13 | 2019-10-16 | 2020-10-16 | Axitec | AC-385MH/144S | Solar Panels |  | 0.385 | 12 | 171 | 25 |  | Fixed | Roof
Solar Registration Program | NJSRRE1542539769 | Lakewood | 8701 | 18 | 11.65 | Residential | No | Behind the Meter | Grid Revoluton Solar | JCP&L | Accepted | 2019-10-13 | 2019-10-16 | 2020-10-16 | Axitec | AC-385MH/144S | Solar Panels |  | 0.385 | 11 | 171 | 25 |  | Fixed | Roof
Solar Registration Program | NJSRRE1542539769 | Lakewood | 8701 | 18 | 11.65 | Residential | No | Behind the Meter | Grid Revoluton Solar | JCP&L | Accepted | 2019-10-13 | 2019-10-16 | 2020-10-16 | Axitec | AC-310MH/120S | Solar Panels |  | 0.31 | 9 | 81 | 25 |  | Fixed | Roof
Solar Registration Program | NJSRRE1542539769 | Lakewood | 8701 | 18 | 11.65 | Residential | No | Behind the Meter | Grid Revoluton Solar | JCP&L | Accepted | 2019-10-13 | 2019-10-16 | 2020-10-16 | Solaredge | SE10000H-US | Inverters | 10000 |  | 1 |  |  | 0.99 |  | Outside | near the utility meter
Solar Registration Program | NJSRRE1540212107 | Hillside | 7205 | 10 | 11.66 | Residential | Yes | Behind the Meter | Pro Custom Solar dba Momentum Solar | PSE&G | Accepted | 2019-01-07 | 2019-01-09 | 2020-01-09 | HANWHA | Q.PEAK DUO BLK-G5 315 | Solar Panels |  | 0.315 | 16 | 93 | 21 |  | Fixed | Roof
Solar Registration Program | NJSRRE1540212107 | Hillside | 7205 | 10 | 11.66 | Residential | Yes | Behind the Meter | Pro Custom Solar dba Momentum Solar | PSE&G | Accepted | 2019-01-07 | 2019-01-09 | 2020-01-09 | HANWHA | Q.PEAK DUO BLK-G5 315 | Solar Panels |  | 0.315 | 13 | 273 | 21 |  | Fixed | Roof
Solar Registration Program | NJSRRE1540212107 | Hillside | 7205 | 10 | 11.66 | Residential | Yes | Behind the Meter | Pro Custom Solar dba Momentum Solar | PSE&G | Accepted | 2019-01-07 | 2019-01-09 | 2020-01-09 | HANWHA | Q.PEAK DUO BLK-G5 315 | Solar Panels |  | 0.315 | 8 | 3 | 21 |  | Fixed | Roof
Solar Registration Program | NJSRRE1540212107 | Hillside | 7205 | 10 | 11.66 | Residential | Yes | Behind the Meter | Pro Custom Solar dba Momentum Solar | PSE&G | Accepted | 2019-01-07 | 2019-01-09 | 2020-01-09 | ENPHASE | IQ7-60-2-US | Inverters | 250 |  | 37 |  |  | 0.97 |  | Outdoor | ROOF
Solar Registration Program | NJSRRE1540270547 | Franklinville | 8322 | 15 | 11.66 | Residential | Yes | Behind the Meter | Suntuity Solar LLC | AC Electric | Accepted | 2019-01-23 | 2019-01-25 | 2020-01-25 | Hanwha Solar | Q-Cells 315 Mono | Solar Panels |  | 0.315 | 17 | 90 | 25 |  | Fixed | Roof
Solar Registration Program | NJSRRE1540270547 | Franklinville | 8322 | 15 | 11.66 | Residential | Yes | Behind the Meter | Suntuity Solar LLC | AC Electric | Accepted | 2019-01-23 | 2019-01-25 | 2020-01-25 | Hanwha Solar | Q-Cells 315 Mono | Solar Panels |  | 0.315 | 3 | 180 | 35 |  | Fixed | Roof
Solar Registration Program | NJSRRE1540270547 | Franklinville | 8322 | 15 | 11.66 | Residential | Yes | Behind the Meter | Suntuity Solar LLC | AC Electric | Accepted | 2019-01-23 | 2019-01-25 | 2020-01-25 | Hanwha Solar | Q-Cells 315 Mono | Solar Panels |  | 0.315 | 13 | 90 | 26 |  | Fixed | Roof
Solar Registration Program | NJSRRE1540270547 | Franklinville | 8322 | 15 | 11.66 | Residential | Yes | Behind the Meter | Suntuity Solar LLC | AC Electric | Accepted | 2019-01-23 | 2019-01-25 | 2020-01-25 | Hanwha Solar | Q-Cells 315 Mono | Solar Panels |  | 0.315 | 4 | 90 | 25 |  | Fixed | Roof
Solar Registration Program | NJSRRE1540270547 | Franklinville | 8322 | 15 | 11.66 | Residential | Yes | Behind the Meter | Suntuity Solar LLC | AC Electric | Accepted | 2019-01-23 | 2019-01-25 | 2020-01-25 | SolarEdge | SE10000H-US | Inverters | 10000 |  | 1 |  |  | 0.99 |  | Outdoor | Besides the meter
Solar Registration Program | NJSRRE1540350631 | Brick | 8723 | 18 | 11.66 | Residential | Yes | Behind the Meter | Suntuity Solar LLC | JCP&L | Accepted | 2019-02-09 | 2019-02-13 | 2020-02-13 | Hanwha Solar | Q-Cells 315 Mono | Solar Panels |  | 0.315 | 8 | 223 | 14 |  | Fixed | Roof
Solar Registration Program | NJSRRE1540350631 | Brick | 8723 | 18 | 11.66 | Residential | Yes | Behind the Meter | Suntuity Solar LLC | JCP&L | Accepted | 2019-02-09 | 2019-02-13 | 2020-02-13 | Hanwha Solar | Q-Cells 315 Mono | Solar Panels |  | 0.315 | 10 | 223 | 20 |  | Fixed | Roof
Solar Registration Program | NJSRRE1540350631 | Brick | 8723 | 18 | 11.66 | Residential | Yes | Behind the Meter | Suntuity Solar LLC | JCP&L | Accepted | 2019-02-09 | 2019-02-13 | 2020-02-13 | Hanwha Solar | Q-Cells 315 Mono | Solar Panels |  | 0.315 | 19 | 223 | 20 |  | Fixed | Roof
Solar Registration Program | NJSRRE1540350631 | Brick | 8723 | 18 | 11.66 | Residential | Yes | Behind the Meter | Suntuity Solar LLC | JCP&L | Accepted | 2019-02-09 | 2019-02-13 | 2020-02-13 | SolarEdge | SE10000H-US | Inverters | 10000 |  | 1 |  |  | 0.99 |  | Outdoor | Besides the meter
Solar Registration Program | NJSRRE1540353727 | EDISON | 8837 | 11 | 11.66 | Residential | Yes | Behind the Meter | Vivint Solar Developer, LLC | PSE&G | Accepted | 2019-02-11 | 2019-02-13 | 2020-02-13 | Hanwha Solar | Q.PEAK DUO BLK-G5 315 | Solar Panels |  | 0.315 | 37 | 235 | 11 |  | Fixed | Roof
Solar Registration Program | NJSRRE1540353727 | EDISON | 8837 | 11 | 11.66 | Residential | Yes | Behind the Meter | Vivint Solar Developer, LLC | PSE&G | Accepted | 2019-02-11 | 2019-02-13 | 2020-02-13 | Solar Edge | SE7600H-US | Inverters | 7600 |  | 1 |  |  | 0.992 |  | Outdoor | Near the Utility Meter
Solar Registration Program | NJSRRE1540388102 | Riverton | 8077 | 13 | 11.66 | Residential | Yes | Behind the Meter | Vivint Solar Developer, LLC | PSE&G | Accepted | 2019-02-25 | 2019-02-26 | 2020-02-26 | Hanwha Solar | Q.PEAK BLK-G5 315 | Solar Panels |  | 0.315 | 4 | 149 | 34 |  | Fixed | Roof
Solar Registration Program | NJSRRE1540388102 | Riverton | 8077 | 13 | 11.66 | Residential | Yes | Behind the Meter | Vivint Solar Developer, LLC | PSE&G | Accepted | 2019-02-25 | 2019-02-26 | 2020-02-26 | Hanwha Solar | Q.PEAK BLK-G5 315 | Solar Panels |  | 0.315 | 15 | 59 | 34 |  | Fixed | Roof
Solar Registration Program | NJSRRE1540388102 | Riverton | 8077 | 13 | 11.66 | Residential | Yes | Behind the Meter | Vivint Solar Developer, LLC | PSE&G | Accepted | 2019-02-25 | 2019-02-26 | 2020-02-26 | Hanwha Solar | Q.PEAK BLK-G5 315 | Solar Panels |  | 0.315 | 12 | 239 | 32 |  | Fixed | Roof
Solar Registration Program | NJSRRE1540388102 | Riverton | 8077 | 13 | 11.66 | Residential | Yes | Behind the Meter | Vivint Solar Developer, LLC | PSE&G | Accepted | 2019-02-25 | 2019-02-26 | 2020-02-26 | Hanwha Solar | Q.PEAK BLK-G5 315 | Solar Panels |  | 0.315 | 6 | 239 | 34 |  | Fixed | Roof
Solar Registration Program | NJSRRE1540388102 | Riverton | 8077 | 13 | 11.66 | Residential | Yes | Behind the Meter | Vivint Solar Developer, LLC | PSE&G | Accepted | 2019-02-25 | 2019-02-26 | 2020-02-26 | Solar Edge | SE7600H-US | Inverters | 7600 |  | 1 |  |  | 0.992 |  | Outdoor | Near the Utility Meter
Solar Registration Program | NJSRRE1540908340 | Riverside | 8075 | 13 | 11.66 | Residential | Yes | Behind the Meter | Pro Custom Solar dba Momentum Solar | PSE&G | Accepted | 2019-04-30 | 2019-05-02 | 2020-05-02 | HANWHA | Q.PEAK DUO BLK-G5 315 | Solar Panels |  | 0.315 | 13 | 119 | 45 |  | Fixed | Roof
Solar Registration Program | NJSRRE1540908340 | Riverside | 8075 | 13 | 11.66 | Residential | Yes | Behind the Meter | Pro Custom Solar dba Momentum Solar | PSE&G | Accepted | 2019-04-30 | 2019-05-02 | 2020-05-02 | HANWHA | Q.PEAK DUO BLK-G5 315 | Solar Panels |  | 0.315 | 2 | 209 | 48 |  | Fixed | Roof
Solar Registration Program | NJSRRE1540908340 | Riverside | 8075 | 13 | 11.66 | Residential | Yes | Behind the Meter | Pro Custom Solar dba Momentum Solar | PSE&G | Accepted | 2019-04-30 | 2019-05-02 | 2020-05-02 | HANWHA | Q.PEAK DUO BLK-G5 315 | Solar Panels |  | 0.315 | 6 | 119 | 45 |  | Fixed | Roof
Solar Registration Program | NJSRRE1540908340 | Riverside | 8075 | 13 | 11.66 | Residential | Yes | Behind the Meter | Pro Custom Solar dba Momentum Solar | PSE&G | Accepted | 2019-04-30 | 2019-05-02 | 2020-05-02 | HANWHA | Q.PEAK DUO BLK-G5 315 | Solar Panels |  | 0.315 | 16 | 209 | 27 |  | Fixed | Roof
Solar Registration Program | NJSRRE1540908340 | Riverside | 8075 | 13 | 11.66 | Residential | Yes | Behind the Meter | Pro Custom Solar dba Momentum Solar | PSE&G | Accepted | 2019-04-30 | 2019-05-02 | 2020-05-02 | ENPHASE | IQ7-60-2-US | Inverters | 250 |  | 37 |  |  | 0.97 |  | Outdoor | ROOF
Solar Registration Program | NJSRRE1541125451 | Wayne | 7470 | 6 | 11.66 | Residential | Yes | Behind the Meter | Pro Custom Solar dba Momentum Solar | PSE&G | Accepted | 2019-06-07 | 2019-06-12 | 2020-06-12 | HANWHA | Q.PEAK DUO BLK-G5 315 | Solar Panels |  | 0.315 | 11 | 273 | 25 |  | Fixed | Roof
Solar Registration Program | NJSRRE1541125451 | Wayne | 7470 | 6 | 11.66 | Residential | Yes | Behind the Meter | Pro Custom Solar dba Momentum Solar | PSE&G | Accepted | 2019-06-07 | 2019-06-12 | 2020-06-12 | HANWHA | Q.PEAK DUO BLK-G5 315 | Solar Panels |  | 0.315 | 26 | 93 | 25 |  | Fixed | Roof
Solar Registration Program | NJSRRE1541125451 | Wayne | 7470 | 6 | 11.66 | Residential | Yes | Behind the Meter | Pro Custom Solar dba Momentum Solar | PSE&G | Accepted | 2019-06-07 | 2019-06-12 | 2020-06-12 | ENPHASE | IQ6-60-2-US | Inverters | 230 |  | 37 |  |  | 0.97 |  | Outdoor | ROOF
Solar Registration Program | NJSRRE1541500774 | UNION BEACH | 7735 | 17 | 11.66 | Residential | Yes | Behind the Meter | Vivint Solar Developer, LLC | JCP&L | Accepted | 2019-07-11 | 2019-07-12 | 2020-07-12 | Hanwha Solar | Q. Peak BLK-G5 315 | Solar Panels |  | 0.315 | 19 | 210 | 30 |  | Fixed | Roof
Solar Registration Program | NJSRRE1541500774 | UNION BEACH | 7735 | 17 | 11.66 | Residential | Yes | Behind the Meter | Vivint Solar Developer, LLC | JCP&L | Accepted | 2019-07-11 | 2019-07-12 | 2020-07-12 | Hanwha Solar | Q. Peak BLK-G5 315 | Solar Panels |  | 0.315 | 18 | 30 | 30 |  | Fixed | Roof
Solar Registration Program | NJSRRE1541500774 | UNION BEACH | 7735 | 17 | 11.66 | Residential | Yes | Behind the Meter | Vivint Solar Developer, LLC | JCP&L | Accepted | 2019-07-11 | 2019-07-12 | 2020-07-12 | Solar Edge | SE7600H-US | Inverters | 7600 |  | 1 |  |  | 0.992 |  | Outdoor | Near the Utility Meter
Solar Registration Program | NJSRRE1541518243 | Eatontown | 7724 | 17 | 11.66 | Residential | No | Behind the Meter | Advanced Renewable Solutions LLC | JCP&L | Accepted | 2019-07-03 | 2019-07-09 | 2020-07-09 | HANWHA | Q.PEAK DUO BLK-G5 315 | Solar Panels |  | 0.315 | 37 | 198 | 24 |  | Fixed | Roof
Solar Registration Program | NJSRRE1541518243 | Eatontown | 7724 | 17 | 11.66 | Residential | No | Behind the Meter | Advanced Renewable Solutions LLC | JCP&L | Accepted | 2019-07-03 | 2019-07-09 | 2020-07-09 | SOLAR EDGE | SE10000H=US000N-NC2 | Inverters | 10000 |  | 1 |  |  | 0.992 |  | Outdoor | Wall mounted adjacent to Utility Meter and Disconnect
Solar Registration Program | NJSRRE1541677853 | Wenonah | 8090 | 15 | 11.66 | Residential | Yes | Behind the Meter | Vivint Solar Developer, LLC | PSE&G | Accepted | 2019-07-18 | 2019-07-22 | 2020-07-22 | HANWHA SOLAR | Q.PEAK BLK-G5 315 | Solar Panels |  | 0.315 | 11 | 233 | 20 |  | Fixed | Roof
Solar Registration Program | NJSRRE1541677853 | Wenonah | 8090 | 15 | 11.66 | Residential | Yes | Behind the Meter | Vivint Solar Developer, LLC | PSE&G | Accepted | 2019-07-18 | 2019-07-22 | 2020-07-22 | HANWHA SOLAR | Q.PEAK BLK-G5 315 | Solar Panels |  | 0.315 | 4 | 143 | 13 |  | Fixed | Roof
Solar Registration Program | NJSRRE1541677853 | Wenonah | 8090 | 15 | 11.66 | Residential | Yes | Behind the Meter | Vivint Solar Developer, LLC | PSE&G | Accepted | 2019-07-18 | 2019-07-22 | 2020-07-22 | HANWHA SOLAR | Q.PEAK BLK-G5 315 | Solar Panels |  | 0.315 | 5 | 323 | 13 |  | Fixed | Roof
Solar Registration Program | NJSRRE1541677853 | Wenonah | 8090 | 15 | 11.66 | Residential | Yes | Behind the Meter | Vivint Solar Developer, LLC | PSE&G | Accepted | 2019-07-18 | 2019-07-22 | 2020-07-22 | HANWHA SOLAR | Q.PEAK BLK-G5 315 | Solar Panels |  | 0.315 | 5 | 233 | 19 |  | Fixed | Roof
Solar Registration Program | NJSRRE1541677853 | Wenonah | 8090 | 15 | 11.66 | Residential | Yes | Behind the Meter | Vivint Solar Developer, LLC | PSE&G | Accepted | 2019-07-18 | 2019-07-22 | 2020-07-22 | HANWHA SOLAR | Q.PEAK BLK-G5 315 | Solar Panels |  | 0.315 | 12 | 53 | 19 |  | Fixed | Roof
Solar Registration Program | NJSRRE1541677853 | Wenonah | 8090 | 15 | 11.66 | Residential | Yes | Behind the Meter | Vivint Solar Developer, LLC | PSE&G | Accepted | 2019-07-18 | 2019-07-22 | 2020-07-22 | SOLAREDGE | SE7600H-US | Inverters | 7600 |  | 1 |  |  | 0.992 |  | Outdoor | Near The Utility Meter
Solar Registration Program | NJSRRE1541873890 | Keyport | 7735 | 17 | 11.66 | Residential | Yes | Behind the Meter | Vivint Solar Developer, LLC | JCP&L | Accepted | 2019-08-22 | 2019-08-28 | 2020-08-28 | Hanwha Solar | Q.PEAK BLK-G5 315 | Solar Panels |  | 0.315 | 4 | 313 | 22 |  | Fixed | Roof
Solar Registration Program | NJSRRE1541873890 | Keyport | 7735 | 17 | 11.66 | Residential | Yes | Behind the Meter | Vivint Solar Developer, LLC | JCP&L | Accepted | 2019-08-22 | 2019-08-28 | 2020-08-28 | Hanwha Solar | Q.PEAK BLK-G5 315 | Solar Panels |  | 0.315 | 33 | 133 | 22 |  | Fixed | Roof
Solar Registration Program | NJSRRE1541873890 | Keyport | 7735 | 17 | 11.66 | Residential | Yes | Behind the Meter | Vivint Solar Developer, LLC | JCP&L | Accepted | 2019-08-22 | 2019-08-28 | 2020-08-28 | Solar Edge | SE7600H-US | Inverters | 7600 |  | 1 |  |  | 0.992 |  | Outdoor | Near the Utility Meter
Solar Registration Program | NJSRRE1541976096 | Elizabeth | 7202 | 10 | 11.66 | Residential | Yes | Behind the Meter | Pro Custom Solar dba Momentum Solar | PSE&G | Accepted | 2019-08-30 | 2019-09-04 | 2020-09-04 | HANWHA | Q.PEAK DUO BLK-G5 315 | Solar Panels |  | 0.315 | 8 | 161 | 10 |  | Fixed | Roof
Solar Registration Program | NJSRRE1541976096 | Elizabeth | 7202 | 10 | 11.66 | Residential | Yes | Behind the Meter | Pro Custom Solar dba Momentum Solar | PSE&G | Accepted | 2019-08-30 | 2019-09-04 | 2020-09-04 | HANWHA | Q.PEAK DUO BLK-G5 315 | Solar Panels |  | 0.315 | 24 | 252 | 46 |  | Fixed | Roof
Solar Registration Program | NJSRRE1541976096 | Elizabeth | 7202 | 10 | 11.66 | Residential | Yes | Behind the Meter | Pro Custom Solar dba Momentum Solar | PSE&G | Accepted | 2019-08-30 | 2019-09-04 | 2020-09-04 | HANWHA | Q.PEAK DUO BLK-G5 315 | Solar Panels |  | 0.315 | 5 | 161 | 44 |  | Fixed | Roof
Solar Registration Program | NJSRRE1541976096 | Elizabeth | 7202 | 10 | 11.66 | Residential | Yes | Behind the Meter | Pro Custom Solar dba Momentum Solar | PSE&G | Accepted | 2019-08-30 | 2019-09-04 | 2020-09-04 | Enphase Energy | IQ6-60-2-US | Inverters | 240 |  | 37 |  |  | 0.97 |  | Outdoor | Roof
Solar Registration Program | NJSRRE1542269608 | Franklin Twp Som | 8873 | 5 | 11.66 | Residential | No | Behind the Meter | Solar Spectrum LLC | PSE&G | Accepted | 2019-09-05 | 2019-09-10 | 2020-09-10 | Q Cells | Q.PEAK-DUO-BLK-G5-315 | Solar Panels |  | 0.315 | 10 | 109 | 23 |  | Fixed | Roof
Solar Registration Program | NJSRRE1542269608 | Franklin Twp Som | 8873 | 5 | 11.66 | Residential | No | Behind the Meter | Solar Spectrum LLC | PSE&G | Accepted | 2019-09-05 | 2019-09-10 | 2020-09-10 | Q Cells | Q.PEAK-DUO-BLK-G5-315 | Solar Panels |  | 0.315 | 27 | 109 | 7 |  | Fixed | Roof
Solar Registration Program | NJSRRE1542269608 | Franklin Twp Som | 8873 | 5 | 11.66 | Residential | No | Behind the Meter | Solar Spectrum LLC | PSE&G | Accepted | 2019-09-05 | 2019-09-10 | 2020-09-10 | SolarEdge Technologies | SE10000H-US | Inverters | 42 |  | 1 |  |  | 0.99 |  | Outdoor | near meter
Solar Registration Program | NJSRRE1542377456 | Willingboro | 8046 | 13 | 11.66 | Residential | Yes | Behind the Meter | Vivint Solar Developer, LLC | PSE&G | Accepted | 2019-09-11 | 2019-09-12 | 2020-09-12 | HANWHA SOLAR | Q.PEAK BLK-G5 315 | Solar Panels |  | 0.315 | 21 | 134 | 41 |  | Fixed | Roof
Solar Registration Program | NJSRRE1542377456 | Willingboro | 8046 | 13 | 11.66 | Residential | Yes | Behind the Meter | Vivint Solar Developer, LLC | PSE&G | Accepted | 2019-09-11 | 2019-09-12 | 2020-09-12 | HANWHA SOLAR | Q.PEAK BLK-G5 315 | Solar Panels |  | 0.315 | 16 | 314 | 41 |  | Fixed | Roof
Solar Registration Program | NJSRRE1542377456 | Willingboro | 8046 | 13 | 11.66 | Residential | Yes | Behind the Meter | Vivint Solar Developer, LLC | PSE&G | Accepted | 2019-09-11 | 2019-09-12 | 2020-09-12 | SOLAREDGE TECHNOLOGIES | SE7600H-US000BNC4 | Inverters | 7600 |  | 1 |  |  | 0.992 |  | Outdoor | Near The Utility Meter
Solar Registration Program | NJSRRE1542421755 | NEPTUNE | 7753 | 17 | 11.66 | Residential | Yes | Behind the Meter | Vivint Solar Developer, LLC | JCP&L | Accepted | 2019-09-19 | 2019-09-23 | 2020-09-23 | HANWHA SOLAR | Q.PEAK BLK-G5 315 | Solar Panels |  | 0.315 | 24 | 173 | 23 |  | Fixed | Roof
Solar Registration Program | NJSRRE1542421755 | NEPTUNE | 7753 | 17 | 11.66 | Residential | Yes | Behind the Meter | Vivint Solar Developer, LLC | JCP&L | Accepted | 2019-09-19 | 2019-09-23 | 2020-09-23 | HANWHA SOLAR | Q.PEAK BLK-G5 315 | Solar Panels |  | 0.315 | 13 | 353 | 23 |  | Fixed | Roof
Solar Registration Program | NJSRRE1542421755 | NEPTUNE | 7753 | 17 | 11.66 | Residential | Yes | Behind the Meter | Vivint Solar Developer, LLC | JCP&L | Accepted | 2019-09-19 | 2019-09-23 | 2020-09-23 | SOLAREDGE | SE7600H-US000BNC4 | Inverters | 7600 |  | 1 |  |  | 0.992 |  | Outdoor | Near The Utility Meter
Solar Registration Program | NJSRRE1542424686 | Hillsborough TWP | 8502 | 5 | 11.66 | Residential | No | Behind the Meter | Solar Spectrum LLC | PSE&G | Accepted | 2019-09-20 | 2019-09-24 | 2020-09-24 | Q Cells | Q.PEAK-DUO-BLK-G5-315 | Solar Panels |  | 0.315 | 14 | 292 | 32 |  | Fixed | Roof
Solar Registration Program | NJSRRE1542424686 | Hillsborough TWP | 8502 | 5 | 11.66 | Residential | No | Behind the Meter | Solar Spectrum LLC | PSE&G | Accepted | 2019-09-20 | 2019-09-24 | 2020-09-24 | Q Cells | Q.PEAK-DUO-BLK-G5-315 | Solar Panels |  | 0.315 | 4 | 202 | 37 |  | Fixed | Roof
Solar Registration Program | NJSRRE1542424686 | Hillsborough TWP | 8502 | 5 | 11.66 | Residential | No | Behind the Meter | Solar Spectrum LLC | PSE&G | Accepted | 2019-09-20 | 2019-09-24 | 2020-09-24 | Q Cells | Q.PEAK-DUO-BLK-G5-315 | Solar Panels |  | 0.315 | 9 | 202 | 42 |  | Fixed | Roof
Solar Registration Program | NJSRRE1542424686 | Hillsborough TWP | 8502 | 5 | 11.66 | Residential | No | Behind the Meter | Solar Spectrum LLC | PSE&G | Accepted | 2019-09-20 | 2019-09-24 | 2020-09-24 | Q Cells | Q.PEAK-DUO-BLK-G5-315 | Solar Panels |  | 0.315 | 7 | 202 | 37 |  | Fixed | Roof
Solar Registration Program | NJSRRE1542424686 | Hillsborough TWP | 8502 | 5 | 11.66 | Residential | No | Behind the Meter | Solar Spectrum LLC | PSE&G | Accepted | 2019-09-20 | 2019-09-24 | 2020-09-24 | Q Cells | Q.PEAK-DUO-BLK-G5-315 | Solar Panels |  | 0.315 | 3 | 202 | 37 |  | Fixed | Roof
Solar Registration Program | NJSRRE1542424686 | Hillsborough TWP | 8502 | 5 | 11.66 | Residential | No | Behind the Meter | Solar Spectrum LLC | PSE&G | Accepted | 2019-09-20 | 2019-09-24 | 2020-09-24 | SolarEdge Technologies | SE10000H-US | Inverters | 42 |  | 1 |  |  | 0.99 |  | Outdoor | near meter
Solar Registration Program | NJSRRE1542447304 | NORTH BRUNSWICK | 8902 | 11 | 11.66 | Residential | Yes | Behind the Meter | Vivint Solar Developer, LLC | PSE&G | Accepted | 2019-09-27 | 2019-10-01 | 2020-10-01 | Hanwha | Q.PEAK BLK-G5 315 | Solar Panels |  | 0.315 | 24 | 129 | 21 |  | Fixed | Roof
Solar Registration Program | NJSRRE1542447304 | NORTH BRUNSWICK | 8902 | 11 | 11.66 | Residential | Yes | Behind the Meter | Vivint Solar Developer, LLC | PSE&G | Accepted | 2019-09-27 | 2019-10-01 | 2020-10-01 | Hanwha | Q.PEAK BLK-G5 315 | Solar Panels |  | 0.315 | 13 | 309 | 21 |  | Fixed | Roof
Solar Registration Program | NJSRRE1542447304 | NORTH BRUNSWICK | 8902 | 11 | 11.66 | Residential | Yes | Behind the Meter | Vivint Solar Developer, LLC | PSE&G | Accepted | 2019-09-27 | 2019-10-01 | 2020-10-01 | Solar Edge | SE7600H-US000BNC4 | Inverters | 7600 |  | 1 |  |  | 0.992 |  | Outdoor | Near the Utility Meter
Solar Registration Program | NJSRRE1542460905 | Stafford Township | 8092 | 18 | 11.66 | Residential | Yes | Behind the Meter | Suntuity Solar LLC | AC Electric | Accepted | 2019-09-30 | 2019-10-02 | 2020-10-02 | Yingli Green Energy | YL315D-30b | Solar Panels |  | 0.315 | 33 | 234 | 30 |  | Fixed | Roof
Solar Registration Program | NJSRRE1542460905 | Stafford Township | 8092 | 18 | 11.66 | Residential | Yes | Behind the Meter | Suntuity Solar LLC | AC Electric | Accepted | 2019-09-30 | 2019-10-02 | 2020-10-02 | Yingli Green Energy | YL315D-30b | Solar Panels |  | 0.315 | 4 | 54 | 30 |  | Fixed | Roof
Solar Registration Program | NJSRRE1542460905 | Stafford Township | 8092 | 18 | 11.66 | Residential | Yes | Behind the Meter | Suntuity Solar LLC | AC Electric | Accepted | 2019-09-30 | 2019-10-02 | 2020-10-02 | Enphase Energy | IQ7-60-2-US | Inverters | 240 |  | 37 |  |  | 0.97 |  | Outdoor | Behind the PV Modules
Solar Registration Program | NJSRRE1542498609 | GREEN BROOK | 8812 | 11 | 11.66 | Residential | Yes | Behind the Meter | Vivint Solar Developer, LLC | PSE&G | Accepted | 2019-10-03 | 2019-10-04 | 2020-10-04 | Hanwha | Q.PEAK DUO BLK-G5 315w | Solar Panels |  | 0.315 | 6 | 323 | 27 |  | Fixed | Roof
Solar Registration Program | NJSRRE1542498609 | GREEN BROOK | 8812 | 11 | 11.66 | Residential | Yes | Behind the Meter | Vivint Solar Developer, LLC | PSE&G | Accepted | 2019-10-03 | 2019-10-04 | 2020-10-04 | Hanwha | Q.PEAK DUO BLK-G5 315w | Solar Panels |  | 0.315 | 22 | 323 | 36 |  | Fixed | Roof
Solar Registration Program | NJSRRE1542498609 | GREEN BROOK | 8812 | 11 | 11.66 | Residential | Yes | Behind the Meter | Vivint Solar Developer, LLC | PSE&G | Accepted | 2019-10-03 | 2019-10-04 | 2020-10-04 | Hanwha | Q.PEAK DUO BLK-G5 315w | Solar Panels |  | 0.315 | 6 | 143 | 27 |  | Fixed | Roof
Solar Registration Program | NJSRRE1542498609 | GREEN BROOK | 8812 | 11 | 11.66 | Residential | Yes | Behind the Meter | Vivint Solar Developer, LLC | PSE&G | Accepted | 2019-10-03 | 2019-10-04 | 2020-10-04 | Hanwha | Q.PEAK DUO BLK-G5 315w | Solar Panels |  | 0.315 | 3 | 143 | 36 |  | Fixed | Roof
Solar Registration Program | NJSRRE1542498609 | GREEN BROOK | 8812 | 11 | 11.66 | Residential | Yes | Behind the Meter | Vivint Solar Developer, LLC | PSE&G | Accepted | 2019-10-03 | 2019-10-04 | 2020-10-04 | Solar Edge | SE7600H-US000BNC4 | Inverters | 7600 |  | 1 |  |  | 0.992 |  | Outdoor | Near the Utility Meter
Solar Registration Program | NJSRRE1542498609 | GREEN BROOK | 8812 | 11 | 11.66 | Residential | Yes | Behind the Meter | Vivint Solar Developer, LLC | PSE&G | Accepted | 2019-10-03 | 2019-10-04 | 2020-10-04 | Solar Edge | SE3800H-US000BNC4 | Inverters | 3800 |  | 1 |  |  | 0.992 |  | Outdoor | Near the Utility Meter
Solar Registration Program | NJSRRE1542500919 | Glendora | 8029 | 14 | 11.66 | Residential | No | Behind the Meter | Trinity Solar | PSE&G | Accepted | 2019-10-03 | 2019-10-08 | 2020-10-08 | HANWHA | Q.PEAK DUO BLK-G5 315 | Solar Panels |  | 0.315 | 18 | 218 | 23 |  | Fixed | Roof
Solar Registration Program | NJSRRE1542500919 | Glendora | 8029 | 14 | 11.66 | Residential | No | Behind the Meter | Trinity Solar | PSE&G | Accepted | 2019-10-03 | 2019-10-08 | 2020-10-08 | HANWHA | Q.PEAK DUO BLK-G5 315 | Solar Panels |  | 0.315 | 19 | 38 | 23 |  | Fixed | Roof
Solar Registration Program | NJSRRE1542500919 | Glendora | 8029 | 14 | 11.66 | Residential | No | Behind the Meter | Trinity Solar | PSE&G | Accepted | 2019-10-03 | 2019-10-08 | 2020-10-08 | Solar Edge | SE10000H-US000BNC4 | Inverters | 10000 |  | 1 |  |  | 0.97 |  | Outdoor | side of home
Solar Registration Program | NJSRRE1542540285 | Neptune | 7753 | 17 | 11.66 | Residential | No | Behind the Meter | Trinity Solar | JCP&L | Accepted | 2019-10-14 | 2019-10-16 | 2020-10-16 | Hanwha | Q.PEAK DUO BLK-G5 315 | Solar Panels |  | 0.315 | 15 | 294 | 18 |  | Fixed | Roof
Solar Registration Program | NJSRRE1542540285 | Neptune | 7753 | 17 | 11.66 | Residential | No | Behind the Meter | Trinity Solar | JCP&L | Accepted | 2019-10-14 | 2019-10-16 | 2020-10-16 | Hanwha | Q.PEAK DUO BLK-G5 315 | Solar Panels |  | 0.315 | 22 | 114 | 18 |  | Fixed | Roof
Solar Registration Program | NJSRRE1542540285 | Neptune | 7753 | 17 | 11.66 | Residential | No | Behind the Meter | Trinity Solar | JCP&L | Accepted | 2019-10-14 | 2019-10-16 | 2020-10-16 | Solar Edge | SE10000 | Inverters | 10000 |  | 1 |  |  | 0.97 |  | Outside | side of home
Solar Registration Program | NJSRRE1542540442 | Lakewood | 8701 | 18 | 11.66 | Residential | No | Behind the Meter | Skyline Solar LLC | JCP&L | Accepted | 2019-10-14 | 2019-10-16 | 2020-10-16 | Jinko Solar | JKM-315M-60 | Solar Panels |  | 0.315 | 13 | 130 | 41 |  | Fixed | Roof
Solar Registration Program | NJSRRE1542540442 | Lakewood | 8701 | 18 | 11.66 | Residential | No | Behind the Meter | Skyline Solar LLC | JCP&L | Accepted | 2019-10-14 | 2019-10-16 | 2020-10-16 | Jinko SOlar | JKM-315m-60 | Solar Panels |  | 0.315 | 24 | 220 | 41 |  | Fixed | Roof
Solar Registration Program | NJSRRE1542540442 | Lakewood | 8701 | 18 | 11.66 | Residential | No | Behind the Meter | Skyline Solar LLC | JCP&L | Accepted | 2019-10-14 | 2019-10-16 | 2020-10-16 | Solaredge | SE10000H-US RGM | Inverters | 10000 |  | 1 |  |  | 0.99 |  | Outdoor | by meter
Solar Registration Program | NJSRRE1542547081 | N. Wildwood | 8260 | 21 | 11.66 | Residential | Yes | Behind the Meter | Trinity Solar | AC Electric | Accepted | 2019-10-16 | 2019-10-21 | 2020-10-21 | Hanwha 315 | Q.PEAK DUO BLK-G5 315 | Solar Panels |  | 0.315 | 18 | 133 | 18 |  | Fixed | Roof
Solar Registration Program | NJSRRE1542547081 | N. Wildwood | 8260 | 21 | 11.66 | Residential | Yes | Behind the Meter | Trinity Solar | AC Electric | Accepted | 2019-10-16 | 2019-10-21 | 2020-10-21 | Hanwha 315 | Q.PEAK DUO BLK-G5 315 | Solar Panels |  | 0.315 | 19 | 133 | 37 |  | Fixed | Roof
Solar Registration Program | NJSRRE1542547081 | N. Wildwood | 8260 | 21 | 11.66 | Residential | Yes | Behind the Meter | Trinity Solar | AC Electric | Accepted | 2019-10-16 | 2019-10-21 | 2020-10-21 | Solar Edge | SE10000H-US | Inverters | 10000 |  | 1 |  |  | 0.97 |  | Outside | Side of home
Solar Registration Program | NJSRRE1542561953 | Bayville | 8721 | 18 | 11.66 | Residential | Yes | Behind the Meter | Trinity Solar | JCP&L | Accepted | 2019-10-21 | 2019-10-23 | 2020-10-23 | Hanwha | Q.PEAK DUO BLK-G5 315 | Solar Panels |  | 0.315 | 15 | 93 | 18 |  | Fixed | Roof
Solar Registration Program | NJSRRE1542561953 | Bayville | 8721 | 18 | 11.66 | Residential | Yes | Behind the Meter | Trinity Solar | JCP&L | Accepted | 2019-10-21 | 2019-10-23 | 2020-10-23 | Hanhwa | Q.PEAK DUO BLK-G5 315 | Solar Panels |  | 0.315 | 22 | 273 | 18 |  | Fixed | Roof
Solar Registration Program | NJSRRE1542561953 | Bayville | 8721 | 18 | 11.66 | Residential | Yes | Behind the Meter | Trinity Solar | JCP&L | Accepted | 2019-10-21 | 2019-10-23 | 2020-10-23 | Solar Edge | SE10000 | Inverters | 10000 |  | 1 |  |  | 0.97 |  | Outside | side of home
Solar Registration Program | NJSRRE1542568715 | Cream Ridge | 8514 | 17 | 11.66 | Residential | No | Behind the Meter | Green Power Energy | JCP&L | Accepted | 2019-10-21 | 2019-10-23 | 2020-10-23 | Hanwha | Q.PEAK DUO BLK-G5 315 | Solar Panels |  | 0.315 | 37 | 193 | 30 |  | Fixed | Roof
Solar Registration Program | NJSRRE1542568715 | Cream Ridge | 8514 | 17 | 11.66 | Residential | No | Behind the Meter | Green Power Energy | JCP&L | Accepted | 2019-10-21 | 2019-10-23 | 2020-10-23 | SolarEdge | SE10000H-US | Inverters | 10000 |  | 1 |  |  | 0.97 |  | Outside | next to meter
Solar Registration Program | NJSRRE1542578676 | Mickleton | 8056 | 15 | 11.66 | Residential | No | Behind the Meter | Skyline Solar LLC | AC Electric | Accepted | 2019-10-23 | 2019-10-25 | 2020-10-25 | Hanwha Solar | QPeak Duo Blk-G5 315 | Solar Panels |  | 0.315 | 25 | 207 | 33 |  | Fixed | Roof
Solar Registration Program | NJSRRE1542578676 | Mickleton | 8056 | 15 | 11.66 | Residential | No | Behind the Meter | Skyline Solar LLC | AC Electric | Accepted | 2019-10-23 | 2019-10-25 | 2020-10-25 | Hanwha | Q Peak Duo Blk-G5 315 | Solar Panels |  | 0.315 | 12 | 207 | 33 |  | Fixed | Roof
Solar Registration Program | NJSRRE1542578676 | Mickleton | 8056 | 15 | 11.66 | Residential | No | Behind the Meter | Skyline Solar LLC | AC Electric | Accepted | 2019-10-23 | 2019-10-25 | 2020-10-25 | Solaredge | SE7600-US | Inverters | 7600 |  | 1 |  |  | 0.99 |  | Outside | By Meter
Solar Registration Program | NJSRRE1542578819 | MANASQUAN | 8736 | 17 | 11.66 | Residential | Yes | Behind the Meter | Vivint Solar Developer, LLC | JCP&L | Accepted | 2019-10-23 | 2019-10-25 | 2020-10-25 | Hanwha | Q.PEAK BLK-G5 315 | Solar Panels |  | 0.315 | 33 | 23 | 34 |  | Fixed | Roof
Solar Registration Program | NJSRRE1542578819 | MANASQUAN | 8736 | 17 | 11.66 | Residential | Yes | Behind the Meter | Vivint Solar Developer, LLC | JCP&L | Accepted | 2019-10-23 | 2019-10-25 | 2020-10-25 | Hanwha | Q.PEAK BLK-G5 315 | Solar Panels |  | 0.315 | 4 | 293 | 20 |  | Fixed | Roof
Solar Registration Program | NJSRRE1542578819 | MANASQUAN | 8736 | 17 | 11.66 | Residential | Yes | Behind the Meter | Vivint Solar Developer, LLC | JCP&L | Accepted | 2019-10-23 | 2019-10-25 | 2020-10-25 | Solar Edge | SE7600H-US | Inverters | 7600 |  | 1 |  |  | 0.992 |  | Outdoor | Near the Utility Meter
Solar Registration Program | NJSRRE1542579396 | Paulsboro | 8066 | 15 | 11.66 | Residential | Yes | Behind the Meter | Pro Custom Solar dba Momentum Solar | AC Electric | Accepted | 2019-10-23 | 2019-10-25 | 2020-10-25 | Hanwha | Q.Peak DUO BLK-G5 315 | Solar Panels |  | 0.315 | 9 | 186 | 44 |  | Fixed | Roof
Solar Registration Program | NJSRRE1542579396 | Paulsboro | 8066 | 15 | 11.66 | Residential | Yes | Behind the Meter | Pro Custom Solar dba Momentum Solar | AC Electric | Accepted | 2019-10-23 | 2019-10-25 | 2020-10-25 | Hanwha | Q.Peak DUO BLK-G5 315 | Solar Panels |  | 0.315 | 10 | 276 | 44 |  | Fixed | Roof
Solar Registration Program | NJSRRE1542579396 | Paulsboro | 8066 | 15 | 11.66 | Residential | Yes | Behind the Meter | Pro Custom Solar dba Momentum Solar | AC Electric | Accepted | 2019-10-23 | 2019-10-25 | 2020-10-25 | Hanwha | Q.Peak DUO BLK-G5 315 | Solar Panels |  | 0.315 | 11 | 276 | 15 |  | Fixed | Roof
Solar Registration Program | NJSRRE1542579396 | Paulsboro | 8066 | 15 | 11.66 | Residential | Yes | Behind the Meter | Pro Custom Solar dba Momentum Solar | AC Electric | Accepted | 2019-10-23 | 2019-10-25 | 2020-10-25 | Hanwha | Q.Peak DUO BLK-G5 315 | Solar Panels |  | 0.315 | 7 | 6 | 44 |  | Fixed | Roof
Solar Registration Program | NJSRRE1542579396 | Paulsboro | 8066 | 15 | 11.66 | Residential | Yes | Behind the Meter | Pro Custom Solar dba Momentum Solar | AC Electric | Accepted | 2019-10-23 | 2019-10-25 | 2020-10-25 | Enphase Energy | IQ6-60-2-US | Inverters | 240 |  | 37 |  |  | 0.97 |  | Outdoor | Roof
Solar Registration Program | NJSRRE1542582598 | Mansfield | 8022 | 13 | 11.66 | Residential | Yes | Behind the Meter | MOMENTUM CAPITAL NJ I LLC | PSE&G | Accepted | 2019-10-24 | 2019-10-28 | 2020-10-28 | HANWHA | Q.PEAK DUO BLK-G5 315 | Solar Panels |  | 0.315 | 8 | 198 | 43 |  | Fixed | Roof
Solar Registration Program | NJSRRE1542582598 | Mansfield | 8022 | 13 | 11.66 | Residential | Yes | Behind the Meter | MOMENTUM CAPITAL NJ I LLC | PSE&G | Accepted | 2019-10-24 | 2019-10-28 | 2020-10-28 | HANWHA | Q.PEAK DUO BLK-G5 315 | Solar Panels |  | 0.315 | 29 | 288 | 35 |  | Fixed | Roof
Solar Registration Program | NJSRRE1542582598 | Mansfield | 8022 | 13 | 11.66 | Residential | Yes | Behind the Meter | MOMENTUM CAPITAL NJ I LLC | PSE&G | Accepted | 2019-10-24 | 2019-10-28 | 2020-10-28 | Enphase Energy | IQ7-60-2-US | Inverters | 250 |  | 37 |  |  | 0.97 |  | Outdoor | Roof
Solar Registration Program | NJSRRE1542619980 | Bayonne | 7002 | 8 | 11.66 | Residential | Yes | Behind the Meter | Pro Custom Solar dba Momentum Solar | PSE&G | Accepted | 2019-10-25 | 2019-10-29 | 2020-10-29 | Hanwha | Q.Peak DUO BLK-G5 315 | Solar Panels |  | 0.315 | 25 | 123 | 15 |  | Fixed | Roof
Solar Registration Program | NJSRRE1542619980 | Bayonne | 7002 | 8 | 11.66 | Residential | Yes | Behind the Meter | Pro Custom Solar dba Momentum Solar | PSE&G | Accepted | 2019-10-25 | 2019-10-29 | 2020-10-29 | Hanwha | Q.Peak DUO BLK-G5 315 | Solar Panels |  | 0.315 | 12 | 303 | 9 |  | Fixed | Roof
Solar Registration Program | NJSRRE1542619980 | Bayonne | 7002 | 8 | 11.66 | Residential | Yes | Behind the Meter | Pro Custom Solar dba Momentum Solar | PSE&G | Accepted | 2019-10-25 | 2019-10-29 | 2020-10-29 | Enphase Energy | IQ6-60-2-US | Inverters | 240 |  | 37 |  |  | 0.97 |  | Outdoor | Roof
Solar Registration Program | NJSRRE1542684834 | Elizabeth | 7206 | 10 | 11.66 | Residential | Yes | Behind the Meter | Trinity Solar | PSE&G | Accepted | 2019-10-28 | 2019-10-30 | 2020-10-30 | HANWHA | Q.PEAK DUO BLK-G5 315 | Solar Panels |  | 0.315 | 30 | 145 | 23 |  | Fixed | Roof
Solar Registration Program | NJSRRE1542684834 | Elizabeth | 7206 | 10 | 11.66 | Residential | Yes | Behind the Meter | Trinity Solar | PSE&G | Accepted | 2019-10-28 | 2019-10-30 | 2020-10-30 | HANWHA | Q.PEAK DUO BLK-G5 315 | Solar Panels |  | 0.315 | 7 | 325 | 23 |  | Fixed | Roof
Solar Registration Program | NJSRRE1542684834 | Elizabeth | 7206 | 10 | 11.66 | Residential | Yes | Behind the Meter | Trinity Solar | PSE&G | Accepted | 2019-10-28 | 2019-10-30 | 2020-10-30 | Solar Edge | SE10000H-US000BNC4 | Inverters | 10000 |  | 1 |  |  | 0.97 |  | Outdoor | side of home
Solar Registration Program | NJSRRE1542685233 | Wildwood | 8260 | 21 | 11.66 | Residential | Yes | Behind the Meter | Trinity Solar | AC Electric | Accepted | 2019-10-28 | 2019-10-30 | 2020-10-30 | Hanwha 315 | Q.PEAK DUO BLK-G5 315 | Solar Panels |  | 0.315 | 19 | 137 | 18 |  | Fixed | Roof
Solar Registration Program | NJSRRE1542685233 | Wildwood | 8260 | 21 | 11.66 | Residential | Yes | Behind the Meter | Trinity Solar | AC Electric | Accepted | 2019-10-28 | 2019-10-30 | 2020-10-30 | Hanwha 315 | Q.PEAK DUO BLK-G5 315 | Solar Panels |  | 0.315 | 18 | 227 | 18 |  | Fixed | Roof
Solar Registration Program | NJSRRE1542685233 | Wildwood | 8260 | 21 | 11.66 | Residential | Yes | Behind the Meter | Trinity Solar | AC Electric | Accepted | 2019-10-28 | 2019-10-30 | 2020-10-30 | Solar Edge | SE10000H-US | Inverters | 10000 |  | 1 |  |  | 0.97 |  | Outside | side of home
Solar Registration Program | NJSRRE1542782711 | Farmingdale | 7727 | 17 | 11.66 | Residential | Yes | Behind the Meter | Vivint Solar Developer, LLC | JCP&L | Accepted | 2019-10-30 | 2019-11-01 | 2020-11-01 | HANWHA SOLAR | Q.PEAK BLK-G5 315 | Solar Panels |  | 0.315 | 21 | 265 | 18 |  | Fixed | Roof
Solar Registration Program | NJSRRE1542782711 | Farmingdale | 7727 | 17 | 11.66 | Residential | Yes | Behind the Meter | Vivint Solar Developer, LLC | JCP&L | Accepted | 2019-10-30 | 2019-11-01 | 2020-11-01 | HANWHA SOLAR | Q.PEAK BLK-G5 315 | Solar Panels |  | 0.315 | 16 | 85 | 18 |  | Fixed | Roof
Solar Registration Program | NJSRRE1542782711 | Farmingdale | 7727 | 17 | 11.66 | Residential | Yes | Behind the Meter | Vivint Solar Developer, LLC | JCP&L | Accepted | 2019-10-30 | 2019-11-01 | 2020-11-01 | SOLAREDGE | SE7600H-US000BNC4 | Inverters | 7600 |  | 1 |  |  | 0.992 |  | Outdoor | Near the Utility Meter
Solar Registration Program | NJSRRE1542839798 | TOMS RIVER | 8753 | 18 | 11.66 | Residential | Yes | Behind the Meter | Vivint Solar Developer, LLC | JCP&L | Accepted | 2019-10-31 | 2019-11-04 | 2020-11-04 | Hanwha | Q.PEAK BLK-G5 315 | Solar Panels |  | 0.315 | 12 | 216 | 29 |  | Fixed | Roof
Solar Registration Program | NJSRRE1542839798 | TOMS RIVER | 8753 | 18 | 11.66 | Residential | Yes | Behind the Meter | Vivint Solar Developer, LLC | JCP&L | Accepted | 2019-10-31 | 2019-11-04 | 2020-11-04 | Hanwha | Q.PEAK BLK-G5 315 | Solar Panels |  | 0.315 | 10 | 36 | 29 |  | Fixed | Roof
Solar Registration Program | NJSRRE1542839798 | TOMS RIVER | 8753 | 18 | 11.66 | Residential | Yes | Behind the Meter | Vivint Solar Developer, LLC | JCP&L | Accepted | 2019-10-31 | 2019-11-04 | 2020-11-04 | Hanwha | Q.PEAK BLK-G5 315 | Solar Panels |  | 0.315 | 8 | 126 | 29 |  | Fixed | Roof
Solar Registration Program | NJSRRE1542839798 | TOMS RIVER | 8753 | 18 | 11.66 | Residential | Yes | Behind the Meter | Vivint Solar Developer, LLC | JCP&L | Accepted | 2019-10-31 | 2019-11-04 | 2020-11-04 | Hanwha | Q.PEAK BLK-G5 315 | Solar Panels |  | 0.315 | 7 | 126 | 29 |  | Fixed | Roof
Solar Registration Program | NJSRRE1542839798 | TOMS RIVER | 8753 | 18 | 11.66 | Residential | Yes | Behind the Meter | Vivint Solar Developer, LLC | JCP&L | Accepted | 2019-10-31 | 2019-11-04 | 2020-11-04 | Solar Edge | SE7600H-US000BNC4 | Inverters | 7600 |  | 1 |  |  | 0.992 |  | Outdoor | Near the Utility Meter
Solar Registration Program | NJSRRE1542907538 | East Orange | 7018 | 9 | 11.66 | Residential | No | Behind the Meter | Trinity Solar | PSE&G | Accepted | 2019-11-04 | 2019-11-05 | 2020-11-05 | Hanwha | Q.PEAK DUO BLK-G5 315 | Solar Panels |  | 0.315 | 3 | 196 | 45 |  | Fixed | Roof
Solar Registration Program | NJSRRE1542907538 | East Orange | 7018 | 9 | 11.66 | Residential | No | Behind the Meter | Trinity Solar | PSE&G | Accepted | 2019-11-04 | 2019-11-05 | 2020-11-05 | Hanwha | Q.PEAK DUO BLK-G5 315 | Solar Panels |  | 0.315 | 31 | 106 | 45 |  | Fixed | Roof
Solar Registration Program | NJSRRE1542907538 | East Orange | 7018 | 9 | 11.66 | Residential | No | Behind the Meter | Trinity Solar | PSE&G | Accepted | 2019-11-04 | 2019-11-05 | 2020-11-05 | Hanwha | Q.PEAK DUO BLK-G5 315 | Solar Panels |  | 0.315 | 3 | 196 | 18 |  | Fixed | Roof
Solar Registration Program | NJSRRE1542907538 | East Orange | 7018 | 9 | 11.66 | Residential | No | Behind the Meter | Trinity Solar | PSE&G | Accepted | 2019-11-04 | 2019-11-05 | 2020-11-05 | Solar Edge | SE10000 | Inverters | 10000 |  | 1 |  |  | 0.97 |  | Outside | side of home
Solar Registration Program | NJSRRE1543041033 | Toms River | 8753 | 18 | 11.66 | Residential | Yes | Behind the Meter | Vivint Solar Developer, LLC | JCP&L | Accepted | 2019-11-07 | 2019-11-08 | 2020-11-08 | Hanwha | Q.PEAK BLK-G5 315 | Solar Panels |  | 0.315 | 19 | 280 | 24 |  | Fixed | Roof
Solar Registration Program | NJSRRE1543041033 | Toms River | 8753 | 18 | 11.66 | Residential | Yes | Behind the Meter | Vivint Solar Developer, LLC | JCP&L | Accepted | 2019-11-07 | 2019-11-08 | 2020-11-08 | Hanwha | Q.PEAK BLK-G5 315 | Solar Panels |  | 0.315 | 18 | 100 | 24 |  | Fixed | Roof
Solar Registration Program | NJSRRE1543041033 | Toms River | 8753 | 18 | 11.66 | Residential | Yes | Behind the Meter | Vivint Solar Developer, LLC | JCP&L | Accepted | 2019-11-07 | 2019-11-08 | 2020-11-08 | Solar Edge | SE7600H-US000BNC4 | Inverters | 7600 |  | 1 |  |  | 0.992 |  | Outdoor | Near the utility meter
Solar Registration Program | NJSRRE1543041559 | Pennsauken | 8110 | 14 | 11.66 | Residential | Yes | Behind the Meter | Vivint Solar Developer, LLC | PSE&G | Accepted | 2019-11-06 | 2019-11-11 | 2020-11-11 | HANWHA SOLAR | Q.PEAK BLK-G5 315 | Solar Panels |  | 0.315 | 18 | 218 | 23 |  | Fixed | Roof
Solar Registration Program | NJSRRE1543041559 | Pennsauken | 8110 | 14 | 11.66 | Residential | Yes | Behind the Meter | Vivint Solar Developer, LLC | PSE&G | Accepted | 2019-11-06 | 2019-11-11 | 2020-11-11 | HANWHA SOLAR | Q.PEAK BLK-G5 315 | Solar Panels |  | 0.315 | 19 | 218 | 23 |  | Fixed | Roof
Solar Registration Program | NJSRRE1543041559 | Pennsauken | 8110 | 14 | 11.66 | Residential | Yes | Behind the Meter | Vivint Solar Developer, LLC | PSE&G | Accepted | 2019-11-06 | 2019-11-11 | 2020-11-11 | SOLAREDGE | SE7600H-US000BNC4 | Inverters | 7600 |  | 1 |  |  | 0.992 |  | Outdoor | Near The Utility Meter
Solar Registration Program | NJSRRE1543046506 | Westampton | 8060 | 13 | 11.66 | Residential | No | Behind the Meter | Trinity Solar | PSE&G | Accepted | 2019-11-07 | 2019-11-12 | 2020-11-12 | Hanwha | Q.PEAK DUO BLK-G5 315 | Solar Panels |  | 0.315 | 10 | 192 | 40 |  | Fixed | Roof
Solar Registration Program | NJSRRE1543046506 | Westampton | 8060 | 13 | 11.66 | Residential | No | Behind the Meter | Trinity Solar | PSE&G | Accepted | 2019-11-07 | 2019-11-12 | 2020-11-12 | Hanwha | Q.PEAK DUO BLK-G5 315 | Solar Panels |  | 0.315 | 19 | 102 | 34 |  | Fixed | Roof
Solar Registration Program | NJSRRE1543046506 | Westampton | 8060 | 13 | 11.66 | Residential | No | Behind the Meter | Trinity Solar | PSE&G | Accepted | 2019-11-07 | 2019-11-12 | 2020-11-12 | Hanwha | Q.PEAK DUO BLK-G5 315 | Solar Panels |  | 0.315 | 8 | 102 | 34 |  | Fixed | Roof
Solar Registration Program | NJSRRE1543046506 | Westampton | 8060 | 13 | 11.66 | Residential | No | Behind the Meter | Trinity Solar | PSE&G | Accepted | 2019-11-07 | 2019-11-12 | 2020-11-12 | Solar Edge | SE10000 | Inverters | 10000 |  | 1 |  |  | 0.97 |  | Outside | side of home
Solar Registration Program | NJSRRE1543058025 | WILLIAMSTOWN | 8094 | 15 | 11.66 | Residential | No | Behind the Meter | Vivint Solar Developer, LLC | AC Electric | Accepted | 2019-11-08 | 2019-11-12 | 2020-11-12 | Hanwha | Q.PEAK BLK-G5 315 | Solar Panels |  | 0.315 | 17 | 303 | 30 |  | Fixed | Roof
Solar Registration Program | NJSRRE1543058025 | WILLIAMSTOWN | 8094 | 15 | 11.66 | Residential | No | Behind the Meter | Vivint Solar Developer, LLC | AC Electric | Accepted | 2019-11-08 | 2019-11-12 | 2020-11-12 | Hanwha | Q.PEAK BLK-G5 315 | Solar Panels |  | 0.315 | 5 | 123 | 30 |  | Fixed | Roof
Solar Registration Program | NJSRRE1543058025 | WILLIAMSTOWN | 8094 | 15 | 11.66 | Residential | No | Behind the Meter | Vivint Solar Developer, LLC | AC Electric | Accepted | 2019-11-08 | 2019-11-12 | 2020-11-12 | Hanwha | Q.PEAK BLK-G5 315 | Solar Panels |  | 0.315 | 10 | 213 | 43 |  | Fixed | Roof
Solar Registration Program | NJSRRE1543058025 | WILLIAMSTOWN | 8094 | 15 | 11.66 | Residential | No | Behind the Meter | Vivint Solar Developer, LLC | AC Electric | Accepted | 2019-11-08 | 2019-11-12 | 2020-11-12 | Hanwha | Q.PEAK BLK-G5 315 | Solar Panels |  | 0.315 | 5 | 123 | 30 |  | Fixed | Roof
Solar Registration Program | NJSRRE1543058025 | WILLIAMSTOWN | 8094 | 15 | 11.66 | Residential | No | Behind the Meter | Vivint Solar Developer, LLC | AC Electric | Accepted | 2019-11-08 | 2019-11-12 | 2020-11-12 | Solar Edge | SE7600H-US000BNC4 | Inverters | 7600 |  | 1 |  |  | 0.992 |  | Outdoor | Near the utility meter
Solar Registration Program | NJSRRE1543151878 | MANAHAWKIN | 8050 | 18 | 11.66 | Residential | Yes | Behind the Meter | Vivint Solar Developer, LLC | AC Electric | Accepted | 2019-11-13 | 2019-11-15 | 2020-11-15 | Hanwha | Q.PEAK BLK-G5 315 | Solar Panels |  | 0.315 | 8 | 156 | 29 |  | Fixed | Roof
Solar Registration Program | NJSRRE1543151878 | MANAHAWKIN | 8050 | 18 | 11.66 | Residential | Yes | Behind the Meter | Vivint Solar Developer, LLC | AC Electric | Accepted | 2019-11-13 | 2019-11-15 | 2020-11-15 | Hanwha | Q.PEAK BLK-G5 315 | Solar Panels |  | 0.315 | 23 | 246 | 31 |  | Fixed | Roof
Solar Registration Program | NJSRRE1543151878 | MANAHAWKIN | 8050 | 18 | 11.66 | Residential | Yes | Behind the Meter | Vivint Solar Developer, LLC | AC Electric | Accepted | 2019-11-13 | 2019-11-15 | 2020-11-15 | Hanwha | Q.PEAK BLK-G5 315 | Solar Panels |  | 0.315 | 6 | 66 | 31 |  | Fixed | Roof
Solar Registration Program | NJSRRE1543151878 | MANAHAWKIN | 8050 | 18 | 11.66 | Residential | Yes | Behind the Meter | Vivint Solar Developer, LLC | AC Electric | Accepted | 2019-11-13 | 2019-11-15 | 2020-11-15 | Solar Edge | SE7600H-US000BNC4 | Inverters | 7600 |  | 1 |  |  | 0.992 |  | Outdoor | Near the utility meter
Solar Registration Program | NJSRRE1543151882 | MONROE | 8831 | 11 | 11.66 | Residential | Yes | Behind the Meter | Vivint Solar Developer, LLC | JCP&L | Accepted | 2019-11-13 | 2019-11-15 | 2020-11-15 | Hanwha Solar | Q.PEAK BLK-G5 315 | Solar Panels |  | 0.315 | 15 | 30 | 23 |  | Fixed | Roof
Solar Registration Program | NJSRRE1543151882 | MONROE | 8831 | 11 | 11.66 | Residential | Yes | Behind the Meter | Vivint Solar Developer, LLC | JCP&L | Accepted | 2019-11-13 | 2019-11-15 | 2020-11-15 | Hanwha Solar | Q.PEAK BLK-G5 315 | Solar Panels |  | 0.315 | 4 | 300 | 23 |  | Fixed | Roof
Solar Registration Program | NJSRRE1543151882 | MONROE | 8831 | 11 | 11.66 | Residential | Yes | Behind the Meter | Vivint Solar Developer, LLC | JCP&L | Accepted | 2019-11-13 | 2019-11-15 | 2020-11-15 | Hanwha Solar | Q.PEAK BLK-G5 315 | Solar Panels |  | 0.315 | 18 | 210 | 23 |  | Fixed | Roof
Solar Registration Program | NJSRRE1543151882 | MONROE | 8831 | 11 | 11.66 | Residential | Yes | Behind the Meter | Vivint Solar Developer, LLC | JCP&L | Accepted | 2019-11-13 | 2019-11-15 | 2020-11-15 | Solar edge | SE7600H-US000BNC4 | Inverters | 7600 |  | 1 |  |  | 0.992 |  | Outdoor | Near The Utility Meter
Solar Registration Program | NJSRRE1543254566 | Forked River | 8731 | 18 | 11.66 | Residential | Yes | Behind the Meter | Vivint Solar Developer, LLC | JCP&L | Accepted | 2019-11-14 | 2019-11-19 | 2020-11-19 | HANWHA SOLAR | Q.PEAK BLK-G5 315 | Solar Panels |  | 0.315 | 25 | 53 | 27 |  | Fixed | Roof
Solar Registration Program | NJSRRE1543254566 | Forked River | 8731 | 18 | 11.66 | Residential | Yes | Behind the Meter | Vivint Solar Developer, LLC | JCP&L | Accepted | 2019-11-14 | 2019-11-19 | 2020-11-19 | HANWHA SOLAR | Q.PEAK BLK-G5 315 | Solar Panels |  | 0.315 | 12 | 233 | 27 |  | Fixed | Roof
Solar Registration Program | NJSRRE1543254566 | Forked River | 8731 | 18 | 11.66 | Residential | Yes | Behind the Meter | Vivint Solar Developer, LLC | JCP&L | Accepted | 2019-11-14 | 2019-11-19 | 2020-11-19 | SOLAREDGE | SE7600H-US000BNC4 | Inverters | 7600 |  | 1 |  |  | 0.992 |  | Outdoor | Near the Utility Meter
Solar Registration Program | NJSRRE1543353826 | Delran | 8075 | 13 | 11.66 | Residential | Yes | Behind the Meter | Trinity Solar | PSE&G | Accepted | 2019-11-15 | 2019-11-19 | 2020-11-19 | Hanwha | Q.PEAK DUO BLK-G5 315 | Solar Panels |  | 0.315 | 16 | 218 | 35 |  | Fixed | Roof
Solar Registration Program | NJSRRE1543353826 | Delran | 8075 | 13 | 11.66 | Residential | Yes | Behind the Meter | Trinity Solar | PSE&G | Accepted | 2019-11-15 | 2019-11-19 | 2020-11-19 | Hanwha | Q.PEAK DUO BLK-G5 315 | Solar Panels |  | 0.315 | 8 | 38 | 37 |  | Fixed | Roof
Solar Registration Program | NJSRRE1543353826 | Delran | 8075 | 13 | 11.66 | Residential | Yes | Behind the Meter | Trinity Solar | PSE&G | Accepted | 2019-11-15 | 2019-11-19 | 2020-11-19 | Hanwha | Q.PEAK DUO BLK-G5 315 | Solar Panels |  | 0.315 | 6 | 128 | 30 |  | Fixed | Roof
Solar Registration Program | NJSRRE1543353826 | Delran | 8075 | 13 | 11.66 | Residential | Yes | Behind the Meter | Trinity Solar | PSE&G | Accepted | 2019-11-15 | 2019-11-19 | 2020-11-19 | Hanwha | Q.PEAK DUO BLK-G5 315 | Solar Panels |  | 0.315 | 2 | 128 | 36 |  | Fixed | Roof
Solar Registration Program | NJSRRE1543353826 | Delran | 8075 | 13 | 11.66 | Residential | Yes | Behind the Meter | Trinity Solar | PSE&G | Accepted | 2019-11-15 | 2019-11-19 | 2020-11-19 | Hanwha | Q.PEAK DUO BLK-G5 315 | Solar Panels |  | 0.315 | 3 | 218 | 18 |  | Fixed | Roof
Solar Registration Program | NJSRRE1543353826 | Delran | 8075 | 13 | 11.66 | Residential | Yes | Behind the Meter | Trinity Solar | PSE&G | Accepted | 2019-11-15 | 2019-11-19 | 2020-11-19 | Hanwha | Q.PEAK DUO BLK-G5 315 | Solar Panels |  | 0.315 | 2 | 38 | 18 |  | Fixed | Roof
Solar Registration Program | NJSRRE1543353826 | Delran | 8075 | 13 | 11.66 | Residential | Yes | Behind the Meter | Trinity Solar | PSE&G | Accepted | 2019-11-15 | 2019-11-19 | 2020-11-19 | Solar Edge | SE10000 | Inverters | 10000 |  | 1 |  |  | 0.97 |  | Outside | side of home
Solar Registration Program | NJSRRE1543417191 | Point Pleasant | 8742 | 18 | 11.66 | Residential | No | Behind the Meter | Suntuity Solar LLC | JCP&L | Accepted | 2019-11-18 | 2019-11-20 | 2020-11-20 | Yingli Green Energy | YL315D-30b | Solar Panels |  | 0.315 | 32 | 101 | 33 |  | Fixed | Roof
Solar Registration Program | NJSRRE1543417191 | Point Pleasant | 8742 | 18 | 11.66 | Residential | No | Behind the Meter | Suntuity Solar LLC | JCP&L | Accepted | 2019-11-18 | 2019-11-20 | 2020-11-20 | Yingli Green Energy | YL315D-30b | Solar Panels |  | 0.315 | 5 | 193 | 23 |  | Fixed | Roof
Solar Registration Program | NJSRRE1543417191 | Point Pleasant | 8742 | 18 | 11.66 | Residential | No | Behind the Meter | Suntuity Solar LLC | JCP&L | Accepted | 2019-11-18 | 2019-11-20 | 2020-11-20 | Enphase Energy | IQ7-60-2-US | Inverters | 240 |  | 37 |  |  | 0.97 |  | Outdoor | Behind the PV Modules
Solar Registration Program | NJSRRE1543446591 | Trenton | 8690 | 12 | 11.66 | Residential | Yes | Behind the Meter | Trinity Solar | PSE&G | Accepted | 2019-11-26 | 2019-12-02 | 2020-12-02 | Hanwha | Q.PEAK DUO BLK-G5 315 | Solar Panels |  | 0.315 | 31 | 136 | 30 |  | Fixed | Roof
Solar Registration Program | NJSRRE1543446591 | Trenton | 8690 | 12 | 11.66 | Residential | Yes | Behind the Meter | Trinity Solar | PSE&G | Accepted | 2019-11-26 | 2019-12-02 | 2020-12-02 | Hanwha | Q.PEAK DUO BLK-G5 315 | Solar Panels |  | 0.315 | 6 | 316 | 3 |  | Fixed | Roof
Solar Registration Program | NJSRRE1543446591 | Trenton | 8690 | 12 | 11.66 | Residential | Yes | Behind the Meter | Trinity Solar | PSE&G | Accepted | 2019-11-26 | 2019-12-02 | 2020-12-02 | Solar Edge | SE10000 | Inverters | 10000 |  | 1 |  |  | 0.97 |  | Outside | side of home
Solar Registration Program | NJSRRE1543447345 | National Park | 8063 | 15 | 11.66 | Residential | No | Behind the Meter | Trinity Solar | PSE&G | Accepted | 2019-11-26 | 2019-12-02 | 2020-12-02 | Hanwha | Q.PEAK DUO BLK-G5 315 | Solar Panels |  | 0.315 | 37 | 193 | 27 |  | Fixed | Roof
Solar Registration Program | NJSRRE1543447345 | National Park | 8063 | 15 | 11.66 | Residential | No | Behind the Meter | Trinity Solar | PSE&G | Accepted | 2019-11-26 | 2019-12-02 | 2020-12-02 | Solar Edge | SE10000 | Inverters | 10000 |  | 1 |  |  | 0.97 |  | Outside | side of home
Solar Registration Program | NJSRRE1543451467 | Cinnaminson | 8077 | 13 | 11.66 | Residential | No | Behind the Meter | Trinity Solar | PSE&G | Accepted | 2019-11-27 | 2019-12-03 | 2020-12-03 | YINGLI | YL315D-30b | Solar Panels |  | 0.315 | 19 | 217 | 27 |  | Fixed | Roof
Solar Registration Program | NJSRRE1543451467 | Cinnaminson | 8077 | 13 | 11.66 | Residential | No | Behind the Meter | Trinity Solar | PSE&G | Accepted | 2019-11-27 | 2019-12-03 | 2020-12-03 | YINGLI | YL315D-30b | Solar Panels |  | 0.315 | 7 | 217 | 27 |  | Fixed | Roof
Solar Registration Program | NJSRRE1543451467 | Cinnaminson | 8077 | 13 | 11.66 | Residential | No | Behind the Meter | Trinity Solar | PSE&G | Accepted | 2019-11-27 | 2019-12-03 | 2020-12-03 | YINGLI | YL315D-30b | Solar Panels |  | 0.315 | 6 | 127 | 23 |  | Fixed | Roof
Solar Registration Program | NJSRRE1543451467 | Cinnaminson | 8077 | 13 | 11.66 | Residential | No | Behind the Meter | Trinity Solar | PSE&G | Accepted | 2019-11-27 | 2019-12-03 | 2020-12-03 | YINGLI | YL315D-30b | Solar Panels |  | 0.315 | 5 | 307 | 23 |  | Fixed | Roof
Solar Registration Program | NJSRRE1543451467 | Cinnaminson | 8077 | 13 | 11.66 | Residential | No | Behind the Meter | Trinity Solar | PSE&G | Accepted | 2019-11-27 | 2019-12-03 | 2020-12-03 | SOLAR EDGE | SE10000H-US | Inverters | 10000 |  | 1 |  |  | 0.97 |  | Outside | SIDE OF HOME
Solar Registration Program | NJSRRE1543456385 | Toms River | 8757 | 18 | 11.66 | Residential | Yes | Behind the Meter | Suntuity Solar LLC | JCP&L | Accepted | 2019-11-28 | 2019-12-04 | 2020-12-04 | Yingli Green Energy | YL315D-30b | Solar Panels |  | 0.315 | 20 | 187 | 23 |  | Fixed | Roof
Solar Registration Program | NJSRRE1543456385 | Toms River | 8757 | 18 | 11.66 | Residential | Yes | Behind the Meter | Suntuity Solar LLC | JCP&L | Accepted | 2019-11-28 | 2019-12-04 | 2020-12-04 | Yingli Green Energy | YL315D-30b | Solar Panels |  | 0.315 | 8 | 97 | 23 |  | Fixed | Roof
Solar Registration Program | NJSRRE1543456385 | Toms River | 8757 | 18 | 11.66 | Residential | Yes | Behind the Meter | Suntuity Solar LLC | JCP&L | Accepted | 2019-11-28 | 2019-12-04 | 2020-12-04 | Yingli Green Energy | YL315D-30b | Solar Panels |  | 0.315 | 9 | 277 | 23 |  | Fixed | Roof
Solar Registration Program | NJSRRE1543456385 | Toms River | 8757 | 18 | 11.66 | Residential | Yes | Behind the Meter | Suntuity Solar LLC | JCP&L | Accepted | 2019-11-28 | 2019-12-04 | 2020-12-04 | Enphase Energy | IQ7-60-2-US | Inverters | 240 |  | 37 |  |  | 0.97 |  | Outdoor | Behind the PV Modules
Solar Registration Program | NJSRRE1543463100 | Freehold | 7728 | 17 | 11.66 | Residential | No | Behind the Meter | New Jersey Clean Energy Solutions | JCP&L | Accepted | 2019-12-02 | 2019-12-04 | 2020-12-04 | Trina | TSM-DD05A.08(II) | Solar Panels |  | 0.315 | 29 | 175 | 19 |  | Fixed | Roof | House
Solar Registration Program | NJSRRE1543463100 | Freehold | 7728 | 17 | 11.66 | Residential | No | Behind the Meter | New Jersey Clean Energy Solutions | JCP&L | Accepted | 2019-12-02 | 2019-12-04 | 2020-12-04 | Trina | TSM-DD05A.08(II) | Solar Panels |  | 0.315 | 8 | 175 | 10 |  | Fixed | Roof | House
Solar Registration Program | NJSRRE1543463100 | Freehold | 7728 | 17 | 11.66 | Residential | No | Behind the Meter | New Jersey Clean Energy Solutions | JCP&L | Accepted | 2019-12-02 | 2019-12-04 | 2020-12-04 | Enphase | IQ7 | Inverters | 240 |  | 37 |  |  | 0.97 |  | Outdoor | under panel
Solar Registration Program | NJSRRE1543497451 | Medford | 8055 | 13 | 11.66 | Residential | Yes | Behind the Meter | Pro Custom Solar dba Momentum Solar | PSE&G | Accepted | 2019-12-06 | 2019-12-10 | 2020-12-10 | HANWHA | Q.PEAK DUO BLK-G5 315 | Solar Panels |  | 0.315 | 16 | 92 | 12 |  | Fixed | Roof
Solar Registration Program | NJSRRE1543497451 | Medford | 8055 | 13 | 11.66 | Residential | Yes | Behind the Meter | Pro Custom Solar dba Momentum Solar | PSE&G | Accepted | 2019-12-06 | 2019-12-10 | 2020-12-10 | HANWHA | Q.PEAK DUO BLK-G5 315 | Solar Panels |  | 0.315 | 21 | 272 | 39 |  | Fixed | Roof
Solar Registration Program | NJSRRE1543497451 | Medford | 8055 | 13 | 11.66 | Residential | Yes | Behind the Meter | Pro Custom Solar dba Momentum Solar | PSE&G | Accepted | 2019-12-06 | 2019-12-10 | 2020-12-10 | Enphase Energy | IQ6-60-2-US | Inverters | 240 |  | 37 |  |  | 0.97 |  | Outdoor | Roof
Solar Registration Program | NJSRRE1543501641 | Manahawkin | 8050 | 18 | 11.66 | Residential | Yes | Behind the Meter | Vivint Solar Developer, LLC | AC Electric | Accepted | 2019-12-09 | 2019-12-11 | 2020-12-11 | HANWHA SOLAR | Q.PEAK BLK-G5 315 | Solar Panels |  | 0.315 | 37 | 92 | 29 |  | Fixed | Roof
Solar Registration Program | NJSRRE1543501641 | Manahawkin | 8050 | 18 | 11.66 | Residential | Yes | Behind the Meter | Vivint Solar Developer, LLC | AC Electric | Accepted | 2019-12-09 | 2019-12-11 | 2020-12-11 | SOLAREDGE | SE7600H-US | Inverters | 7600 |  | 1 |  |  | 0.992 |  | Outdoor | Near the Utility Meter
Solar Registration Program | NJSRRE1543506261 | West Milford | 7480 | 6 | 11.66 | Residential | Yes | Behind the Meter | Pro Custom Solar dba Momentum Solar | Orange Rockland Electric | Accepted | 2019-12-10 | 2019-12-13 | 2020-12-13 | HANWHA | Q.PEAK DUO BLK-G5 315 | Solar Panels |  | 0.315 | 10 | 139 | 19 |  | Fixed | Roof
Solar Registration Program | NJSRRE1543506261 | West Milford | 7480 | 6 | 11.66 | Residential | Yes | Behind the Meter | Pro Custom Solar dba Momentum Solar | Orange Rockland Electric | Accepted | 2019-12-10 | 2019-12-13 | 2020-12-13 | HANWHA | Q.PEAK DUO BLK-G5 315 | Solar Panels |  | 0.315 | 23 | 229 | 19 |  | Fixed | Roof
Solar Registration Program | NJSRRE1543506261 | West Milford | 7480 | 6 | 11.66 | Residential | Yes | Behind the Meter | Pro Custom Solar dba Momentum Solar | Orange Rockland Electric | Accepted | 2019-12-10 | 2019-12-13 | 2020-12-13 | HANWHA | Q.PEAK DUO BLK-G5 315 | Solar Panels |  | 0.315 | 4 | 49 | 19 |  | Fixed | Roof
Solar Registration Program | NJSRRE1543506261 | West Milford | 7480 | 6 | 11.66 | Residential | Yes | Behind the Meter | Pro Custom Solar dba Momentum Solar | Orange Rockland Electric | Accepted | 2019-12-10 | 2019-12-13 | 2020-12-13 | Enphase Energy | IQ6-60-2-US | Inverters | 240 |  | 37 |  |  | 0.97 |  | Outdoor | Roof
Solar Registration Program | NJSRRE1543513144 | Bound Brook | 8805 | 5 | 11.66 | Residential | Yes | Behind the Meter | Vivint Solar Developer, LLC | PSE&G | Accepted | 2019-12-11 | 2019-12-16 | 2020-12-16 | HANWHA SOLAR | Q.PEAK BLK-G5 315 | Solar Panels |  | 0.315 | 25 | 63 | 22 |  | Fixed | Roof
Solar Registration Program | NJSRRE1543513144 | Bound Brook | 8805 | 5 | 11.66 | Residential | Yes | Behind the Meter | Vivint Solar Developer, LLC | PSE&G | Accepted | 2019-12-11 | 2019-12-16 | 2020-12-16 | HANWHA SOLAR | Q.PEAK BLK-G5 315 | Solar Panels |  | 0.315 | 12 | 243 | 16 |  | Fixed | Roof
Solar Registration Program | NJSRRE1543513144 | Bound Brook | 8805 | 5 | 11.66 | Residential | Yes | Behind the Meter | Vivint Solar Developer, LLC | PSE&G | Accepted | 2019-12-11 | 2019-12-16 | 2020-12-16 | SOLAREDGE | SE7600H-US | Inverters | 7600 |  | 1 |  |  | 0.992 |  | Outdoor | Near the Utility Meter
Solar Registration Program | NJSRRE1543553083 | Matawan | 7747 | 17 | 11.66 | Residential | Yes | Behind the Meter | Trinity Solar | JCP&L | Accepted | 2019-12-16 | 2019-12-19 | 2020-12-19 | Hanwha | Q.PEAK DUO BLK-G5 315 | Solar Panels |  | 0.315 | 21 | 238 | 27 |  | Fixed | Roof
Solar Registration Program | NJSRRE1543553083 | Matawan | 7747 | 17 | 11.66 | Residential | Yes | Behind the Meter | Trinity Solar | JCP&L | Accepted | 2019-12-16 | 2019-12-19 | 2020-12-19 | Hanwha | Q.PEAK DUO BLK-G5 315 | Solar Panels |  | 0.315 | 9 | 148 | 23 |  | Fixed | Roof
Solar Registration Program | NJSRRE1543553083 | Matawan | 7747 | 17 | 11.66 | Residential | Yes | Behind the Meter | Trinity Solar | JCP&L | Accepted | 2019-12-16 | 2019-12-19 | 2020-12-19 | Hanwha | Q.PEAK DUO BLK-G5 315 | Solar Panels |  | 0.315 | 7 | 58 | 18 |  | Fixed | Roof
Solar Registration Program | NJSRRE1543553083 | Matawan | 7747 | 17 | 11.66 | Residential | Yes | Behind the Meter | Trinity Solar | JCP&L | Accepted | 2019-12-16 | 2019-12-19 | 2020-12-19 | Solar Edge | SE10000 | Inverters | 10000 |  | 1 |  |  | 0.97 |  | Outside | side of home
Solar Registration Program | NJSRRE1543565036 | Somerset | 8873 | 5 | 11.66 | Residential | Yes | Behind the Meter | Vivint Solar Developer, LLC | PSE&G | Accepted | 2019-12-20 | 2019-12-23 | 2020-12-23 | HANWHA SOLAR | Q.PEAK BLK-G5 315 | Solar Panels |  | 0.315 | 13 | 129 | 19 |  | Fixed | Roof
Solar Registration Program | NJSRRE1543565036 | Somerset | 8873 | 5 | 11.66 | Residential | Yes | Behind the Meter | Vivint Solar Developer, LLC | PSE&G | Accepted | 2019-12-20 | 2019-12-23 | 2020-12-23 | HANWHA SOLAR | Q.PEAK BLK-G5 315 | Solar Panels |  | 0.315 | 24 | 219 | 19 |  | Fixed | Roof
Solar Registration Program | NJSRRE1543565036 | Somerset | 8873 | 5 | 11.66 | Residential | Yes | Behind the Meter | Vivint Solar Developer, LLC | PSE&G | Accepted | 2019-12-20 | 2019-12-23 | 2020-12-23 | SOLAREDGE | SE7600H-US | Inverters | 7600 |  | 1 |  |  | 0.992 |  | Outdoor | Near the Utility Meter
Solar Registration Program | NJSRRE1543585938 | Jackson | 8527 | 18 | 11.66 | Residential | No | Behind the Meter | Trinity Solar | JCP&L | Accepted | 2019-12-20 | 2019-12-26 | 2020-12-26 | Hanwha | Q.PEAK DUO BLK-G5 315 | Solar Panels |  | 0.315 | 13 | 242 | 27 |  | Fixed | Roof
Solar Registration Program | NJSRRE1543585938 | Jackson | 8527 | 18 | 11.66 | Residential | No | Behind the Meter | Trinity Solar | JCP&L | Accepted | 2019-12-20 | 2019-12-26 | 2020-12-26 | Hanwha | Q.PEAK DUO BLK-G5 315 | Solar Panels |  | 0.315 | 10 | 152 | 27 |  | Fixed | Roof
Solar Registration Program | NJSRRE1543585938 | Jackson | 8527 | 18 | 11.66 | Residential | No | Behind the Meter | Trinity Solar | JCP&L | Accepted | 2019-12-20 | 2019-12-26 | 2020-12-26 | Hanwha | Q.PEAK DUO BLK-G5 315 | Solar Panels |  | 0.315 | 14 | 242 | 27 |  | Fixed | Roof
Solar Registration Program | NJSRRE1543585938 | Jackson | 8527 | 18 | 11.66 | Residential | No | Behind the Meter | Trinity Solar | JCP&L | Accepted | 2019-12-20 | 2019-12-26 | 2020-12-26 | Solar Edge | SE10000 | Inverters | 10000 |  | 1 |  |  | 0.97 |  | Outside | side of home
Solar Registration Program | NJSRRE1543586550 | Chesilhurst | 8089 | 14 | 11.66 | Residential | Yes | Behind the Meter | Vision Solar LLC | AC Electric | Accepted | 2019-12-20 | 2019-12-26 | 2020-12-26 | hanwa qcells | q.peak duo-g5 315 | Solar Panels |  | 0.315 | 20 | 151 | 21 |  | Fixed | Roof
Solar Registration Program | NJSRRE1543586550 | Chesilhurst | 8089 | 14 | 11.66 | Residential | Yes | Behind the Meter | Vision Solar LLC | AC Electric | Accepted | 2019-12-20 | 2019-12-26 | 2020-12-26 | hanwa qcells | q.peak duo-g5 315 | Solar Panels |  | 0.315 | 7 | 241 | 19 |  | Fixed | Roof
Solar Registration Program | NJSRRE1543586550 | Chesilhurst | 8089 | 14 | 11.66 | Residential | Yes | Behind the Meter | Vision Solar LLC | AC Electric | Accepted | 2019-12-20 | 2019-12-26 | 2020-12-26 | hanwa qcells | q.peak duo-g5 315 | Solar Panels |  | 0.315 | 6 | 61 | 19 |  | Fixed | Roof
Solar Registration Program | NJSRRE1543586550 | Chesilhurst | 8089 | 14 | 11.66 | Residential | Yes | Behind the Meter | Vision Solar LLC | AC Electric | Accepted | 2019-12-20 | 2019-12-26 | 2020-12-26 | hanwa qcells | q.peak duo-g5 315 | Solar Panels |  | 0.315 | 4 | 331 | 21 |  | Fixed | Roof
Solar Registration Program | NJSRRE1543586550 | Chesilhurst | 8089 | 14 | 11.66 | Residential | Yes | Behind the Meter | Vision Solar LLC | AC Electric | Accepted | 2019-12-20 | 2019-12-26 | 2020-12-26 | enphase | iq7-60-2-us | Inverters | 0.25 |  | 37 |  |  | 0.96 |  | Other | behind panels
Solar Registration Program | NJSRRE1543651804 | Long Branch | 7740 | 17 | 11.66 | Residential | Yes | Behind the Meter | Vivint Solar Developer, LLC | JCP&L | Accepted | 2019-12-23 | 2019-12-27 | 2020-12-27 | Hanwha Solar | Q.PEAK BLK-G5 315 | Solar Panels |  | 0.315 | 13 | 148 | 39 |  | Fixed | Roof
Solar Registration Program | NJSRRE1543651804 | Long Branch | 7740 | 17 | 11.66 | Residential | Yes | Behind the Meter | Vivint Solar Developer, LLC | JCP&L | Accepted | 2019-12-23 | 2019-12-27 | 2020-12-27 | Hanwha Solar | Q.PEAK BLK-G5 315 | Solar Panels |  | 0.315 | 21 | 328 | 39 |  | Fixed | Roof
Solar Registration Program | NJSRRE1543651804 | Long Branch | 7740 | 17 | 11.66 | Residential | Yes | Behind the Meter | Vivint Solar Developer, LLC | JCP&L | Accepted | 2019-12-23 | 2019-12-27 | 2020-12-27 | Hanwha Solar | Q.PEAK BLK-G5 315 | Solar Panels |  | 0.315 | 3 | 328 | 13 |  | Fixed | Roof
Solar Registration Program | NJSRRE1543651804 | Long Branch | 7740 | 17 | 11.66 | Residential | Yes | Behind the Meter | Vivint Solar Developer, LLC | JCP&L | Accepted | 2019-12-23 | 2019-12-27 | 2020-12-27 | Solar Edge | SE7600H-US | Inverters | 7600 |  | 1 |  |  | 0.992 |  | Outdoor | Near the utility meter
Solar Registration Program | NJSRRE1543820100 | BELFORD | 7718 | 17 | 11.66 | Residential | No | Behind the Meter | Vivint Solar Developer, LLC | JCP&L | Accepted | 2019-12-26 | 2019-12-31 | 2020-12-31 | Hanwha Solar | Q.PEAK BLK-G5 315 | Solar Panels |  | 0.315 | 17 | 27 | 20 |  | Fixed | Roof
Solar Registration Program | NJSRRE1543820100 | BELFORD | 7718 | 17 | 11.66 | Residential | No | Behind the Meter | Vivint Solar Developer, LLC | JCP&L | Accepted | 2019-12-26 | 2019-12-31 | 2020-12-31 | Hanwha Solar | Q.PEAK BLK-G5 315 | Solar Panels |  | 0.315 | 20 | 207 | 20 |  | Fixed | Roof
Solar Registration Program | NJSRRE1543820100 | BELFORD | 7718 | 17 | 11.66 | Residential | No | Behind the Meter | Vivint Solar Developer, LLC | JCP&L | Accepted | 2019-12-26 | 2019-12-31 | 2020-12-31 | Solar Edge | SE7600H-US | Inverters | 7600 |  | 1 |  |  | 0.992 |  | Outdoor | Near the utility meter
Solar Registration Program | NJSRRE1541888858 | Freehold | 7728 | 17 | 11.68 | Residential | Yes | Behind the Meter | Sunrun Installation Services, Inc. | JCP&L | Accepted | 2019-08-27 | 2019-08-30 | 2020-08-30 | LG Electronics | LG365Q1C-V5 | Solar Panels |  | 0.365 | 18 | 228 | 40 |  | Fixed | Roof
Solar Registration Program | NJSRRE1541888858 | Freehold | 7728 | 17 | 11.68 | Residential | Yes | Behind the Meter | Sunrun Installation Services, Inc. | JCP&L | Accepted | 2019-08-27 | 2019-08-30 | 2020-08-30 | LG Electronics | LG365Q1C-V5 | Solar Panels |  | 0.365 | 14 | 48 | 40 |  | Fixed | Roof
Solar Registration Program | NJSRRE1541888858 | Freehold | 7728 | 17 | 11.68 | Residential | Yes | Behind the Meter | Sunrun Installation Services, Inc. | JCP&L | Accepted | 2019-08-27 | 2019-08-30 | 2020-08-30 | Ningbo Ginlong Technologies | Solis-1P9K-4G-US | Inverters | 9000 |  | 1 |  |  | 0.96 |  | Outdoor | Next To Meter
Solar Registration Program | NJSRRE1542685396 | Madison | 7940 | 3 | 11.68 | Residential | No | Behind the Meter | Ryan Inc | Borough of Madison | Accepted | 2019-10-29 | 2019-10-30 | 2020-10-30 | LG | NeON R LG365Q1C-A5 | Solar Panels |  | 0.365 | 16 | 228 | 49 |  | Fixed | Roof
Solar Registration Program | NJSRRE1542685396 | Madison | 7940 | 3 | 11.68 | Residential | No | Behind the Meter | Ryan Inc | Borough of Madison | Accepted | 2019-10-29 | 2019-10-30 | 2020-10-30 | LG | NeON R LG365Q1C-A5 | Solar Panels |  | 0.365 | 16 | 48 | 49 |  | Fixed | Roof
Solar Registration Program | NJSRRE1542685396 | Madison | 7940 | 3 | 11.68 | Residential | No | Behind the Meter | Ryan Inc | Borough of Madison | Accepted | 2019-10-29 | 2019-10-30 | 2020-10-30 | Enphase | M215-60-2LL-S22-IG | Inverters | 215 |  | 32 |  |  | 0.95 |  | Outdoor | Array A & B
Solar Registration Program | NJSRRE1540486128 | Morganville | 7751 | 17 | 11.7 | Residential | No | Behind the Meter | Palmetto Solar | JCP&L | Accepted | 2019-03-14 | 2019-03-15 | 2020-03-15 | Hanwha | Q.PEAK Duo BLK-G5 300 | Solar Panels |  | 0.3 | 1 | 228 | 30 |  | Fixed | Roof
Solar Registration Program | NJSRRE1540486128 | Morganville | 7751 | 17 | 11.7 | Residential | No | Behind the Meter | Palmetto Solar | JCP&L | Accepted | 2019-03-14 | 2019-03-15 | 2020-03-15 | Hanwha | Q.PEAK Duo BLK-G5 300 | Solar Panels |  | 0.3 | 38 | 48 | 30 |  | Fixed | Roof
Solar Registration Program | NJSRRE1540486128 | Morganville | 7751 | 17 | 11.7 | Residential | No | Behind the Meter | Palmetto Solar | JCP&L | Accepted | 2019-03-14 | 2019-03-15 | 2020-03-15 | SolarEdge | SE10000A-US | Inverters | 10000 |  | 1 |  |  | 0.98 |  | Outside | Side of home
Solar Registration Program | NJSRRE1540982660 | Willingboro | 8046 | 13 | 11.7 | Residential | No | Behind the Meter | Palmetto Solar LLC | PSE&G | Accepted | 2019-05-13 | 2019-05-15 | 2020-05-15 | Silfab | SLA-M 300w | Solar Panels |  | 0.3 | 5 | 180 | 25 |  | Fixed | Roof
Solar Registration Program | NJSRRE1540982660 | Willingboro | 8046 | 13 | 11.7 | Residential | No | Behind the Meter | Palmetto Solar LLC | PSE&G | Accepted | 2019-05-13 | 2019-05-15 | 2020-05-15 | Silfab | SLA-M 300w | Solar Panels |  | 0.3 | 25 | 180 | 25 |  | Fixed | Roof
Solar Registration Program | NJSRRE1540982660 | Willingboro | 8046 | 13 | 11.7 | Residential | No | Behind the Meter | Palmetto Solar LLC | PSE&G | Accepted | 2019-05-13 | 2019-05-15 | 2020-05-15 | Silfab | SLA-M 300w | Solar Panels |  | 0.3 | 8 | 180 | 25 |  | Fixed | Roof
Solar Registration Program | NJSRRE1540982660 | Willingboro | 8046 | 13 | 11.7 | Residential | No | Behind the Meter | Palmetto Solar LLC | PSE&G | Accepted | 2019-05-13 | 2019-05-15 | 2020-05-15 | Silfab | SLA-M 300w | Solar Panels |  | 0.3 | 1 | 180 | 25 |  | Fixed | Roof
Solar Registration Program | NJSRRE1540982660 | Willingboro | 8046 | 13 | 11.7 | Residential | No | Behind the Meter | Palmetto Solar LLC | PSE&G | Accepted | 2019-05-13 | 2019-05-15 | 2020-05-15 | SolarEdge | SE10000H-US | Inverters | 10000 |  | 1 |  |  | 0.99 |  | Outside | NA
Solar Registration Program | NJSRRE1541017555 | Ventnor City | 8406 | 19 | 11.7 | Residential | No | Behind the Meter | Tesla Energy Operations Inc | AC Electric | Accepted | 2019-05-17 | 2019-05-22 | 2020-05-22 | SolarCity Standard | SC325 | Solar Panels |  | 0.325 | 10 | 238 | 28 |  | Fixed | Roof
Solar Registration Program | NJSRRE1541017555 | Ventnor City | 8406 | 19 | 11.7 | Residential | No | Behind the Meter | Tesla Energy Operations Inc | AC Electric | Accepted | 2019-05-17 | 2019-05-22 | 2020-05-22 | SolarCity Standard | SC325 | Solar Panels |  | 0.325 | 17 | 238 | 28 |  | Fixed | Roof
Solar Registration Program | NJSRRE1541017555 | Ventnor City | 8406 | 19 | 11.7 | Residential | No | Behind the Meter | Tesla Energy Operations Inc | AC Electric | Accepted | 2019-05-17 | 2019-05-22 | 2020-05-22 | SolarCity Standard | SC325 | Solar Panels |  | 0.325 | 9 | 58 | 28 |  | Fixed | Roof
Solar Registration Program | NJSRRE1541017555 | Ventnor City | 8406 | 19 | 11.7 | Residential | No | Behind the Meter | Tesla Energy Operations Inc | AC Electric | Accepted | 2019-05-17 | 2019-05-22 | 2020-05-22 | Delta | Solivia 5.2 TL | Inverters | 5200 |  | 2 |  |  | 0.975 |  | Outdoor | Outdoor
Solar Registration Program | NJSRRE1541017555 | Ventnor City | 8406 | 19 | 11.7 | Residential | No | Behind the Meter | Tesla Energy Operations Inc | AC Electric | Accepted | 2019-05-17 | 2019-05-22 | 2020-05-22 | Tesla | AC Powerwall 2.0 | Electric Storage Battery |  |  | 2 |  |  |  | Lithium Ion |  | Inside
Solar Registration Program | NJSRRE1541419830 | Upper Saddle River | 7458 | 7 | 11.7 | Residential | No | Behind the Meter | Green Power Energy | Orange Rockland Electric | Final As-Built Received | 2019-06-18 | 2019-06-21 | 2020-06-21 | Panasonic | VBHN325KA03 | Solar Panels |  | 0.325 | 31 | 200 | 27 |  | Fixed | Roof
Solar Registration Program | NJSRRE1541419830 | Upper Saddle River | 7458 | 7 | 11.7 | Residential | No | Behind the Meter | Green Power Energy | Orange Rockland Electric | Final As-Built Received | 2019-06-18 | 2019-06-21 | 2020-06-21 | Panasonic | VBHN325KA03 | Solar Panels |  | 0.325 | 2 | 143 | 27 |  | Fixed | Roof
Solar Registration Program | NJSRRE1541419830 | Upper Saddle River | 7458 | 7 | 11.7 | Residential | No | Behind the Meter | Green Power Energy | Orange Rockland Electric | Final As-Built Received | 2019-06-18 | 2019-06-21 | 2020-06-21 | Panasonic | VBHN325KA03 | Solar Panels |  | 0.325 | 3 | 116 | 27 |  | Fixed | Roof
Solar Registration Program | NJSRRE1541419830 | Upper Saddle River | 7458 | 7 | 11.7 | Residential | No | Behind the Meter | Green Power Energy | Orange Rockland Electric | Final As-Built Received | 2019-06-18 | 2019-06-21 | 2020-06-21 | Solar Edge | SE10000H-US | Inverters | 10000 |  | 1 |  |  | 0.97 |  | Outside | next to meter
Solar Registration Program | NJSRRE1541419830 | Upper Saddle River | 7458 | 7 | 11.7 | Residential | No | Behind the Meter | Green Power Energy | Orange Rockland Electric | Final As-Built Received | 2019-06-18 | 2019-06-21 | 2020-06-21 | Itron | CL200 | Meters |  |  | 1 |  |  |  | Yes | Indoor
Solar Registration Program | NJSRRE1541514602 | Atco | 8004 | 14 | 11.7 | Commercial | No | Behind the Meter | Solar Solutions LLC | AC Electric | Accepted | 2019-07-01 | 2019-07-03 | 2020-07-03 | Canadian Solar | CS6K-300-MS | Solar Panels |  | 0.3 | 39 | 102 | 18 |  | Fixed | Roof
Solar Registration Program | NJSRRE1541514602 | Atco | 8004 | 14 | 11.7 | Commercial | No | Behind the Meter | Solar Solutions LLC | AC Electric | Accepted | 2019-07-01 | 2019-07-03 | 2020-07-03 | SolarEdge | SE5000H | Inverters | 5000 |  | 1 |  |  | 0.983 |  | Indoor | Garage
Solar Registration Program | NJSRRE1541514602 | Atco | 8004 | 14 | 11.7 | Commercial | No | Behind the Meter | Solar Solutions LLC | AC Electric | Accepted | 2019-07-01 | 2019-07-03 | 2020-07-03 | SolarEdge | SE6000H | Inverters | 6000 |  | 1 |  |  | 0.983 |  | Indoor | Garage
Solar Registration Program | NJSRRE1541620818 | Vineland | 8360 | 20 | 11.7 | Residential | No | Behind the Meter | All Season Solar | Vineland Muni Electric | Accepted | 2019-07-08 | 2019-07-10 | 2020-07-10 | Certain Teed | CT300MXX-03 | Solar Panels |  | 0.3 | 39 | 249 | 44 |  | Fixed | Roof
Solar Registration Program | NJSRRE1541620818 | Vineland | 8360 | 20 | 11.7 | Residential | No | Behind the Meter | All Season Solar | Vineland Muni Electric | Accepted | 2019-07-08 | 2019-07-10 | 2020-07-10 | Enphase | IQ7 | Inverters | 240 |  | 39 |  |  | 0.97 |  | Outdoor | Under Module
Solar Registration Program | NJSRRE1541629188 | Bloomfield | 7003 | 9 | 11.7 | Residential | No | Behind the Meter | Green Power Energy | PSE&G | Accepted | 2019-07-10 | 2019-07-12 | 2020-07-12 | Panasonic | VBHN325KA03 | Solar Panels |  | 0.325 | 36 | 218 | 30 |  | Fixed | Roof
Solar Registration Program | NJSRRE1541629188 | Bloomfield | 7003 | 9 | 11.7 | Residential | No | Behind the Meter | Green Power Energy | PSE&G | Accepted | 2019-07-10 | 2019-07-12 | 2020-07-12 | Solar Edge | SE11400H-US | Inverters | 11400 |  | 1 |  |  | 0.97 |  | Outside | next to meter
Solar Registration Program | NJSRRE1541747677 | Glen Rock | 7452 | 7 | 11.7 | Residential | No | Behind the Meter | NJ Solar Power, LLC | PSE&G | Accepted | 2019-08-02 | 2019-08-07 | 2020-08-07 | Hanwha | Q Peak Duo G-5, 325 | Solar Panels |  | 0.325 | 10 | 203 | 23 |  | Fixed | Roof
Solar Registration Program | NJSRRE1541747677 | Glen Rock | 7452 | 7 | 11.7 | Residential | No | Behind the Meter | NJ Solar Power, LLC | PSE&G | Accepted | 2019-08-02 | 2019-08-07 | 2020-08-07 | Hanwha | Q Peak Duo g-5, 325 | Solar Panels |  | 0.325 | 26 | 113 | 23 |  | Fixed | Roof
Solar Registration Program | NJSRRE1541747677 | Glen Rock | 7452 | 7 | 11.7 | Residential | No | Behind the Meter | NJ Solar Power, LLC | PSE&G | Accepted | 2019-08-02 | 2019-08-07 | 2020-08-07 | Solaredge | SE10000H-US | Inverters | 10000 |  | 1 |  |  | 0.99 |  | Indoor | garage
Solar Registration Program | NJSRRE1542411909 | Titusville | 8560 | 12 | 11.7 | Residential | No | Behind the Meter | Green Power Energy | JCP&L | Accepted | 2019-09-17 | 2019-09-19 | 2020-09-19 | Panasonic | VBHN325KA03 | Solar Panels |  | 0.325 | 33 | 221 | 23 |  | Fixed | Roof
Solar Registration Program | NJSRRE1542411909 | Titusville | 8560 | 12 | 11.7 | Residential | No | Behind the Meter | Green Power Energy | JCP&L | Accepted | 2019-09-17 | 2019-09-19 | 2020-09-19 | Panasonic | VBHN325KA03 | Solar Panels |  | 0.325 | 3 | 130 | 27 |  | Fixed | Roof
Solar Registration Program | NJSRRE1542411909 | Titusville | 8560 | 12 | 11.7 | Residential | No | Behind the Meter | Green Power Energy | JCP&L | Accepted | 2019-09-17 | 2019-09-19 | 2020-09-19 | Solar Edge | SE11400H-US | Inverters | 11400 |  | 1 |  |  | 0.97 |  | Outside | next to meter
Solar Registration Program | NJSRRE1542433857 | Stafford Township | 8050 | 18 | 11.7 | Residential | No | Behind the Meter | Green Power Energy | AC Electric | Final As-Built Received | 2019-09-25 | 2019-09-26 | 2020-09-26 | Panasonic | VBHN325KA03 | Solar Panels |  | 0.325 | 24 | 129 | 23 |  | Fixed | Roof
Solar Registration Program | NJSRRE1542433857 | Stafford Township | 8050 | 18 | 11.7 | Residential | No | Behind the Meter | Green Power Energy | AC Electric | Final As-Built Received | 2019-09-25 | 2019-09-26 | 2020-09-26 | Panasonic | VBHN325KA03 | Solar Panels |  | 0.325 | 7 | 126 | 23 |  | Fixed | Roof
Solar Registration Program | NJSRRE1542433857 | Stafford Township | 8050 | 18 | 11.7 | Residential | No | Behind the Meter | Green Power Energy | AC Electric | Final As-Built Received | 2019-09-25 | 2019-09-26 | 2020-09-26 | Panasonic | VBHN325KA03 | Solar Panels |  | 0.325 | 5 | 304 | 18 |  | Fixed | Roof
Solar Registration Program | NJSRRE1542433857 | Stafford Township | 8050 | 18 | 11.7 | Residential | No | Behind the Meter | Green Power Energy | AC Electric | Final As-Built Received | 2019-09-25 | 2019-09-26 | 2020-09-26 | Solar Edge | SE10000H-US | Inverters | 10000 |  | 1 |  |  | 0.97 |  | Outside | next to meter
Solar Registration Program | NJSRRE1542433857 | Stafford Township | 8050 | 18 | 11.7 | Residential | No | Behind the Meter | Green Power Energy | AC Electric | Final As-Built Received | 2019-09-25 | 2019-09-26 | 2020-09-26 | Hialeah | CL200 | Meters |  |  | 1 |  |  |  | Yes | Outdoor
Solar Registration Program | NJSRRE1542441153 | Cape May | 8204 | 21 | 11.7 | Residential | No | Behind the Meter | Green Power Energy | AC Electric | Accepted | 2019-09-25 | 2019-09-27 | 2020-09-27 | Panasonic | VBHN325KA03 | Solar Panels |  | 0.325 | 36 | 216 | 23 |  | Fixed | Roof
Solar Registration Program | NJSRRE1542441153 | Cape May | 8204 | 21 | 11.7 | Residential | No | Behind the Meter | Green Power Energy | AC Electric | Accepted | 2019-09-25 | 2019-09-27 | 2020-09-27 | Solar Edge | SE6000H-US | Inverters | 6000 |  | 1 |  |  | 0.97 |  | Outside | next to meter
Solar Registration Program | NJSRRE1542441153 | Cape May | 8204 | 21 | 11.7 | Residential | No | Behind the Meter | Green Power Energy | AC Electric | Accepted | 2019-09-25 | 2019-09-27 | 2020-09-27 | Solar Edge | SE3800H-US | Inverters | 3800 |  | 1 |  |  | 0.97 |  | Outside | next to meter
Solar Registration Program | NJSRRE1542443622 | Keansburg | 7734 | 17 | 11.7 | Residential | Yes | Behind the Meter | Bright Planet Solar | JCP&L | Accepted | 2019-09-26 | 2019-09-30 | 2020-09-30 | SOLAR EDGE | SE10000H-USRGM | Inverters | 10000 |  | 1 |  |  | 0.98 |  | Outdoor | NEXT TO METER
Solar Registration Program | NJSRRE1542443622 | Keansburg | 7734 | 17 | 11.7 | Residential | Yes | Behind the Meter | Bright Planet Solar | JCP&L | Accepted | 2019-09-26 | 2019-09-30 | 2020-09-30 | TRINA SOLAR | TSM-DD05A.18(II) 300W | Solar Panels |  | 0.3 | 22 | 220 | 17 |  | Fixed | Roof
Solar Registration Program | NJSRRE1542443622 | Keansburg | 7734 | 17 | 11.7 | Residential | Yes | Behind the Meter | Bright Planet Solar | JCP&L | Accepted | 2019-09-26 | 2019-09-30 | 2020-09-30 | TRINA SOLAR | TSM-DD05A.18(II) 300W | Solar Panels |  | 0.3 | 17 | 40 | 17 |  | Fixed | Roof
Solar Registration Program | NJSRRE1542489290 | Harrison Township | 8062 | 15 | 11.7 | Residential | No | Behind the Meter | Green Power Energy | AC Electric | Accepted | 2019-10-02 | 2019-10-04 | 2020-10-04 | Panasonic | VBHN325KA03 | Solar Panels |  | 0.325 | 36 | 104 | 18 |  | Fixed | Roof
Solar Registration Program | NJSRRE1542489290 | Harrison Township | 8062 | 15 | 11.7 | Residential | No | Behind the Meter | Green Power Energy | AC Electric | Accepted | 2019-10-02 | 2019-10-04 | 2020-10-04 | Solar Edge | SE10000H-US | Inverters | 10000 |  | 1 |  |  | 0.97 |  | Outside | next to meter
Solar Registration Program | NJSRRE1542511046 | Evesham Township | 8053 | 13 | 11.7 | Residential | No | Behind the Meter | Green Power Energy | PSE&G | Accepted | 2019-10-07 | 2019-10-09 | 2020-10-09 | Panasonic | VBHN325KA03 | Solar Panels |  | 0.325 | 24 | 116 | 18 |  | Fixed | Roof
Solar Registration Program | NJSRRE1542511046 | Evesham Township | 8053 | 13 | 11.7 | Residential | No | Behind the Meter | Green Power Energy | PSE&G | Accepted | 2019-10-07 | 2019-10-09 | 2020-10-09 | Panasonic | VBHN325KA03 | Solar Panels |  | 0.325 | 12 | 117 | 23 |  | Fixed | Roof
Solar Registration Program | NJSRRE1542511046 | Evesham Township | 8053 | 13 | 11.7 | Residential | No | Behind the Meter | Green Power Energy | PSE&G | Accepted | 2019-10-07 | 2019-10-09 | 2020-10-09 | Solar Edge | SE10000H-US | Inverters | 10000 |  | 1 |  |  | 0.97 |  | Outside | next to meter
Solar Registration Program | NJSRRE1542511826 | Montague | 7827 | 1 | 11.7 | Residential | Yes | Behind the Meter | Vivint Solar Developer, LLC | JCP&L | Accepted | 2019-10-07 | 2019-10-09 | 2020-10-09 | Trina Solar | TSM-260PD05.08 | Solar Panels |  | 0.26 | 27 | 133 | 17 |  | Fixed | Roof
Solar Registration Program | NJSRRE1542511826 | Montague | 7827 | 1 | 11.7 | Residential | Yes | Behind the Meter | Vivint Solar Developer, LLC | JCP&L | Accepted | 2019-10-07 | 2019-10-09 | 2020-10-09 | Trina Solar | TSM-260PD05.08 | Solar Panels |  | 0.26 | 18 | 313 | 17 |  | Fixed | Roof
Solar Registration Program | NJSRRE1542511826 | Montague | 7827 | 1 | 11.7 | Residential | Yes | Behind the Meter | Vivint Solar Developer, LLC | JCP&L | Accepted | 2019-10-07 | 2019-10-09 | 2020-10-09 | Enphase Energy | M215-60-2LL-S22-IG | Inverters | 215 |  | 45 |  |  | 0.96 |  | Other | Underneath each module
Solar Registration Program | NJSRRE1542523749 | sewell | 8080 | 15 | 11.7 | Residential | No | Behind the Meter | Sunny Corp | AC Electric | Accepted | 2019-10-10 | 2019-10-14 | 2020-10-14 | PANASONIC | VBHN325KA03 | Solar Panels |  | 0.325 | 36 | 136 | 30 |  | Fixed | Roof
Solar Registration Program | NJSRRE1542523749 | sewell | 8080 | 15 | 11.7 | Residential | No | Behind the Meter | Sunny Corp | AC Electric | Accepted | 2019-10-10 | 2019-10-14 | 2020-10-14 | SOLAREDGE | SE10000H-US | Inverters | 10000 |  | 1 |  |  | 0.992 |  | Outside | GARAGE
Solar Registration Program | NJSRRE1542526481 | Jackson | 8527 | 18 | 11.7 | Residential | No | Behind the Meter | Green Sun Energy Services, LLC | JCP&L | Accepted | 2019-10-10 | 2019-10-14 | 2020-10-14 | Hanwha | Q.PEAK DUO-G5.325 | Solar Panels |  | 0.325 | 36 | 134 | 45 |  | Fixed | Roof
Solar Registration Program | NJSRRE1542526481 | Jackson | 8527 | 18 | 11.7 | Residential | No | Behind the Meter | Green Sun Energy Services, LLC | JCP&L | Accepted | 2019-10-10 | 2019-10-14 | 2020-10-14 | SolarEdge | SE10000H-US | Inverters | 10000 |  | 1 |  |  | 0.99 |  | Indoor | Garage next to MSP
Solar Registration Program | NJSRRE1542526481 | Jackson | 8527 | 18 | 11.7 | Residential | No | Behind the Meter | Green Sun Energy Services, LLC | JCP&L | Accepted | 2019-10-10 | 2019-10-14 | 2020-10-14 | SolarEdge | SE10000H-US | Meters | 10000 |  | 1 |  |  |  | Yes
Solar Registration Program | NJSRRE1542540346 | Millville | 8332 | 20 | 11.7 | Residential | No | Behind the Meter | Sunny Corp | AC Electric | Accepted | 2019-10-14 | 2019-10-16 | 2020-10-16 | PANASONIC | VBHN325KA03 | Solar Panels |  | 0.325 | 21 | 222 | 36 |  | Fixed | Roof
Solar Registration Program | NJSRRE1542540346 | Millville | 8332 | 20 | 11.7 | Residential | No | Behind the Meter | Sunny Corp | AC Electric | Accepted | 2019-10-14 | 2019-10-16 | 2020-10-16 | PANASONIC | VBHN325KA03 | Solar Panels |  | 0.325 | 15 | 222 | 36 |  | Fixed | Roof
Solar Registration Program | NJSRRE1542540346 | Millville | 8332 | 20 | 11.7 | Residential | No | Behind the Meter | Sunny Corp | AC Electric | Accepted | 2019-10-14 | 2019-10-16 | 2020-10-16 | SOLAREDGE | SE7600H-US | Inverters | 7600 |  | 1 |  |  | 0.992 |  | Outside | GARAGE
Solar Registration Program | NJSRRE1542581593 | Gillette | 7933 | 3 | 11.7 | Residential | No | Behind the Meter | Green Power Energy | JCP&L | Accepted | 2019-10-24 | 2019-10-28 | 2020-10-28 | Panasonic | VBHN325KA03 | Solar Panels |  | 0.325 | 6 | 258 | 27 |  | Fixed | Roof
Solar Registration Program | NJSRRE1542581593 | Gillette | 7933 | 3 | 11.7 | Residential | No | Behind the Meter | Green Power Energy | JCP&L | Accepted | 2019-10-24 | 2019-10-28 | 2020-10-28 | Panasonic | VBHN325KA03 | Solar Panels |  | 0.325 | 6 | 78 | 27 |  | Fixed | Roof
Solar Registration Program | NJSRRE1542581593 | Gillette | 7933 | 3 | 11.7 | Residential | No | Behind the Meter | Green Power Energy | JCP&L | Accepted | 2019-10-24 | 2019-10-28 | 2020-10-28 | Panasonic | VBHN325KA03 | Solar Panels |  | 0.325 | 24 | 168 | 30 |  | Fixed | Roof
Solar Registration Program | NJSRRE1542581593 | Gillette | 7933 | 3 | 11.7 | Residential | No | Behind the Meter | Green Power Energy | JCP&L | Accepted | 2019-10-24 | 2019-10-28 | 2020-10-28 | SolarEdge | SE11400H-US | Inverters | 11400 |  | 1 |  |  | 0.97 |  | Outside | Next to Meter
Solar Registration Program | NJSRRE1543433667 | Hazlet | 7730 | 17 | 11.7 | Residential | No | Behind the Meter | Maier Solar Engineering dba Solar Me | JCP&L | Accepted | 2019-11-21 | 2019-11-25 | 2020-11-25 | Canadian | CS1H-325MS | Solar Panels |  | 0.325 | 15 | 84 | 20 |  | Fixed | Roof
Solar Registration Program | NJSRRE1543433667 | Hazlet | 7730 | 17 | 11.7 | Residential | No | Behind the Meter | Maier Solar Engineering dba Solar Me | JCP&L | Accepted | 2019-11-21 | 2019-11-25 | 2020-11-25 | Canadian | CS1H-325MS | Solar Panels |  | 0.325 | 18 | 264 | 20 |  | Fixed | Roof
Solar Registration Program | NJSRRE1543433667 | Hazlet | 7730 | 17 | 11.7 | Residential | No | Behind the Meter | Maier Solar Engineering dba Solar Me | JCP&L | Accepted | 2019-11-21 | 2019-11-25 | 2020-11-25 | Canadian | CS1H-325MS | Solar Panels |  | 0.325 | 3 | 264 | 20 |  | Fixed | Roof
Solar Registration Program | NJSRRE1543433667 | Hazlet | 7730 | 17 | 11.7 | Residential | No | Behind the Meter | Maier Solar Engineering dba Solar Me | JCP&L | Accepted | 2019-11-21 | 2019-11-25 | 2020-11-25 | Enphase | IQ7 | Inverters | 240 |  | 36 |  |  | 0.96 |  | Outdoor | Next to meter
Solar Registration Program | NJSRRE1543481720 | SOUTH HARRISON | 8062 | 15 | 11.7 | Residential | No | Behind the Meter | Sunny Corp | AC Electric | Accepted | 2019-12-05 | 2019-12-09 | 2020-12-09 | PANASONIC | VBHN325KA03 | Solar Panels |  | 0.325 | 36 | 180 | 34 |  | Fixed | Ground
Solar Registration Program | NJSRRE1543481720 | SOUTH HARRISON | 8062 | 15 | 11.7 | Residential | No | Behind the Meter | Sunny Corp | AC Electric | Accepted | 2019-12-05 | 2019-12-09 | 2020-12-09 | SOLAREDGE | SE10000H-US | Inverters | 10000 |  | 1 |  |  | 0.992 |  | Outdoor | garage
Solar Registration Program | NJSRRE1543486883 | Williamstown | 8094 | 15 | 11.7 | Residential | No | Behind the Meter | NJ Solar Power, LLC | AC Electric | Accepted | 2019-12-05 | 2019-12-10 | 2020-12-10 | Panasonic | VBHN325KA03 | Solar Panels |  | 0.325 | 18 | 266 | 30 |  | Fixed | Roof
Solar Registration Program | NJSRRE1543486883 | Williamstown | 8094 | 15 | 11.7 | Residential | No | Behind the Meter | NJ Solar Power, LLC | AC Electric | Accepted | 2019-12-05 | 2019-12-10 | 2020-12-10 | Panasonic | VBHN325KA03 | Solar Panels |  | 0.325 | 4 | 176 | 30 |  | Fixed | Roof
Solar Registration Program | NJSRRE1543486883 | Williamstown | 8094 | 15 | 11.7 | Residential | No | Behind the Meter | NJ Solar Power, LLC | AC Electric | Accepted | 2019-12-05 | 2019-12-10 | 2020-12-10 | Panasonic | VBHN325KA03 | Solar Panels |  | 0.325 | 14 | 86 | 30 |  | Fixed | Roof
Solar Registration Program | NJSRRE1543486883 | Williamstown | 8094 | 15 | 11.7 | Residential | No | Behind the Meter | NJ Solar Power, LLC | AC Electric | Accepted | 2019-12-05 | 2019-12-10 | 2020-12-10 | Solaredge | SE10000H-US | Inverters | 10000 |  | 1 |  |  | 0.99 |  | Indoor | garage
Solar Registration Program | NJSRRE1543041037 | Swedesboro | 8085 | 15 | 11.72 | Residential | Yes | Behind the Meter | Vision Solar LLC | AC Electric | Accepted | 2019-11-06 | 2019-11-08 | 2020-11-08 | sunpower | e20-327-e-ac | Solar Panels |  | 0.327 | 14 | 139 | 15 |  | Fixed | Roof
Solar Registration Program | NJSRRE1543041037 | Swedesboro | 8085 | 15 | 11.72 | Residential | Yes | Behind the Meter | Vision Solar LLC | AC Electric | Accepted | 2019-11-06 | 2019-11-08 | 2020-11-08 | sunpower | e20-327-e-ac | Solar Panels |  | 0.32 | 8 | 139 | 26 |  | Fixed | Roof
Solar Registration Program | NJSRRE1543041037 | Swedesboro | 8085 | 15 | 11.72 | Residential | Yes | Behind the Meter | Vision Solar LLC | AC Electric | Accepted | 2019-11-06 | 2019-11-08 | 2020-11-08 | sunpower | e20-327-e-ac | Solar Panels |  | 0.327 | 3 | 229 | 40 |  | Fixed | Roof
Solar Registration Program | NJSRRE1543041037 | Swedesboro | 8085 | 15 | 11.72 | Residential | Yes | Behind the Meter | Vision Solar LLC | AC Electric | Accepted | 2019-11-06 | 2019-11-08 | 2020-11-08 | sunpower | e20-327-e-ac | Solar Panels |  | 0.327 | 9 | 49 | 40 |  | Fixed | Roof
Solar Registration Program | NJSRRE1543041037 | Swedesboro | 8085 | 15 | 11.72 | Residential | Yes | Behind the Meter | Vision Solar LLC | AC Electric | Accepted | 2019-11-06 | 2019-11-08 | 2020-11-08 | sunpower | e20-327-e-ac | Solar Panels |  | 0.327 | 2 | 319 | 26 |  | Fixed | Roof
Solar Registration Program | NJSRRE1543041037 | Swedesboro | 8085 | 15 | 11.72 | Residential | Yes | Behind the Meter | Vision Solar LLC | AC Electric | Accepted | 2019-11-06 | 2019-11-08 | 2020-11-08 | sunpower | e20-327-e-ac | Inverters | 0.32 |  | 36 |  |  | 0.96 |  | Other | behind panels
Solar Registration Program | NJSRRE1540836287 | Tinton Falls | 7724 | 17 | 11.73 | Residential | Yes | Behind the Meter | Pro Custom Solar dba Momentum Solar | JCP&L | Accepted | 2019-04-10 | 2019-04-11 | 2020-04-11 | LG | LG 335N1C-A5 | Solar Panels |  | 0.335 | 19 | 83 | 25 |  | Fixed | Roof
Solar Registration Program | NJSRRE1540836287 | Tinton Falls | 7724 | 17 | 11.73 | Residential | Yes | Behind the Meter | Pro Custom Solar dba Momentum Solar | JCP&L | Accepted | 2019-04-10 | 2019-04-11 | 2020-04-11 | LG | LG 335N1C-A5 | Solar Panels |  | 0.335 | 16 | 263 | 25 |  | Fixed | Roof
Solar Registration Program | NJSRRE1540836287 | Tinton Falls | 7724 | 17 | 11.73 | Residential | Yes | Behind the Meter | Pro Custom Solar dba Momentum Solar | JCP&L | Accepted | 2019-04-10 | 2019-04-11 | 2020-04-11 | ENPHASE | IQ7-60-2-US | Inverters | 250 |  | 35 |  |  | 0.97 |  | Outdoor | ROOF
Solar Registration Program | NJSRRE1541731556 | Teaneck | 7666 | 7 | 11.73 | Residential | Yes | Behind the Meter | Pro Custom Solar dba Momentum Solar | PSE&G | Accepted | 2019-08-02 | 2019-08-06 | 2020-08-06 | LG | LG 335N1C-V5 | Solar Panels |  | 0.335 | 14 | 113 | 31 |  | Fixed | Roof
Solar Registration Program | NJSRRE1541731556 | Teaneck | 7666 | 7 | 11.73 | Residential | Yes | Behind the Meter | Pro Custom Solar dba Momentum Solar | PSE&G | Accepted | 2019-08-02 | 2019-08-06 | 2020-08-06 | LG | LG 335N1C-V5 | Solar Panels |  | 0.335 | 4 | 203 | 29 |  | Fixed | Roof
Solar Registration Program | NJSRRE1541731556 | Teaneck | 7666 | 7 | 11.73 | Residential | Yes | Behind the Meter | Pro Custom Solar dba Momentum Solar | PSE&G | Accepted | 2019-08-02 | 2019-08-06 | 2020-08-06 | LG | LG 335N1C-V5 | Solar Panels |  | 0.335 | 12 | 293 | 31 |  | Fixed | Roof
Solar Registration Program | NJSRRE1541731556 | Teaneck | 7666 | 7 | 11.73 | Residential | Yes | Behind the Meter | Pro Custom Solar dba Momentum Solar | PSE&G | Accepted | 2019-08-02 | 2019-08-06 | 2020-08-06 | LG | LG 335N1C-V5 | Solar Panels |  | 0.335 | 5 | 23 | 29 |  | Fixed | Roof
Solar Registration Program | NJSRRE1541731556 | Teaneck | 7666 | 7 | 11.73 | Residential | Yes | Behind the Meter | Pro Custom Solar dba Momentum Solar | PSE&G | Accepted | 2019-08-02 | 2019-08-06 | 2020-08-06 | ENPHASE | IQ7-60-2-US | Inverters | 250 |  | 35 |  |  | 0.97 |  | Outdoor | ROOF
Solar Registration Program | NJSRRE1541891199 | Kearny | 7032 | 8 | 11.73 | Residential | Yes | Behind the Meter | Pro Custom Solar dba Momentum Solar | PSE&G | Accepted | 2019-08-28 | 2019-09-03 | 2020-09-03 | LG ELECTRONICS | LG 335N1C-V5 | Solar Panels |  | 0.335 | 18 | 305 | 41 |  | Fixed | Roof
Solar Registration Program | NJSRRE1541891199 | Kearny | 7032 | 8 | 11.73 | Residential | Yes | Behind the Meter | Pro Custom Solar dba Momentum Solar | PSE&G | Accepted | 2019-08-28 | 2019-09-03 | 2020-09-03 | LG ELECTRONICS | LG 335N1C-V5 | Solar Panels |  | 0.335 | 17 | 125 | 40 |  | Fixed | Roof
Solar Registration Program | NJSRRE1541891199 | Kearny | 7032 | 8 | 11.73 | Residential | Yes | Behind the Meter | Pro Custom Solar dba Momentum Solar | PSE&G | Accepted | 2019-08-28 | 2019-09-03 | 2020-09-03 | Enphase Energy | IQ7-60-2-US | Inverters | 250 |  | 35 |  |  | 0.97 |  | Outdoor | Roof
Solar Registration Program | NJSRRE1542248440 | Garfield | 7026 | 7 | 11.73 | Residential | Yes | Behind the Meter | Pro Custom Solar dba Momentum Solar | PSE&G | Accepted | 2019-09-05 | 2019-09-09 | 2020-09-09 | LG ELECTRONICS | LG 335N1C-A5 | Solar Panels |  | 0.335 | 13 | 96 | 10 |  | Fixed | Roof
Solar Registration Program | NJSRRE1542248440 | Garfield | 7026 | 7 | 11.73 | Residential | Yes | Behind the Meter | Pro Custom Solar dba Momentum Solar | PSE&G | Accepted | 2019-09-05 | 2019-09-09 | 2020-09-09 | LG ELECTRONICS | LG 335N1C-A5 | Solar Panels |  | 0.335 | 22 | 276 | 36 |  | Fixed | Roof
Solar Registration Program | NJSRRE1542248440 | Garfield | 7026 | 7 | 11.73 | Residential | Yes | Behind the Meter | Pro Custom Solar dba Momentum Solar | PSE&G | Accepted | 2019-09-05 | 2019-09-09 | 2020-09-09 | Enphase Energy | IQ7-60-2-US | Inverters | 250 |  | 35 |  |  | 0.97 |  | Outdoor | Roof
Solar Registration Program | NJSRRE1542412360 | RIVER EDGE | 7661 | 7 | 11.73 | Residential | No | Behind the Meter | Infinity Solar Systems | PSE&G | Accepted | 2019-09-17 | 2019-09-19 | 2020-09-19 | LG | LG-335-N1C-A5 | Solar Panels |  | 0.335 | 9 | 146 | 30 |  | Fixed | Roof
Solar Registration Program | NJSRRE1542412360 | RIVER EDGE | 7661 | 7 | 11.73 | Residential | No | Behind the Meter | Infinity Solar Systems | PSE&G | Accepted | 2019-09-17 | 2019-09-19 | 2020-09-19 | LG | LG-335-N1C-A5 | Solar Panels |  | 0.335 | 8 | 56 | 25 |  | Fixed | Roof
Solar Registration Program | NJSRRE1542412360 | RIVER EDGE | 7661 | 7 | 11.73 | Residential | No | Behind the Meter | Infinity Solar Systems | PSE&G | Accepted | 2019-09-17 | 2019-09-19 | 2020-09-19 | LG | LG-335-N1C-A5 | Solar Panels |  | 0.335 | 16 | 236 | 25 |  | Fixed | Roof
Solar Registration Program | NJSRRE1542412360 | RIVER EDGE | 7661 | 7 | 11.73 | Residential | No | Behind the Meter | Infinity Solar Systems | PSE&G | Accepted | 2019-09-17 | 2019-09-19 | 2020-09-19 | LG | LG-315-N1C-A5 | Solar Panels |  | 0.335 | 2 | 145 | 20 |  | Fixed | Roof
Solar Registration Program | NJSRRE1542412360 | RIVER EDGE | 7661 | 7 | 11.73 | Residential | No | Behind the Meter | Infinity Solar Systems | PSE&G | Accepted | 2019-09-17 | 2019-09-19 | 2020-09-19 | ENPHASE | IQ7-60-X-US | Inverters | 240 |  | 35 |  |  | 0.97 |  | Other | MICROINVERTERS
Solar Registration Program | NJSRRE1542501369 | Clifton | 7013 | 6 | 11.73 | Residential | No | Behind the Meter | Pro Custom Solar dba Momentum Solar | PSE&G | Accepted | 2019-10-03 | 2019-10-08 | 2020-10-08 | LG ELECTRONICS | LG 345N1C-V5 | Solar Panels |  | 0.345 | 18 | 223 | 17 |  | Fixed | Roof
Solar Registration Program | NJSRRE1542501369 | Clifton | 7013 | 6 | 11.73 | Residential | No | Behind the Meter | Pro Custom Solar dba Momentum Solar | PSE&G | Accepted | 2019-10-03 | 2019-10-08 | 2020-10-08 | LG ELECTRONICS | LG 345N1C-V5 | Solar Panels |  | 0.345 | 12 | 133 | 17 |  | Fixed | Roof
Solar Registration Program | NJSRRE1542501369 | Clifton | 7013 | 6 | 11.73 | Residential | No | Behind the Meter | Pro Custom Solar dba Momentum Solar | PSE&G | Accepted | 2019-10-03 | 2019-10-08 | 2020-10-08 | LG ELECTRONICS | LG 345N1C-V5 | Solar Panels |  | 0.345 | 4 | 43 | 17 |  | Fixed | Roof
Solar Registration Program | NJSRRE1542501369 | Clifton | 7013 | 6 | 11.73 | Residential | No | Behind the Meter | Pro Custom Solar dba Momentum Solar | PSE&G | Accepted | 2019-10-03 | 2019-10-08 | 2020-10-08 | Enphase Energy | IQ7-60-2-US | Inverters | 250 |  | 34 |  |  | 0.97 |  | Outdoor | Roof
Solar Registration Program | NJSRRE1542579366 | Kearny | 7032 | 8 | 11.73 | Residential | Yes | Behind the Meter | Pro Custom Solar dba Momentum Solar | PSE&G | Accepted | 2019-10-23 | 2019-10-25 | 2020-10-25 | LG Electronics | LG 335N1C-A5 | Solar Panels |  | 0.335 | 21 | 127 | 24 |  | Fixed | Roof
Solar Registration Program | NJSRRE1542579366 | Kearny | 7032 | 8 | 11.73 | Residential | Yes | Behind the Meter | Pro Custom Solar dba Momentum Solar | PSE&G | Accepted | 2019-10-23 | 2019-10-25 | 2020-10-25 | LG Electronics | LG 335N1C-A5 | Solar Panels |  | 0.335 | 6 | 126 | 25 |  | Fixed | Roof
Solar Registration Program | NJSRRE1542579366 | Kearny | 7032 | 8 | 11.73 | Residential | Yes | Behind the Meter | Pro Custom Solar dba Momentum Solar | PSE&G | Accepted | 2019-10-23 | 2019-10-25 | 2020-10-25 | LG Electronics | LG 335N1C-A5 | Solar Panels |  | 0.335 | 3 | 217 | 25 |  | Fixed | Roof
Solar Registration Program | NJSRRE1542579366 | Kearny | 7032 | 8 | 11.73 | Residential | Yes | Behind the Meter | Pro Custom Solar dba Momentum Solar | PSE&G | Accepted | 2019-10-23 | 2019-10-25 | 2020-10-25 | LG Electronics | LG 335N1C-A5 | Solar Panels |  | 0.335 | 5 | 307 | 24 |  | Fixed | Roof
Solar Registration Program | NJSRRE1542579366 | Kearny | 7032 | 8 | 11.73 | Residential | Yes | Behind the Meter | Pro Custom Solar dba Momentum Solar | PSE&G | Accepted | 2019-10-23 | 2019-10-25 | 2020-10-25 | Enphase Energy | IQ7-60-2-US | Inverters | 250 |  | 35 |  |  | 0.97 |  | Outdoor | Roof
Solar Registration Program | NJSRRE1542684319 | Hillsborough | 8844 | 5 | 11.73 | Residential | No | Behind the Meter | Green House Solar | PSE&G | Accepted | 2019-10-28 | 2019-10-30 | 2020-10-30 | Sunpower | SPR-X21-335-E-AC | Solar Panels |  | 0.335 | 22 | 65 | 45 |  | Fixed | Roof
Solar Registration Program | NJSRRE1542684319 | Hillsborough | 8844 | 5 | 11.73 | Residential | No | Behind the Meter | Green House Solar | PSE&G | Accepted | 2019-10-28 | 2019-10-30 | 2020-10-30 | Sunpower | SPR-X21-335-E-AC | Solar Panels |  | 0.335 | 13 | 336 | 34 |  | Fixed | Roof
Solar Registration Program | NJSRRE1542684319 | Hillsborough | 8844 | 5 | 11.73 | Residential | No | Behind the Meter | Green House Solar | PSE&G | Accepted | 2019-10-28 | 2019-10-30 | 2020-10-30 | Sunpower | SPR-X21-335-E-AC | Inverters | 315 |  | 35 |  |  | 0.975 |  | Other | Panel Mounted
Solar Registration Program | NJSRRE1543151922 | Mount Laurel Township | 8054 | 13 | 11.73 | Residential | No | Behind the Meter | SunPower Corporation, Systems | PSE&G | Accepted | 2019-11-13 | 2019-11-15 | 2020-11-15 | SUNPOWER | SPR-X21-345-D-AC | Solar Panels |  | 0.345 | 5 | 254 | 30 |  | Fixed | Roof
Solar Registration Program | NJSRRE1543151922 | Mount Laurel Township | 8054 | 13 | 11.73 | Residential | No | Behind the Meter | SunPower Corporation, Systems | PSE&G | Accepted | 2019-11-13 | 2019-11-15 | 2020-11-15 | SUNPOWER | SPR-X21-345-D-AC | Solar Panels |  | 0.345 | 25 | 254 | 30 |  | Fixed | Roof
Solar Registration Program | NJSRRE1543151922 | Mount Laurel Township | 8054 | 13 | 11.73 | Residential | No | Behind the Meter | SunPower Corporation, Systems | PSE&G | Accepted | 2019-11-13 | 2019-11-15 | 2020-11-15 | SUNPOWER | SPR-X21-345-D-AC | Solar Panels |  | 0.345 | 4 | 164 | 40 |  | Fixed | Roof
Solar Registration Program | NJSRRE1543151922 | Mount Laurel Township | 8054 | 13 | 11.73 | Residential | No | Behind the Meter | SunPower Corporation, Systems | PSE&G | Accepted | 2019-11-13 | 2019-11-15 | 2020-11-15 | SUNPOWER | SPR-X21-345-D-AC | Inverters | 320 |  | 34 |  |  | 0.96 |  | Other | under each panel
Solar Registration Program | NJSRRE1543464310 | Vineland | 8360 | 20 | 11.73 | Residential | Yes | Behind the Meter | Pro Custom Solar dba Momentum Solar | AC Electric | Accepted | 2019-12-02 | 2019-12-04 | 2020-12-04 | LG Electronics | LG 345N1C-V5 | Solar Panels |  | 0.345 | 5 | 90 | 40 |  | Fixed | Roof
Solar Registration Program | NJSRRE1543464310 | Vineland | 8360 | 20 | 11.73 | Residential | Yes | Behind the Meter | Pro Custom Solar dba Momentum Solar | AC Electric | Accepted | 2019-12-02 | 2019-12-04 | 2020-12-04 | LG Electronics | LG 345N1C-V5 | Solar Panels |  | 0.345 | 24 | 1 | 2 |  | Fixed | Roof
Solar Registration Program | NJSRRE1543464310 | Vineland | 8360 | 20 | 11.73 | Residential | Yes | Behind the Meter | Pro Custom Solar dba Momentum Solar | AC Electric | Accepted | 2019-12-02 | 2019-12-04 | 2020-12-04 | LG Electronics | LG 345N1C-V5 | Solar Panels |  | 0.345 | 5 | 270 | 40 |  | Fixed | Roof
Solar Registration Program | NJSRRE1543464310 | Vineland | 8360 | 20 | 11.73 | Residential | Yes | Behind the Meter | Pro Custom Solar dba Momentum Solar | AC Electric | Accepted | 2019-12-02 | 2019-12-04 | 2020-12-04 | Enphase Energy | IQ7PLUS-72-2-US | Inverters | 295 |  | 34 |  |  | 0.97 |  | Outdoor | Roof
Solar Registration Program | NJSRRE1543482528 | MAYS LANDING | 8330 | 19 | 11.73 | Residential | No | Behind the Meter | Geoscape Solar | AC Electric | Accepted | 2019-12-09 | 2019-12-10 | 2020-12-10 | LG ELECTRONICS INC | LG335N1K-V5 | Solar Panels |  | 0.335 | 35 | 225 | 32 |  | Fixed | Roof
Solar Registration Program | NJSRRE1543482528 | MAYS LANDING | 8330 | 19 | 11.73 | Residential | No | Behind the Meter | Geoscape Solar | AC Electric | Accepted | 2019-12-09 | 2019-12-10 | 2020-12-10 | SOLAREDGE | SE10000H-US | Inverters | 10000 |  | 1 |  |  | 0.98 |  | Outside | ADJ. TO UTILITY METER
Solar Registration Program | NJSRRE1540401279 | Absecon | 8201 | 19 | 11.76 | Residential | Yes | Behind the Meter | Pro Custom Solar dba Momentum Solar | AC Electric | Accepted | 2019-02-27 | 2019-02-28 | 2020-02-28 | TRINA SOLAR | TSM280-DD05A.05(II) | Solar Panels |  | 0.28 | 7 | 193 | 26 |  | Fixed | Roof
Solar Registration Program | NJSRRE1540401279 | Absecon | 8201 | 19 | 11.76 | Residential | Yes | Behind the Meter | Pro Custom Solar dba Momentum Solar | AC Electric | Accepted | 2019-02-27 | 2019-02-28 | 2020-02-28 | TRINA SOALR | TSM280-DD05A.05(II) | Solar Panels |  | 0.28 | 15 | 192 | 18 |  | Fixed | Roof
Solar Registration Program | NJSRRE1540401279 | Absecon | 8201 | 19 | 11.76 | Residential | Yes | Behind the Meter | Pro Custom Solar dba Momentum Solar | AC Electric | Accepted | 2019-02-27 | 2019-02-28 | 2020-02-28 | TRINA SOLAR | TSM280-DD05A.05(II) | Solar Panels |  | 0.28 | 5 | 103 | 22 |  | Fixed | Roof
Solar Registration Program | NJSRRE1540401279 | Absecon | 8201 | 19 | 11.76 | Residential | Yes | Behind the Meter | Pro Custom Solar dba Momentum Solar | AC Electric | Accepted | 2019-02-27 | 2019-02-28 | 2020-02-28 | TRINA SOLAR | TSM280-DD05A.05(II) | Solar Panels |  | 0.28 | 15 | 12 | 15 |  | Fixed | Roof
Solar Registration Program | NJSRRE1540401279 | Absecon | 8201 | 19 | 11.76 | Residential | Yes | Behind the Meter | Pro Custom Solar dba Momentum Solar | AC Electric | Accepted | 2019-02-27 | 2019-02-28 | 2020-02-28 | ENPHASE | IQ6-60-2-US | Inverters | 240 |  | 42 |  |  | 0.97 |  | Outdoor | ROOF
Solar Registration Program | NJSRRE1541027853 | New Vernon | 7976 | 3 | 11.76 | Residential | Yes | Behind the Meter | Vivint Solar Developer, LLC | JCP&L | Accepted | 2019-05-21 | 2019-05-24 | 2020-05-24 | Recom Solar | RCM-280-6MB | Solar Panels |  | 0.28 | 42 | 335 | 25 |  | Fixed | Roof
Solar Registration Program | NJSRRE1541027853 | New Vernon | 7976 | 3 | 11.76 | Residential | Yes | Behind the Meter | Vivint Solar Developer, LLC | JCP&L | Accepted | 2019-05-21 | 2019-05-24 | 2020-05-24 | Solar Edge | SE7600H-US | Inverters | 7600 |  | 1 |  |  | 0.992 |  | Outdoor | Near the Utility Meter.
Solar Registration Program | NJSRRE1540958546 | Sicklerville | 8081 | 14 | 11.77 | Residential | Yes | Behind the Meter | Ad Energy | AC Electric | Accepted | 2019-05-03 | 2019-05-08 | 2020-05-08 | SunPower | SPR-E20-327-E-AC | Solar Panels |  | 0.327 | 16 | 221 | 23 |  | Fixed | Roof
Solar Registration Program | NJSRRE1540958546 | Sicklerville | 8081 | 14 | 11.77 | Residential | Yes | Behind the Meter | Ad Energy | AC Electric | Accepted | 2019-05-03 | 2019-05-08 | 2020-05-08 | SunPower | SPR-E20-327-E-AC | Solar Panels |  | 0.327 | 4 | 221 | 24 |  | Fixed | Roof
Solar Registration Program | NJSRRE1540958546 | Sicklerville | 8081 | 14 | 11.77 | Residential | Yes | Behind the Meter | Ad Energy | AC Electric | Accepted | 2019-05-03 | 2019-05-08 | 2020-05-08 | SunPower | SPR-E20-327-E-AC | Solar Panels |  | 0.327 | 16 | 41 | 23 |  | Fixed | Roof
Solar Registration Program | NJSRRE1540958546 | Sicklerville | 8081 | 14 | 11.77 | Residential | Yes | Behind the Meter | Ad Energy | AC Electric | Accepted | 2019-05-03 | 2019-05-08 | 2020-05-08 | SunPower | SPR-E20-327-E-AC | Inverters | 315 |  | 36 |  |  | 0.975 |  | Outdoor | At each panel
Solar Registration Program | NJSRRE1541632516 | Turnersville | 8012 | 14 | 11.77 | Residential | Yes | Behind the Meter | SunPower Corporation, Systems | AC Electric | Accepted | 2019-07-12 | 2019-07-15 | 2020-07-15 | SUNPOWER | SPR-E20-327-E-AC | Solar Panels |  | 0.327 | 17 | 136 | 23 |  | Fixed | Roof
Solar Registration Program | NJSRRE1541632516 | Turnersville | 8012 | 14 | 11.77 | Residential | Yes | Behind the Meter | SunPower Corporation, Systems | AC Electric | Accepted | 2019-07-12 | 2019-07-15 | 2020-07-15 | SUNPOWER | SPR-E20-327-E-AC | Solar Panels |  | 0.327 | 4 | 136 | 23 |  | Fixed | Roof
Solar Registration Program | NJSRRE1541632516 | Turnersville | 8012 | 14 | 11.77 | Residential | Yes | Behind the Meter | SunPower Corporation, Systems | AC Electric | Accepted | 2019-07-12 | 2019-07-15 | 2020-07-15 | SUNPOWER | SPR-E20-327-E-AC | Solar Panels |  | 0.327 | 8 | 316 | 23 |  | Fixed | Roof
Solar Registration Program | NJSRRE1541632516 | Turnersville | 8012 | 14 | 11.77 | Residential | Yes | Behind the Meter | SunPower Corporation, Systems | AC Electric | Accepted | 2019-07-12 | 2019-07-15 | 2020-07-15 | SUNPOWER | SPR-E20-327-E-AC | Solar Panels |  | 0.327 | 7 | 136 | 23 |  | Fixed | Roof
Solar Registration Program | NJSRRE1541632516 | Turnersville | 8012 | 14 | 11.77 | Residential | Yes | Behind the Meter | SunPower Corporation, Systems | AC Electric | Accepted | 2019-07-12 | 2019-07-15 | 2020-07-15 | SUNPOWER | SPR-E20-327-E-AC | Inverters | 320 |  | 36 |  |  | 0.96 |  | Other | under each panel
Solar Registration Program | NJSRRE1541802176 | oak ridge | 7438 | 6 | 11.77 | Municipality | Yes | Behind the Meter | Vision Solar LLC | JCP&L | Accepted | 2019-08-07 | 2019-08-12 | 2020-08-12 | sunpower | e20-327-e-aqc | Solar Panels |  | 0.327 | 36 | 134 | 22 |  | Fixed | Roof
Solar Registration Program | NJSRRE1541802176 | oak ridge | 7438 | 6 | 11.77 | Municipality | Yes | Behind the Meter | Vision Solar LLC | JCP&L | Accepted | 2019-08-07 | 2019-08-12 | 2020-08-12 | sunpower | e20-327-e-ac | Inverters | 0.32 |  | 36 |  |  | 0.96 |  | Other | behind panels
Solar Registration Program | NJSRRE1541820738 | Magnolia | 8049 | 14 | 11.77 | Residential | Yes | Behind the Meter | Vision Solar LLC | PSE&G | Accepted | 2019-09-11 | 2019-09-11 | 2020-09-11 | sunpower | e20-327-e-ac | Solar Panels |  | 0.327 | 5 | 71 | 37 |  | Fixed | Roof
Solar Registration Program | NJSRRE1541820738 | Magnolia | 8049 | 14 | 11.77 | Residential | Yes | Behind the Meter | Vision Solar LLC | PSE&G | Accepted | 2019-09-11 | 2019-09-11 | 2020-09-11 | sunpower | e20-327-e-ac | Solar Panels |  | 0.327 | 5 | 251 | 7 |  | Fixed | Roof
Solar Registration Program | NJSRRE1541820738 | Magnolia | 8049 | 14 | 11.77 | Residential | Yes | Behind the Meter | Vision Solar LLC | PSE&G | Accepted | 2019-09-11 | 2019-09-11 | 2020-09-11 | sunpower | e20-327-e-ac | Solar Panels |  | 0.327 | 20 | 251 | 37 |  | Fixed | Roof
Solar Registration Program | NJSRRE1541820738 | Magnolia | 8049 | 14 | 11.77 | Residential | Yes | Behind the Meter | Vision Solar LLC | PSE&G | Accepted | 2019-09-11 | 2019-09-11 | 2020-09-11 | sunpower | e20-327-e-ac | Solar Panels |  | 0.327 | 6 | 251 | 11 |  | Fixed | Roof
Solar Registration Program | NJSRRE1541820738 | Magnolia | 8049 | 14 | 11.77 | Residential | Yes | Behind the Meter | Vision Solar LLC | PSE&G | Accepted | 2019-09-11 | 2019-09-11 | 2020-09-11 | sunpower | e20-327-e-ac | Inverters | 0.32 |  | 36 |  |  | 0.96 |  | Other | behind panels
Solar Registration Program | NJSRRE1541835531 | Penns Grove | 8069 | 16 | 11.77 | Residential | Yes | Behind the Meter | Seabright Solar | AC Electric | Accepted | 2019-08-29 | 2019-08-29 | 2020-08-29 | Sunpower | SPR-E20-327 | Solar Panels |  | 0.327 | 12 | 140 | 40 |  | Fixed | Roof
Solar Registration Program | NJSRRE1541835531 | Penns Grove | 8069 | 16 | 11.77 | Residential | Yes | Behind the Meter | Seabright Solar | AC Electric | Accepted | 2019-08-29 | 2019-08-29 | 2020-08-29 | Sunpower | SPR-E20-327 | Solar Panels |  | 0.327 | 11 | 320 | 40 |  | Fixed | Roof
Solar Registration Program | NJSRRE1541835531 | Penns Grove | 8069 | 16 | 11.77 | Residential | Yes | Behind the Meter | Seabright Solar | AC Electric | Accepted | 2019-08-29 | 2019-08-29 | 2020-08-29 | Sunpower | SPR-E20-327 | Solar Panels |  | 0.327 | 13 | 140 | 9 |  | Fixed | Roof
Solar Registration Program | NJSRRE1541835531 | Penns Grove | 8069 | 16 | 11.77 | Residential | Yes | Behind the Meter | Seabright Solar | AC Electric | Accepted | 2019-08-29 | 2019-08-29 | 2020-08-29 | Sunpower | SPR-E20-327 | Inverters | 0.32 |  | 36 |  |  | 0.99 |  | Outside | Roof
Solar Registration Program | NJSRRE1541888019 | west milford | 7480 | 6 | 11.77 | Residential | Yes | Behind the Meter | Vision Solar LLC | Orange Rockland Electric | Accepted | 2019-09-23 | 2019-09-23 | 2020-09-23 | sunpower | e20-327-e-ac | Solar Panels |  | 0.327 | 10 | 191 | 26 |  | Fixed | Roof
Solar Registration Program | NJSRRE1541888019 | west milford | 7480 | 6 | 11.77 | Residential | Yes | Behind the Meter | Vision Solar LLC | Orange Rockland Electric | Accepted | 2019-09-23 | 2019-09-23 | 2020-09-23 | sunpower | spr-e20-327-e-ac | Solar Panels |  | 0.327 | 11 | 191 | 11 |  | Fixed | Roof
Solar Registration Program | NJSRRE1541888019 | west milford | 7480 | 6 | 11.77 | Residential | Yes | Behind the Meter | Vision Solar LLC | Orange Rockland Electric | Accepted | 2019-09-23 | 2019-09-23 | 2020-09-23 | sunpower | spr-e20-327-e-ac | Solar Panels |  | 0.327 | 6 | 101 | 14 |  | Fixed | Roof
Solar Registration Program | NJSRRE1541888019 | west milford | 7480 | 6 | 11.77 | Residential | Yes | Behind the Meter | Vision Solar LLC | Orange Rockland Electric | Accepted | 2019-09-23 | 2019-09-23 | 2020-09-23 | sunpoower | spr-e20-327-e-ac | Solar Panels |  | 0.327 | 9 | 11 | 26 |  | Fixed | Roof
Solar Registration Program | NJSRRE1541888019 | west milford | 7480 | 6 | 11.77 | Residential | Yes | Behind the Meter | Vision Solar LLC | Orange Rockland Electric | Accepted | 2019-09-23 | 2019-09-23 | 2020-09-23 | sunpower | spr-e20-327-e-ac | Inverters | 0.32 |  | 36 |  |  | 0.96 |  | Other | behind panels
Solar Registration Program | NJSRRE1542433937 | Old Bridge Township | 8857 | 11 | 11.77 | Residential | Yes | Behind the Meter | SunPower Corporation, Systems | JCP&L | Accepted | 2019-09-25 | 2019-09-27 | 2020-09-27 | SUNPOWER | SPR-E20-327-E-AC | Solar Panels |  | 0.327 | 18 | 94 | 20 |  | Fixed | Roof
Solar Registration Program | NJSRRE1542433937 | Old Bridge Township | 8857 | 11 | 11.77 | Residential | Yes | Behind the Meter | SunPower Corporation, Systems | JCP&L | Accepted | 2019-09-25 | 2019-09-27 | 2020-09-27 | SUNPOWER | SPR-E20-327-E-AC | Solar Panels |  | 0.327 | 13 | 274 | 20 |  | Fixed | Roof
Solar Registration Program | NJSRRE1542433937 | Old Bridge Township | 8857 | 11 | 11.77 | Residential | Yes | Behind the Meter | SunPower Corporation, Systems | JCP&L | Accepted | 2019-09-25 | 2019-09-27 | 2020-09-27 | SUNPOWER | SPR-E20-327-E-AC | Solar Panels |  | 0.327 | 2 | 94 | 20 |  | Fixed | Roof
Solar Registration Program | NJSRRE1542433937 | Old Bridge Township | 8857 | 11 | 11.77 | Residential | Yes | Behind the Meter | SunPower Corporation, Systems | JCP&L | Accepted | 2019-09-25 | 2019-09-27 | 2020-09-27 | SUNPOWER | SPR-E20-327-E-AC | Solar Panels |  | 0.327 | 3 | 94 | 20 |  | Fixed | Roof
Solar Registration Program | NJSRRE1542433937 | Old Bridge Township | 8857 | 11 | 11.77 | Residential | Yes | Behind the Meter | SunPower Corporation, Systems | JCP&L | Accepted | 2019-09-25 | 2019-09-27 | 2020-09-27 | SUNPOWER | SPR-E20-327-E-AC | Inverters | 320 |  | 36 |  |  | 0.96 |  | Other | under each panel
Solar Registration Program | NJSRRE1542524953 | Lawrence Township | 8648 | 12 | 11.77 | Residential | Yes | Behind the Meter | SunnyMac LLC | PSE&G | Accepted | 2019-10-10 | 2019-10-14 | 2020-10-14 | SunPower | SPR-E20-327 | Solar Panels |  | 0.327 | 22 | 102 | 22 |  | Fixed | Roof
Solar Registration Program | NJSRRE1542524953 | Lawrence Township | 8648 | 12 | 11.77 | Residential | Yes | Behind the Meter | SunnyMac LLC | PSE&G | Accepted | 2019-10-10 | 2019-10-14 | 2020-10-14 | SunPower | SPR-E20-327 | Solar Panels |  | 0.327 | 14 | 282 | 22 |  | Fixed | Roof
Solar Registration Program | NJSRRE1542524953 | Lawrence Township | 8648 | 12 | 11.77 | Residential | Yes | Behind the Meter | SunnyMac LLC | PSE&G | Accepted | 2019-10-10 | 2019-10-14 | 2020-10-14 | Enphase | IQ7XS-96-ACM-US | Inverters | 0.315 |  | 36 |  |  | 0.99 |  | Outdoor | roof
Solar Registration Program | NJSRRE1542540217 | WILLIAMSTOWN | 8094 | 15 | 11.77 | Residential | Yes | Behind the Meter | Vision Solar LLC | AC Electric | Final As-Built Received | 2019-10-16 | 2019-10-16 | 2020-10-16 | SUNPOWER | E20-327-E-AC | Solar Panels |  | 0.327 | 20 | 124 | 41 |  | Fixed | Roof
Solar Registration Program | NJSRRE1542540217 | WILLIAMSTOWN | 8094 | 15 | 11.77 | Residential | Yes | Behind the Meter | Vision Solar LLC | AC Electric | Final As-Built Received | 2019-10-16 | 2019-10-16 | 2020-10-16 | SUNPOWER | E20-327-E-AC | Solar Panels |  | 0.327 | 16 | 214 | 41 |  | Fixed | Roof
Solar Registration Program | NJSRRE1542540217 | WILLIAMSTOWN | 8094 | 15 | 11.77 | Residential | Yes | Behind the Meter | Vision Solar LLC | AC Electric | Final As-Built Received | 2019-10-16 | 2019-10-16 | 2020-10-16 | SUNPOWER | E20-327-E-AC | Inverters | 0.32 |  | 36 |  |  | 0.96 |  | Other | BEHIND PANELS
Solar Registration Program | NJSRRE1542554105 | Piscataway | 8854 | 11 | 11.77 | Residential | No | Behind the Meter | Sunpower Capital LLC | PSE&G | Accepted | 2019-11-01 | 2019-11-04 | 2020-11-04 | SunPower | 327W | Solar Panels |  | 0.327 | 36 | 164 | 13 |  | Fixed | Roof
Solar Registration Program | NJSRRE1542554105 | Piscataway | 8854 | 11 | 11.77 | Residential | No | Behind the Meter | Sunpower Capital LLC | PSE&G | Accepted | 2019-11-01 | 2019-11-04 | 2020-11-04 | SunPower | Type E | Inverters | 320 |  | 36 |  |  | 0.92 |  | Outside | na
Solar Registration Program | NJSRRE1542907576 | Franklin | 8873 | 5 | 11.77 | Residential | No | Behind the Meter | Fusion Solar Energy LLC | PSE&G | Accepted | 2019-11-04 | 2019-11-06 | 2020-11-06 | SUNPOWER | SUNPOWER TYPE D | Solar Panels |  | 0.327 | 36 | NORTH | 18 |  | Fixed | Roof
Solar Registration Program | NJSRRE1542907576 | Franklin | 8873 | 5 | 11.77 | Residential | No | Behind the Meter | Fusion Solar Energy LLC | PSE&G | Accepted | 2019-11-04 | 2019-11-06 | 2020-11-06 | SUNPOWER | SUNPOWER TYPE D | Inverters | 320 |  | 36 |  |  | 0.96 |  | Outdoor | ROOF
Solar Registration Program | NJSRRE1543341997 | Bayville | 8721 | 18 | 11.77 | Residential | No | Behind the Meter | SunPower Corporation, Systems | JCP&L | Accepted | 2019-11-15 | 2019-11-19 | 2020-11-19 | SUNPOWER | SPR-E20-327-E-AC | Solar Panels |  | 0.327 | 22 | 185 | 20 |  | Fixed | Roof
Solar Registration Program | NJSRRE1543341997 | Bayville | 8721 | 18 | 11.77 | Residential | No | Behind the Meter | SunPower Corporation, Systems | JCP&L | Accepted | 2019-11-15 | 2019-11-19 | 2020-11-19 | SUNPOWER | SPR-E20-327-E-AC | Solar Panels |  | 0.327 | 14 | 5 | 10 |  | Fixed | Roof
Solar Registration Program | NJSRRE1543341997 | Bayville | 8721 | 18 | 11.77 | Residential | No | Behind the Meter | SunPower Corporation, Systems | JCP&L | Accepted | 2019-11-15 | 2019-11-19 | 2020-11-19 | SUNPOWER | SPR-E20-327-E-AC | Inverters | 320 |  | 36 |  |  | 0.96 |  | Other | under each panel
Solar Registration Program | NJSRRE1543434318 | Erial | 8081 | 14 | 11.77 | Residential | Yes | Behind the Meter | SunnyMac LLC | AC Electric | Accepted | 2019-11-21 | 2019-11-26 | 2020-11-26 | SunPower | SPR-E20-327 | Solar Panels |  | 0.327 | 12 | 101 | 31 |  | Fixed | Roof
Solar Registration Program | NJSRRE1543434318 | Erial | 8081 | 14 | 11.77 | Residential | Yes | Behind the Meter | SunnyMac LLC | AC Electric | Accepted | 2019-11-21 | 2019-11-26 | 2020-11-26 | SunPower | SPR-E20-327 | Solar Panels |  | 0.327 | 24 | 101 | 31 |  | Fixed | Roof
Solar Registration Program | NJSRRE1543434318 | Erial | 8081 | 14 | 11.77 | Residential | Yes | Behind the Meter | SunnyMac LLC | AC Electric | Accepted | 2019-11-21 | 2019-11-26 | 2020-11-26 | Enphase | IQ7XS-96-ACM-US | Inverters | 0.315 |  | 36 |  |  | 0.99 |  | Outdoor | roof
Solar Registration Program | NJSRRE1543442982 | Washington | 7882 | 2 | 11.77 | Residential | Yes | Behind the Meter | Ad Energy | JCP&L | Accepted | 2019-11-25 | 2019-12-12 | 2020-12-12 | SunPower | SPR-E20-327-E-AC | Solar Panels |  | 0.327 | 36 | 147 | 25 |  | Fixed | Ground
Solar Registration Program | NJSRRE1543442982 | Washington | 7882 | 2 | 11.77 | Residential | Yes | Behind the Meter | Ad Energy | JCP&L | Accepted | 2019-11-25 | 2019-12-12 | 2020-12-12 | Enphase Energy | IQ7XS-96-ACM-US | Inverters | 315 |  | 36 |  |  | 0.975 |  | Outdoor | At each panel
Solar Registration Program | NJSRRE1543446697 | Cherry Hill | 8034 | 14 | 11.77 | Residential | No | Behind the Meter | SunPower Corporation, Systems | PSE&G | Accepted | 2019-11-26 | 2019-12-02 | 2020-12-02 | SUNPOWER | SPR-E20-327-E-AC | Solar Panels |  | 0.327 | 18 | 178 | 23 |  | Fixed | Roof
Solar Registration Program | NJSRRE1543446697 | Cherry Hill | 8034 | 14 | 11.77 | Residential | No | Behind the Meter | SunPower Corporation, Systems | PSE&G | Accepted | 2019-11-26 | 2019-12-02 | 2020-12-02 | SUNPOWER | SPR-E20-327-E-AC | Solar Panels |  | 0.327 | 18 | 88 | 23 |  | Fixed | Roof
Solar Registration Program | NJSRRE1543446697 | Cherry Hill | 8034 | 14 | 11.77 | Residential | No | Behind the Meter | SunPower Corporation, Systems | PSE&G | Accepted | 2019-11-26 | 2019-12-02 | 2020-12-02 | SUNPOWER | SPR-E20-327-E-AC | Inverters | 320 |  | 36 |  |  | 0.96 |  | Other | under each panel
Solar Registration Program | NJSRRE1543565015 | Deptford Township | 8096 | 15 | 11.77 | Residential | No | Behind the Meter | SunnyMac LLC | PSE&G | Accepted | 2019-12-18 | 2019-12-20 | 2020-12-20 | SunPower | SPR-E20327 | Solar Panels |  | 0.327 | 9 | 144 | 34 |  | Fixed | Roof
Solar Registration Program | NJSRRE1543565015 | Deptford Township | 8096 | 15 | 11.77 | Residential | No | Behind the Meter | SunnyMac LLC | PSE&G | Accepted | 2019-12-18 | 2019-12-20 | 2020-12-20 | SunPower | SPR-E20327 | Solar Panels |  | 0.327 | 27 | 234 | 26 |  | Fixed | Roof
Solar Registration Program | NJSRRE1543565015 | Deptford Township | 8096 | 15 | 11.77 | Residential | No | Behind the Meter | SunnyMac LLC | PSE&G | Accepted | 2019-12-18 | 2019-12-20 | 2020-12-20 | Enphase | IQ7XS-96-ACM-US | Inverters | 0.315 |  | 36 |  |  | 0.99 |  | Outdoor | roof
Solar Registration Program | NJSRRE1543586328 | Hamilton Township | 8619 | 12 | 11.77 | Residential | No | Behind the Meter | GenRenew, LLC | PSE&G | Accepted | 2019-12-20 | 2019-12-26 | 2020-12-26 | Sunpower | SPR-E20-327-E-AC | Solar Panels |  | 0.327 | 15 | 265 | 30 |  | Fixed | Roof
Solar Registration Program | NJSRRE1543586328 | Hamilton Township | 8619 | 12 | 11.77 | Residential | No | Behind the Meter | GenRenew, LLC | PSE&G | Accepted | 2019-12-20 | 2019-12-26 | 2020-12-26 | Sunpower | SPR-E20-327-E-AC | Solar Panels |  | 0.327 | 6 | 265 | 30 |  | Fixed | Roof
Solar Registration Program | NJSRRE1543586328 | Hamilton Township | 8619 | 12 | 11.77 | Residential | No | Behind the Meter | GenRenew, LLC | PSE&G | Accepted | 2019-12-20 | 2019-12-26 | 2020-12-26 | Sunpower | SPR-E20-327-E-AC | Solar Panels |  | 0.327 | 15 | 85 | 30 |  | Fixed | Roof
Solar Registration Program | NJSRRE1543586328 | Hamilton Township | 8619 | 12 | 11.77 | Residential | No | Behind the Meter | GenRenew, LLC | PSE&G | Accepted | 2019-12-20 | 2019-12-26 | 2020-12-26 | Sunpower | MI-E-320-US208/240 | Inverters | 320 |  | 36 |  |  | 0.96 |  | Outdoor | microinverters under modules
Solar Registration Program | NJSRRE1540285406 | Hackensack City | 7601 | 7 | 11.78 | Residential | No | Behind the Meter | United Solar LLC | PSE&G | Accepted | 2019-01-24 | 2019-01-28 | 2020-01-28 | Hanwah | Q Cell 310 | Solar Panels |  | 0.31 | 23 | 34 | 0.27 |  | Fixed | Roof
Solar Registration Program | NJSRRE1540285406 | Hackensack City | 7601 | 7 | 11.78 | Residential | No | Behind the Meter | United Solar LLC | PSE&G | Accepted | 2019-01-24 | 2019-01-28 | 2020-01-28 | Hanwha | Q Cell 310 | Solar Panels |  | 0.31 | 12 | 214 | 27 |  | Fixed | Roof
Solar Registration Program | NJSRRE1540285406 | Hackensack City | 7601 | 7 | 11.78 | Residential | No | Behind the Meter | United Solar LLC | PSE&G | Accepted | 2019-01-24 | 2019-01-28 | 2020-01-28 | Hanwha | Q Cell 310 | Solar Panels |  | 0.31 | 2 | 214 | 0.27 |  | Fixed | Roof
Solar Registration Program | NJSRRE1540285406 | Hackensack City | 7601 | 7 | 11.78 | Residential | No | Behind the Meter | United Solar LLC | PSE&G | Accepted | 2019-01-24 | 2019-01-28 | 2020-01-28 | Hanwha | Q Cell 310 | Solar Panels |  | 0.31 | 1 | 34 | 27 |  | Fixed | Roof
Solar Registration Program | NJSRRE1540285406 | Hackensack City | 7601 | 7 | 11.78 | Residential | No | Behind the Meter | United Solar LLC | PSE&G | Accepted | 2019-01-24 | 2019-01-28 | 2020-01-28 | Enphase Energy | IQ6-60-2-US | Inverters | 240 |  | 28 |  |  | 0.97 |  | Outdoor | rooftop
Solar Registration Program | NJSRRE1540987352 | Absecon | 8201 | 19 | 11.78 | Residential | Yes | Behind the Meter | Suntuity Solar LLC | AC Electric | Accepted | 2019-05-14 | 2019-05-16 | 2020-05-16 | Yingli Green Energy | YL310D-30b | Solar Panels |  | 0.31 | 6 | 221 | 5 |  | Fixed | Roof
Solar Registration Program | NJSRRE1540987352 | Absecon | 8201 | 19 | 11.78 | Residential | Yes | Behind the Meter | Suntuity Solar LLC | AC Electric | Accepted | 2019-05-14 | 2019-05-16 | 2020-05-16 | Yingli Green Energy | YL310D-30b | Solar Panels |  | 0.31 | 6 | 41 | 5 |  | Fixed | Roof
Solar Registration Program | NJSRRE1540987352 | Absecon | 8201 | 19 | 11.78 | Residential | Yes | Behind the Meter | Suntuity Solar LLC | AC Electric | Accepted | 2019-05-14 | 2019-05-16 | 2020-05-16 | Yingli Green Energy | YL310D-30b | Solar Panels |  | 0.31 | 10 | 41 | 34 |  | Fixed | Roof
Solar Registration Program | NJSRRE1540987352 | Absecon | 8201 | 19 | 11.78 | Residential | Yes | Behind the Meter | Suntuity Solar LLC | AC Electric | Accepted | 2019-05-14 | 2019-05-16 | 2020-05-16 | Yingli Green Energy | YL310D-30b | Solar Panels |  | 0.31 | 16 | 221 | 34 |  | Fixed | Roof
Solar Registration Program | NJSRRE1540987352 | Absecon | 8201 | 19 | 11.78 | Residential | Yes | Behind the Meter | Suntuity Solar LLC | AC Electric | Accepted | 2019-05-14 | 2019-05-16 | 2020-05-16 | Enphase Energy | IQ7-60-2-US | Inverters | 240 |  | 38 |  |  | 0.97 |  | Outdoor | Behind the PV Modules
Solar Registration Program | NJSRRE1541025214 | Brick | 8723 | 18 | 11.78 | Residential | Yes | Behind the Meter | Suntuity Solar LLC | JCP&L | Accepted | 2019-05-20 | 2019-05-22 | 2020-05-22 | Yingli Green Energy | YL310D-30b | Solar Panels |  | 0.31 | 14 | 180 | 26 |  | Fixed | Roof
Solar Registration Program | NJSRRE1541025214 | Brick | 8723 | 18 | 11.78 | Residential | Yes | Behind the Meter | Suntuity Solar LLC | JCP&L | Accepted | 2019-05-20 | 2019-05-22 | 2020-05-22 | Yingli Green Energy | YL310D-30b | Solar Panels |  | 0.31 | 24 | 180 | 26 |  | Fixed | Roof
Solar Registration Program | NJSRRE1541025214 | Brick | 8723 | 18 | 11.78 | Residential | Yes | Behind the Meter | Suntuity Solar LLC | JCP&L | Accepted | 2019-05-20 | 2019-05-22 | 2020-05-22 | Enphase Energy | IQ7-60-2-US | Inverters | 240 |  | 38 |  |  | 0.97 |  | Outdoor | Behind the PV Modules
Solar Registration Program | NJSRRE1541128272 | South Plainfield | 7080 | 11 | 11.78 | Residential | Yes | Behind the Meter | Suntuity Solar LLC | PSE&G | Accepted | 2019-06-10 | 2019-06-13 | 2020-06-13 | Yingli Green Energy | YL310D-30b | Solar Panels |  | 0.31 | 17 | 254 | 46 |  | Fixed | Roof
Solar Registration Program | NJSRRE1541128272 | South Plainfield | 7080 | 11 | 11.78 | Residential | Yes | Behind the Meter | Suntuity Solar LLC | PSE&G | Accepted | 2019-06-10 | 2019-06-13 | 2020-06-13 | Yingli Green Energy | YL310D-30b | Solar Panels |  | 0.31 | 12 | 164 | 46 |  | Fixed | Roof
Solar Registration Program | NJSRRE1541128272 | South Plainfield | 7080 | 11 | 11.78 | Residential | Yes | Behind the Meter | Suntuity Solar LLC | PSE&G | Accepted | 2019-06-10 | 2019-06-13 | 2020-06-13 | Yingli Green Energy | YL310D-30b | Solar Panels |  | 0.31 | 5 | 74 | 46 |  | Fixed | Roof
Solar Registration Program | NJSRRE1541128272 | South Plainfield | 7080 | 11 | 11.78 | Residential | Yes | Behind the Meter | Suntuity Solar LLC | PSE&G | Accepted | 2019-06-10 | 2019-06-13 | 2020-06-13 | Yingli Green Energy | YL310D-30b | Solar Panels |  | 0.31 | 4 | 74 | 46 |  | Fixed | Roof
Solar Registration Program | NJSRRE1541128272 | South Plainfield | 7080 | 11 | 11.78 | Residential | Yes | Behind the Meter | Suntuity Solar LLC | PSE&G | Accepted | 2019-06-10 | 2019-06-13 | 2020-06-13 | Enphase Energy | IQ7-60-2-US | Inverters | 240 |  | 38 |  |  | 0.97 |  | Outdoor | Behind the PV Modules
Solar Registration Program | NJSRRE1541623275 | Westville | 8093 | 15 | 11.78 | Residential | No | Behind the Meter | Suntuity Solar LLC | PSE&G | Accepted | 2019-07-09 | 2019-07-10 | 2020-07-10 | Yingli Green Energy | YL310D-30b | Solar Panels |  | 0.31 | 28 | 220 | 23 |  | Fixed | Roof
Solar Registration Program | NJSRRE1541623275 | Westville | 8093 | 15 | 11.78 | Residential | No | Behind the Meter | Suntuity Solar LLC | PSE&G | Accepted | 2019-07-09 | 2019-07-10 | 2020-07-10 | Yingli Green Energy | YL310D-30b | Solar Panels |  | 0.31 | 10 | 40 | 23 |  | Fixed | Roof
Solar Registration Program | NJSRRE1541623275 | Westville | 8093 | 15 | 11.78 | Residential | No | Behind the Meter | Suntuity Solar LLC | PSE&G | Accepted | 2019-07-09 | 2019-07-10 | 2020-07-10 | Enphase Energy | IQ7-60-2-US | Inverters | 240 |  | 38 |  |  | 0.97 |  | Outdoor | Behind the PV Modules
Solar Registration Program | NJSRRE1541712649 | Union | 7083 | 10 | 11.78 | Residential | No | Behind the Meter | Green Power Energy | PSE&G | Accepted | 2019-07-29 | 2019-08-01 | 2020-08-01 | Silfab | SLA-M 310 | Solar Panels |  | 0.31 | 26 | 240 | 27 |  | Fixed | Roof
Solar Registration Program | NJSRRE1541712649 | Union | 7083 | 10 | 11.78 | Residential | No | Behind the Meter | Green Power Energy | PSE&G | Accepted | 2019-07-29 | 2019-08-01 | 2020-08-01 | Silfab | SLA-M 310 | Solar Panels |  | 0.31 | 12 | 59 | 27 |  | Fixed | Roof
Solar Registration Program | NJSRRE1541712649 | Union | 7083 | 10 | 11.78 | Residential | No | Behind the Meter | Green Power Energy | PSE&G | Accepted | 2019-07-29 | 2019-08-01 | 2020-08-01 | Solar Edge | SE10000H-US | Inverters | 10000 |  | 1 |  |  | 0.97 |  | Outside | next to meter
Solar Registration Program | NJSRRE1541809366 | East Windsor | 8520 | 12 | 11.78 | Residential | Yes | Behind the Meter | Suntuity Solar LLC | JCP&L | Accepted | 2019-08-09 | 2019-08-23 | 2020-08-23 | Yingli Green Energy | YL310D-30b | Solar Panels |  | 0.31 | 14 | 49 | 30 |  | Fixed | Roof
Solar Registration Program | NJSRRE1541809366 | East Windsor | 8520 | 12 | 11.78 | Residential | Yes | Behind the Meter | Suntuity Solar LLC | JCP&L | Accepted | 2019-08-09 | 2019-08-23 | 2020-08-23 | Yingli Green Energy | YL310D-30b | Solar Panels |  | 0.31 | 3 | 139 | 37 |  | Fixed | Roof
Solar Registration Program | NJSRRE1541809366 | East Windsor | 8520 | 12 | 11.78 | Residential | Yes | Behind the Meter | Suntuity Solar LLC | JCP&L | Accepted | 2019-08-09 | 2019-08-23 | 2020-08-23 | Yingli Green Energy | YL310D-30b | Solar Panels |  | 0.31 | 6 | 229 | 30 |  | Fixed | Roof
Solar Registration Program | NJSRRE1541809366 | East Windsor | 8520 | 12 | 11.78 | Residential | Yes | Behind the Meter | Suntuity Solar LLC | JCP&L | Accepted | 2019-08-09 | 2019-08-23 | 2020-08-23 | Yingli Green Energy | YL310D-30b | Solar Panels |  | 0.31 | 15 | 229 | 30 |  | Fixed | Roof
Solar Registration Program | NJSRRE1541809366 | East Windsor | 8520 | 12 | 11.78 | Residential | Yes | Behind the Meter | Suntuity Solar LLC | JCP&L | Accepted | 2019-08-09 | 2019-08-23 | 2020-08-23 | Enphase Energy | IQ7-60-2-US | Inverters | 240 |  | 38 |  |  | 0.97 |  | Outdoor | Behind the PV Modules
Solar Registration Program | NJSRRE1541880168 | Malaga | 8328 | 15 | 11.78 | Residential | Yes | Behind the Meter | Suntuity Solar LLC | AC Electric | Accepted | 2019-08-23 | 2019-08-27 | 2020-08-27 | Yingli Green Energy | YL310D-30b | Solar Panels |  | 0.31 | 7 | 311 | 30 |  | Fixed | Roof
Solar Registration Program | NJSRRE1541880168 | Malaga | 8328 | 15 | 11.78 | Residential | Yes | Behind the Meter | Suntuity Solar LLC | AC Electric | Accepted | 2019-08-23 | 2019-08-27 | 2020-08-27 | Yingli Green Energy | YL310D-30b | Solar Panels |  | 0.31 | 6 | 130 | 30 |  | Fixed | Roof
Solar Registration Program | NJSRRE1541880168 | Malaga | 8328 | 15 | 11.78 | Residential | Yes | Behind the Meter | Suntuity Solar LLC | AC Electric | Accepted | 2019-08-23 | 2019-08-27 | 2020-08-27 | Yingli Green Energy | YL310D-30b | Solar Panels |  | 0.31 | 9 | 220 | 24 |  | Fixed | Roof
Solar Registration Program | NJSRRE1541880168 | Malaga | 8328 | 15 | 11.78 | Residential | Yes | Behind the Meter | Suntuity Solar LLC | AC Electric | Accepted | 2019-08-23 | 2019-08-27 | 2020-08-27 | Yingli Green Energy | YL310D-30b | Solar Panels |  | 0.31 | 8 | 220 | 25 |  | Fixed | Roof
Solar Registration Program | NJSRRE1541880168 | Malaga | 8328 | 15 | 11.78 | Residential | Yes | Behind the Meter | Suntuity Solar LLC | AC Electric | Accepted | 2019-08-23 | 2019-08-27 | 2020-08-27 | Yingli Green Energy | YL310D-30b | Solar Panels |  | 0.31 | 8 | 220 | 25 |  | Fixed | Roof
Solar Registration Program | NJSRRE1541880168 | Malaga | 8328 | 15 | 11.78 | Residential | Yes | Behind the Meter | Suntuity Solar LLC | AC Electric | Accepted | 2019-08-23 | 2019-08-27 | 2020-08-27 | Enphase Energy | IQ7-60-2-US | Inverters | 240 |  | 38 |  |  | 0.97 |  | Outdoor | Behind the PV Modules
Solar Registration Program | NJSRRE1542411745 | Pittsgrove Township | 8318 | 16 | 11.78 | Residential | No | Behind the Meter | Suntuity Solar LLC | AC Electric | Accepted | 2019-09-17 | 2019-09-19 | 2020-09-19 | Yingli Green Energy | YL310D-30b | Solar Panels |  | 0.31 | 26 | 249 | 17 |  | Fixed | Roof
Solar Registration Program | NJSRRE1542411745 | Pittsgrove Township | 8318 | 16 | 11.78 | Residential | No | Behind the Meter | Suntuity Solar LLC | AC Electric | Accepted | 2019-09-17 | 2019-09-19 | 2020-09-19 | Yingli Green Energy | YL310D-30b | Solar Panels |  | 0.31 | 12 | 69 | 17 |  | Fixed | Roof
Solar Registration Program | NJSRRE1542411745 | Pittsgrove Township | 8318 | 16 | 11.78 | Residential | No | Behind the Meter | Suntuity Solar LLC | AC Electric | Accepted | 2019-09-17 | 2019-09-19 | 2020-09-19 | Enphase Energy | IQ7-60-2-US | Inverters | 240 |  | 38 |  |  | 0.97 |  | Outdoor | Behind the PV Modules
Solar Registration Program | NJSRRE1542443495 | Pilesgrove | 8098 | 16 | 11.78 | Residential | Yes | Behind the Meter | Orbit Energy & Power, LLC | AC Electric | Accepted | 2019-09-26 | 2019-09-27 | 2020-09-27 | trina | tsm310 | Solar Panels |  | 0.31 | 26 | 199 | 38 |  | Fixed | Roof
Solar Registration Program | NJSRRE1542443495 | Pilesgrove | 8098 | 16 | 11.78 | Residential | Yes | Behind the Meter | Orbit Energy & Power, LLC | AC Electric | Accepted | 2019-09-26 | 2019-09-27 | 2020-09-27 | trina | tsm310 | Solar Panels |  | 0.31 | 12 | 199 | 20 |  | Fixed | Roof
Solar Registration Program | NJSRRE1542443495 | Pilesgrove | 8098 | 16 | 11.78 | Residential | Yes | Behind the Meter | Orbit Energy & Power, LLC | AC Electric | Accepted | 2019-09-26 | 2019-09-27 | 2020-09-27 | enphase | iq7 | Inverters | 240 |  | 38 |  |  | 0.986 |  | Outside | panel
Solar Registration Program | NJSRRE1542514930 | Turnersville | 8012 | 14 | 11.78 | Residential | Yes | Behind the Meter | Orbit Energy & Power, LLC | AC Electric | Accepted | 2019-10-08 | 2019-10-10 | 2020-10-10 | enphase | iq7 | Solar Panels |  | 0.31 | 38 | 133 | 23 |  | Fixed | Roof
Solar Registration Program | NJSRRE1542514930 | Turnersville | 8012 | 14 | 11.78 | Residential | Yes | Behind the Meter | Orbit Energy & Power, LLC | AC Electric | Accepted | 2019-10-08 | 2019-10-10 | 2020-10-10 | enphase | iq7 | Inverters | 240 |  | 38 |  |  | 0.986 |  | Outside | panel
Solar Registration Program | NJSRRE1542907680 | Lakewood | 8701 | 18 | 11.78 | Residential | No | Behind the Meter | Powerlutions | JCP&L | Accepted | 2019-11-04 | 2019-11-06 | 2020-11-06 | Trina | TSM-310 DD05A | Solar Panels |  | 0.31 | 33 | 225 | 30 |  | Fixed | Roof
Solar Registration Program | NJSRRE1542907680 | Lakewood | 8701 | 18 | 11.78 | Residential | No | Behind the Meter | Powerlutions | JCP&L | Accepted | 2019-11-04 | 2019-11-06 | 2020-11-06 | Trina | TSM-310 DD05A | Solar Panels |  | 0.31 | 5 | 135 | 35 |  | Fixed | Roof
Solar Registration Program | NJSRRE1542907680 | Lakewood | 8701 | 18 | 11.78 | Residential | No | Behind the Meter | Powerlutions | JCP&L | Accepted | 2019-11-04 | 2019-11-06 | 2020-11-06 | Solar Edge | SE10000H-US | Inverters | 10 |  | 1 |  |  | 0.97 |  | Outdoor | Near Meter
Solar Registration Program | NJSRRE1543065467 | Sicklerville | 8081 | 14 | 11.78 | Residential | Yes | Behind the Meter | Orbit Energy & Power, LLC | AC Electric | Accepted | 2019-12-10 | 2019-12-10 | 2020-12-10 | TRINA SOLAR | TSM-DD05A.08(II) | Solar Panels |  | 0.31 | 6 | 169 | 35 |  | Fixed | Roof
Solar Registration Program | NJSRRE1543065467 | Sicklerville | 8081 | 14 | 11.78 | Residential | Yes | Behind the Meter | Orbit Energy & Power, LLC | AC Electric | Accepted | 2019-12-10 | 2019-12-10 | 2020-12-10 | TRINA SOLAR | TSM-DD05A.08(II) | Solar Panels |  | 0.31 | 32 | 79 | 35 |  | Fixed | Roof
Solar Registration Program | NJSRRE1543065467 | Sicklerville | 8081 | 14 | 11.78 | Residential | Yes | Behind the Meter | Orbit Energy & Power, LLC | AC Electric | Accepted | 2019-12-10 | 2019-12-10 | 2020-12-10 | Enphase | IQ7 | Inverters | 0.24 |  | 38 |  |  | 0.99 |  | Outside | ROOF
Solar Registration Program | NJSRRE1543315720 | Sayerville | 8872 | 11 | 11.78 | Residential | Yes | Behind the Meter | Solar Energy World | JCP&L | Accepted | 2019-11-14 | 2019-11-19 | 2020-11-19 | LONGi Green Energy Technology | LR6-60PE-310M | Solar Panels |  | 0.31 | 38 | 256 | 18 |  | Fixed | Roof
Solar Registration Program | NJSRRE1543315720 | Sayerville | 8872 | 11 | 11.78 | Residential | Yes | Behind the Meter | Solar Energy World | JCP&L | Accepted | 2019-11-14 | 2019-11-19 | 2020-11-19 | Solar Edge | SE6000H-USRGM | Inverters | 6000 |  | 1 |  |  | 0.983 |  | Outdoor | near meter
Solar Registration Program | NJSRRE1543383973 | Hillsborough | 8844 | 5 | 11.78 | Residential | No | Behind the Meter | Solar Energy World | PSE&G | Accepted | 2019-11-15 | 2019-11-19 | 2020-11-19 | LONGi Green Energy Technology | LR6-60PE-310M | Solar Panels |  | 0.31 | 38 | 177 | 33 |  | Fixed | Roof
Solar Registration Program | NJSRRE1543383973 | Hillsborough | 8844 | 5 | 11.78 | Residential | No | Behind the Meter | Solar Energy World | PSE&G | Accepted | 2019-11-15 | 2019-11-19 | 2020-11-19 | Solar Edge | SE6000H-USRGM | Inverters | 6000 |  | 2 |  |  | 0.983 |  | Outdoor | near meter
Solar Registration Program | NJSRRE1543461288 | Bargaintown | 8234 | 19 | 11.78 | Residential | Yes | Behind the Meter | Bright Planet Solar | AC Electric | Accepted | 2019-11-30 | 2019-12-04 | 2020-12-04 | LONGI | LR6-60PB-310M | Solar Panels |  | 0.31 | 15 | 290 | 18 |  | Fixed | Roof
Solar Registration Program | NJSRRE1543461288 | Bargaintown | 8234 | 19 | 11.78 | Residential | Yes | Behind the Meter | Bright Planet Solar | AC Electric | Accepted | 2019-11-30 | 2019-12-04 | 2020-12-04 | LONGI | LR6-60PB-310M | Solar Panels |  | 0.31 | 12 | 201 | 18 |  | Fixed | Roof
Solar Registration Program | NJSRRE1543461288 | Bargaintown | 8234 | 19 | 11.78 | Residential | Yes | Behind the Meter | Bright Planet Solar | AC Electric | Accepted | 2019-11-30 | 2019-12-04 | 2020-12-04 | LONGI | LR6-60PB-310M | Solar Panels |  | 0.31 | 11 | 110 | 18 |  | Fixed | Roof
Solar Registration Program | NJSRRE1543461288 | Bargaintown | 8234 | 19 | 11.78 | Residential | Yes | Behind the Meter | Bright Planet Solar | AC Electric | Accepted | 2019-11-30 | 2019-12-04 | 2020-12-04 | SOLAR EDGE | SE10000H-USRGM | Inverters | 10000 |  | 1 |  |  | 0.98 |  | Outside | NEXT TO METER
Solar Registration Program | NJSRRE1543464450 | Leesburg | 8327 | 20 | 11.78 | Residential | Yes | Behind the Meter | Orbit Energy & Power, LLC | AC Electric | Accepted | 2019-12-02 | 2019-12-04 | 2020-12-04 | TRINA SOLAR | TSM-DD05A.08 310W | Solar Panels |  | 0.31 | 30 | 122 | 26 |  | Fixed | Roof
Solar Registration Program | NJSRRE1543464450 | Leesburg | 8327 | 20 | 11.78 | Residential | Yes | Behind the Meter | Orbit Energy & Power, LLC | AC Electric | Accepted | 2019-12-02 | 2019-12-04 | 2020-12-04 | TRINA SOLAR | TSM-DD05A.08(II) 310W | Solar Panels |  | 0.31 | 8 | 302 | 26 |  | Fixed | Roof
Solar Registration Program | NJSRRE1543464450 | Leesburg | 8327 | 20 | 11.78 | Residential | Yes | Behind the Meter | Orbit Energy & Power, LLC | AC Electric | Accepted | 2019-12-02 | 2019-12-04 | 2020-12-04 | Enphase | IQ7-60-2-US | Inverters | 0.24 |  | 38 |  |  | 0.99 |  | Outside | ROOF
Solar Registration Program | NJSRRE1543478136 | Hammonton | 8037 | 19 | 11.78 | Residential | Yes | Behind the Meter | Orbit Energy & Power, LLC | AC Electric | Accepted | 2019-12-04 | 2019-12-09 | 2020-12-09 | TRINA SOLAR | TSM-DD05A.08(II) 310W | Solar Panels |  | 0.31 | 5 | 199 | 25 |  | Fixed | Roof
Solar Registration Program | NJSRRE1543478136 | Hammonton | 8037 | 19 | 11.78 | Residential | Yes | Behind the Meter | Orbit Energy & Power, LLC | AC Electric | Accepted | 2019-12-04 | 2019-12-09 | 2020-12-09 | TRINA SOLAR | TSM-DD05A.08(II) 310W | Solar Panels |  | 0.31 | 5 | 19 | 25 |  | Fixed | Roof
Solar Registration Program | NJSRRE1543478136 | Hammonton | 8037 | 19 | 11.78 | Residential | Yes | Behind the Meter | Orbit Energy & Power, LLC | AC Electric | Accepted | 2019-12-04 | 2019-12-09 | 2020-12-09 | TRINA SOLAR | TSM-DD05A.08(II) 310W | Solar Panels |  | 0.31 | 18 | 109 | 18 |  | Fixed | Roof
Solar Registration Program | NJSRRE1543478136 | Hammonton | 8037 | 19 | 11.78 | Residential | Yes | Behind the Meter | Orbit Energy & Power, LLC | AC Electric | Accepted | 2019-12-04 | 2019-12-09 | 2020-12-09 | TRINA SOLAR | TSM-DD05A.08(II) 310W | Solar Panels |  | 0.31 | 10 | 289 | 18 |  | Fixed | Roof
Solar Registration Program | NJSRRE1543478136 | Hammonton | 8037 | 19 | 11.78 | Residential | Yes | Behind the Meter | Orbit Energy & Power, LLC | AC Electric | Accepted | 2019-12-04 | 2019-12-09 | 2020-12-09 | ENPHASE | IQ7-60-2-US | Inverters | 0.24 |  | 38 |  |  | 0.99 |  | Outside | ROOF
Solar Registration Program | NJSRRE1543570757 | Wenonah | 8090 | 15 | 11.78 | Residential | No | Behind the Meter | Orbit Energy & Power, LLC | AC Electric | Accepted | 2019-12-19 | 2019-12-26 | 2020-12-26 | LG | LG310N1C-G4-310W | Solar Panels |  | 0.31 | 5 | 88 | 29 |  | Fixed | Roof
Solar Registration Program | NJSRRE1543570757 | Wenonah | 8090 | 15 | 11.78 | Residential | No | Behind the Meter | Orbit Energy & Power, LLC | AC Electric | Accepted | 2019-12-19 | 2019-12-26 | 2020-12-26 | LG | LG310N1C-G4-310W | Solar Panels |  | 0.31 | 6 | 268 | 29 |  | Fixed | Roof
Solar Registration Program | NJSRRE1543570757 | Wenonah | 8090 | 15 | 11.78 | Residential | No | Behind the Meter | Orbit Energy & Power, LLC | AC Electric | Accepted | 2019-12-19 | 2019-12-26 | 2020-12-26 | LG | LG310N1C-G4-310W | Solar Panels |  | 0.31 | 5 | 88 | 20 |  | Fixed | Roof
Solar Registration Program | NJSRRE1543570757 | Wenonah | 8090 | 15 | 11.78 | Residential | No | Behind the Meter | Orbit Energy & Power, LLC | AC Electric | Accepted | 2019-12-19 | 2019-12-26 | 2020-12-26 | LG | LG310N1C-G4-310W | Solar Panels |  | 0.31 | 2 | 178 | 20 |  | Fixed | Roof
Solar Registration Program | NJSRRE1543570757 | Wenonah | 8090 | 15 | 11.78 | Residential | No | Behind the Meter | Orbit Energy & Power, LLC | AC Electric | Accepted | 2019-12-19 | 2019-12-26 | 2020-12-26 | LG | LG-310N1C-G4-310W | Solar Panels |  | 0.31 | 2 | 358 | 20 |  | Fixed | Roof
Solar Registration Program | NJSRRE1543570757 | Wenonah | 8090 | 15 | 11.78 | Residential | No | Behind the Meter | Orbit Energy & Power, LLC | AC Electric | Accepted | 2019-12-19 | 2019-12-26 | 2020-12-26 | LG | LG-310N1C-G4-310W | Solar Panels |  | 0.31 | 9 | 177 | 20 |  | Fixed | Roof
Solar Registration Program | NJSRRE1543570757 | Wenonah | 8090 | 15 | 11.78 | Residential | No | Behind the Meter | Orbit Energy & Power, LLC | AC Electric | Accepted | 2019-12-19 | 2019-12-26 | 2020-12-26 | LG | LG 310N1C-G4-310W | Solar Panels |  | 0.31 | 9 | 358 | 20 |  | Fixed | Roof
Solar Registration Program | NJSRRE1543570757 | Wenonah | 8090 | 15 | 11.78 | Residential | No | Behind the Meter | Orbit Energy & Power, LLC | AC Electric | Accepted | 2019-12-19 | 2019-12-26 | 2020-12-26 | ENPHASE | IQ7-60-2-US | Inverters | 0.24 |  | 38 |  |  | 0.99 |  | Outside | ROOF
Solar Registration Program | NJSRRE1540392079 | Atco | 8004 | 14 | 11.8 | Residential | No | Behind the Meter | Green Cities Energy, LLC | AC Electric | Accepted | 2019-02-24 | 2019-02-26 | 2020-02-26 | Jinko | JKM295P-60-V | Solar Panels |  | 0.295 | 40 | 237 | 23 |  | Fixed | Roof
Solar Registration Program | NJSRRE1540392079 | Atco | 8004 | 14 | 11.8 | Residential | No | Behind the Meter | Green Cities Energy, LLC | AC Electric | Accepted | 2019-02-24 | 2019-02-26 | 2020-02-26 | Enphase Energy | M250 | Inverters | 0.25 |  | 40 |  |  | 0.96 |  | Outside | under modules
Solar Registration Program | NJSRRE1540416713 | West Deptford | 8086 | 15 | 11.8 | Residential | No | Behind the Meter | Green Cities Energy, LLC | PSE&G | Accepted | 2019-03-02 | 2019-03-04 | 2020-03-04 | Jinko | JKM295-60-V | Solar Panels |  | 0.295 | 8 | 129 | 27 |  | Fixed | Roof
Solar Registration Program | NJSRRE1540416713 | West Deptford | 8086 | 15 | 11.8 | Residential | No | Behind the Meter | Green Cities Energy, LLC | PSE&G | Accepted | 2019-03-02 | 2019-03-04 | 2020-03-04 | Jinko | JKM295M-60-V | Solar Panels |  | 0.295 | 32 | 129 | 23 |  | Fixed | Roof
Solar Registration Program | NJSRRE1540416713 | West Deptford | 8086 | 15 | 11.8 | Residential | No | Behind the Meter | Green Cities Energy, LLC | PSE&G | Accepted | 2019-03-02 | 2019-03-04 | 2020-03-04 | Enphase Energy | M250 | Inverters | 0.25 |  | 40 |  |  | 0.96 |  | Outside | under modules
Solar Registration Program | NJSRRE1540836314 | Paterson | 7501 | 6 | 11.8 | Residential | Yes | Behind the Meter | Pro Custom Solar dba Momentum Solar | PSE&G | Accepted | 2019-04-10 | 2019-04-11 | 2020-04-11 | HANWHA Q-CELLS | Q.PEAK BLK-G4.1 295 | Solar Panels |  | 0.295 | 21 | 260 | 42 |  | Fixed | Roof
Solar Registration Program | NJSRRE1540836314 | Paterson | 7501 | 6 | 11.8 | Residential | Yes | Behind the Meter | Pro Custom Solar dba Momentum Solar | PSE&G | Accepted | 2019-04-10 | 2019-04-11 | 2020-04-11 | HANWHA Q-CELLS | Q.PEAK BLK-G4.1 295 | Solar Panels |  | 0.295 | 19 | 80 | 42 |  | Fixed | Roof
Solar Registration Program | NJSRRE1540836314 | Paterson | 7501 | 6 | 11.8 | Residential | Yes | Behind the Meter | Pro Custom Solar dba Momentum Solar | PSE&G | Accepted | 2019-04-10 | 2019-04-11 | 2020-04-11 | ENPHASE | IQ7-60-2-US | Inverters | 250 |  | 40 |  |  | 0.97 |  | Outdoor | ROOF
Solar Registration Program | NJSRRE1542527882 | Jackson | 8527 | 18 | 11.84 | Residential | Yes | Behind the Meter | Powerlutions | JCP&L | Final As-Built Received | 2019-10-11 | 2019-10-15 | 2020-10-15 | Axitec | AC-320MH/120S | Solar Panels |  | 0.32 | 37 | 175 | 31 |  | Fixed | Roof
Solar Registration Program | NJSRRE1542527882 | Jackson | 8527 | 18 | 11.84 | Residential | Yes | Behind the Meter | Powerlutions | JCP&L | Final As-Built Received | 2019-10-11 | 2019-10-15 | 2020-10-15 | SolarEdge | SE10000H-US | Inverters | 10 |  | 1 |  |  | 0.99 |  | Outdoor | Near Meter
Solar Registration Program | NJSRRE1542744469 | Mckee City | 8234 | 19 | 11.84 | Residential | No | Behind the Meter | Castle Energy, LLC | AC Electric | Accepted | 2019-10-30 | 2019-10-31 | 2020-10-31 | Hanwha Q-Cells | Q.Peak DUO-G5 320 | Solar Panels |  | 0.32 | 22 | 111 | 37 |  | Fixed | Roof
Solar Registration Program | NJSRRE1542744469 | Mckee City | 8234 | 19 | 11.84 | Residential | No | Behind the Meter | Castle Energy, LLC | AC Electric | Accepted | 2019-10-30 | 2019-10-31 | 2020-10-31 | Hanwha Q-Cells | Q.Peak DUO-G5 320 | Solar Panels |  | 0.32 | 3 | 201 | 35 |  | Fixed | Roof
Solar Registration Program | NJSRRE1542744469 | Mckee City | 8234 | 19 | 11.84 | Residential | No | Behind the Meter | Castle Energy, LLC | AC Electric | Accepted | 2019-10-30 | 2019-10-31 | 2020-10-31 | Hanwha Q-Cells | Q.Peak DUO-G5 320 | Solar Panels |  | 0.32 | 12 | 291 | 37 |  | Fixed | Roof
Solar Registration Program | NJSRRE1542744469 | Mckee City | 8234 | 19 | 11.84 | Residential | No | Behind the Meter | Castle Energy, LLC | AC Electric | Accepted | 2019-10-30 | 2019-10-31 | 2020-10-31 | Enphase Energy | IQ7-60-2-US | Inverters | 240 |  | 37 |  |  | 0.967 |  | Outside | on the rooftop under each solar panel
Solar Registration Program | NJSRRE1543210187 | MORRIS PLAINS | 7950 | 3 | 11.84 | Residential | No | Behind the Meter | SEA BRIGHT SOLAR, LLC | JCP&L | Final As-Built Received | 2019-11-13 | 2019-11-18 | 2020-11-18 | SUNPOWER | SPR-X22-370-AC | Solar Panels |  | 0.37 | 32 | 198 | 26 |  | Fixed | Roof | SOUTH
Solar Registration Program | NJSRRE1543210187 | MORRIS PLAINS | 7950 | 3 | 11.84 | Residential | No | Behind the Meter | SEA BRIGHT SOLAR, LLC | JCP&L | Final As-Built Received | 2019-11-13 | 2019-11-18 | 2020-11-18 | SUNPOWER | SPR-X22-370-AC | Inverters | 320 |  | 32 |  |  | 0.96 |  | Outdoor | BENEATH ARRAY
Solar Registration Program | NJSRRE1543210187 | MORRIS PLAINS | 7950 | 3 | 11.84 | Residential | No | Behind the Meter | SEA BRIGHT SOLAR, LLC | JCP&L | Final As-Built Received | 2019-11-13 | 2019-11-18 | 2020-11-18 | SUNPOWER | PVS6 | Meters |  |  | 1 |  |  |  | Yes | Outdoor
Solar Registration Program | NJSRRE1543450710 | Eastampton | 8060 | 13 | 11.84 | Residential | No | Behind the Meter | Surge Solar, LLC | PSE&G | Accepted | 2019-11-27 | 2019-12-03 | 2020-12-03 | Hanwha Q Cells | Q.PEAK DUO BLK-G5 320 | Solar Panels |  | 0.32 | 37 | 190, 278 | 25 |  | Fixed | Roof
Solar Registration Program | NJSRRE1543450710 | Eastampton | 8060 | 13 | 11.84 | Residential | No | Behind the Meter | Surge Solar, LLC | PSE&G | Accepted | 2019-11-27 | 2019-12-03 | 2020-12-03 | SolarEdge | SE11400H-US | Inverters | 11400 |  | 1 |  |  | 0.99 |  | Outside | near existing utility meter
Solar Registration Program | NJSRRE1543450710 | Eastampton | 8060 | 13 | 11.84 | Residential | No | Behind the Meter | Surge Solar, LLC | PSE&G | Accepted | 2019-11-27 | 2019-12-03 | 2020-12-03 | SolarEdge | RGM | Meters |  |  | 1 |  |  |  | Yes | Outdoor
Solar Registration Program | NJSRRE1540474441 | Paterson | 7514 | 6 | 11.85 | Commercial | No | Behind the Meter | Geoscape Solar | PSE&G | Final As-Built Received | 2019-03-11 | 2019-03-12 | 2020-03-12 | LG Electronics | LG395N2W-A5 | Solar Panels |  | 0.395 | 30 | 102 | 15 |  | Fixed | Roof
Solar Registration Program | NJSRRE1540474441 | Paterson | 7514 | 6 | 11.85 | Commercial | No | Behind the Meter | Geoscape Solar | PSE&G | Final As-Built Received | 2019-03-11 | 2019-03-12 | 2020-03-12 | Solar Edge | SE9KUS | Inverters | 9000 |  | 1 |  |  | 0.97 |  | Outside | adj to utility meter
Solar Registration Program | NJSRRE1539492917 | Woolwich | 8085 | 15 | 11.88 | Residential | No | Behind the Meter | Green Cities Energy, LLC | AC Electric | Accepted | 2018-09-22 | 2018-09-26 | 2020-03-26 | Jinko | JKM330P | Solar Panels |  | 0.33 | 36 | 31 | 27 |  | Fixed | Roof
Solar Registration Program | NJSRRE1539492917 | Woolwich | 8085 | 15 | 11.88 | Residential | No | Behind the Meter | Green Cities Energy, LLC | AC Electric | Accepted | 2018-09-22 | 2018-09-26 | 2020-03-26 | Enphase Energy | M250 | Inverters | 0.25 |  | 36 |  |  | 0.95 |  | Outdoor | under modules
Solar Registration Program | NJSRRE1539702774 | Swedesboro | 8085 | 15 | 11.88 | Residential | No | Behind the Meter | Green Cities Energy, LLC | AC Electric | Accepted | 2018-10-28 | 2018-10-30 | 2020-04-30 | Jinko | JKM330P-72-V | Solar Panels |  | 0.33 | 36 | 217 | 18 |  | Fixed | Roof
Solar Registration Program | NJSRRE1539702774 | Swedesboro | 8085 | 15 | 11.88 | Residential | No | Behind the Meter | Green Cities Energy, LLC | AC Electric | Accepted | 2018-10-28 | 2018-10-30 | 2020-04-30 | Enphase Energy | M250 | Inverters | 0.25 |  | 36 |  |  | 0.96 |  | Outdoor | under modules
Solar Registration Program | NJSRRE1540288033 | Linden City | 7036 | 10 | 11.88 | Residential | No | Behind the Meter | Sunrun Installation Services, Inc. | PSE&G | Accepted | 2019-01-25 | 2019-01-29 | 2020-01-29 | LG Electronics | LG330N1C-A5 | Solar Panels |  | 0.33 | 17 | 309 | 18 |  | Fixed | Roof
Solar Registration Program | NJSRRE1540288033 | Linden City | 7036 | 10 | 11.88 | Residential | No | Behind the Meter | Sunrun Installation Services, Inc. | PSE&G | Accepted | 2019-01-25 | 2019-01-29 | 2020-01-29 | LG Electronics | LG330N1C-A5 | Solar Panels |  | 0.33 | 19 | 129 | 18 |  | Fixed | Roof
Solar Registration Program | NJSRRE1540288033 | Linden City | 7036 | 10 | 11.88 | Residential | No | Behind the Meter | Sunrun Installation Services, Inc. | PSE&G | Accepted | 2019-01-25 | 2019-01-29 | 2020-01-29 | SMA America | SB5.0-1SP-US-40 | Inverters | 5000 |  | 2 |  |  | 0.96 |  | Outdoor | Next To Meter
Solar Registration Program | NJSRRE1540407583 | Barnegat | 8005 | 18 | 11.88 | Residential | No | Behind the Meter | NJ Solar Power, LLC | AC Electric | Accepted | 2019-02-28 | 2019-03-04 | 2020-03-04 | Panasonic | VBHN330SA17 | Solar Panels |  | 0.33 | 36 | 209 | 30 |  | Fixed | Roof
Solar Registration Program | NJSRRE1540407583 | Barnegat | 8005 | 18 | 11.88 | Residential | No | Behind the Meter | NJ Solar Power, LLC | AC Electric | Accepted | 2019-02-28 | 2019-03-04 | 2020-03-04 | Solaredge | SE10000H-US | Inverters | 10000 |  | 1 |  |  | 0.99 |  | Indoor | garage
Solar Registration Program | NJSRRE1540425711 | Barnegat | 8721 | 18 | 11.88 | Residential | No | Behind the Meter | NJ Solar Power, LLC | AC Electric | Accepted | 2019-03-04 | 2019-03-05 | 2020-03-05 | Panasonic | VBHN330SA17 | Solar Panels |  | 0.33 | 36 | 120 | 20 |  | Fixed | Roof
Solar Registration Program | NJSRRE1540425711 | Barnegat | 8721 | 18 | 11.88 | Residential | No | Behind the Meter | NJ Solar Power, LLC | AC Electric | Accepted | 2019-03-04 | 2019-03-05 | 2020-03-05 | SolarEdge | SE10000H-US | Inverters | 10000 |  | 1 |  |  | 0.99 |  | Indoor | garage
Solar Registration Program | NJSRRE1540967253 | Annandale | 8801 | 4 | 11.88 | Residential | No | Behind the Meter | Sunrun Installation Services, Inc. | JCP&L | Accepted | 2019-05-07 | 2019-05-10 | 2020-05-10 | LG Electronics | LG330N1C-A5 | Solar Panels |  | 0.33 | 7 | 86 | 27 |  | Fixed | Roof
Solar Registration Program | NJSRRE1540967253 | Annandale | 8801 | 4 | 11.88 | Residential | No | Behind the Meter | Sunrun Installation Services, Inc. | JCP&L | Accepted | 2019-05-07 | 2019-05-10 | 2020-05-10 | LG Electronics | LG330N1C-A5 | Solar Panels |  | 0.33 | 20 | 266 | 26 |  | Fixed | Roof
Solar Registration Program | NJSRRE1540967253 | Annandale | 8801 | 4 | 11.88 | Residential | No | Behind the Meter | Sunrun Installation Services, Inc. | JCP&L | Accepted | 2019-05-07 | 2019-05-10 | 2020-05-10 | LG Electronics | LG330N1C-A5 | Solar Panels |  | 0.33 | 9 | 177 | 27 |  | Fixed | Roof
Solar Registration Program | NJSRRE1540967253 | Annandale | 8801 | 4 | 11.88 | Residential | No | Behind the Meter | Sunrun Installation Services, Inc. | JCP&L | Accepted | 2019-05-07 | 2019-05-10 | 2020-05-10 | SMA America | SB5.0-1SP-US-40 | Inverters | 5000 |  | 2 |  |  | 0.96 |  | Outdoor | Next To Meter
Solar Registration Program | NJSRRE1541122589 | Keansburg | 7734 | 17 | 11.88 | Residential | Yes | Behind the Meter | Sunrun Installation Services, Inc. | JCP&L | Accepted | 2019-06-06 | 2019-06-11 | 2020-06-11 | LG Electronics | LG330N1C-A5 | Solar Panels |  | 0.33 | 17 | 73 | 23 |  | Fixed | Roof
Solar Registration Program | NJSRRE1541122589 | Keansburg | 7734 | 17 | 11.88 | Residential | Yes | Behind the Meter | Sunrun Installation Services, Inc. | JCP&L | Accepted | 2019-06-06 | 2019-06-11 | 2020-06-11 | LG Electronics | LG330N1C-A5 | Solar Panels |  | 0.33 | 19 | 253 | 23 |  | Fixed | Roof
Solar Registration Program | NJSRRE1541122589 | Keansburg | 7734 | 17 | 11.88 | Residential | Yes | Behind the Meter | Sunrun Installation Services, Inc. | JCP&L | Accepted | 2019-06-06 | 2019-06-11 | 2020-06-11 | Ningbo Ginlong Technologies | Solis-1P10K-4G-US | Inverters | 10000 |  | 1 |  |  | 0.96 |  | Outdoor | Next To Meter
Solar Registration Program | NJSRRE1541788214 | Stockon | 8559 | 4 | 11.88 | Residential | No | Behind the Meter | Green Power Energy | JCP&L | Accepted | 2019-08-05 | 2019-08-08 | 2020-08-08 | S-Energy | SN360M-10 | Solar Panels |  | 0.36 | 33 | 253 | 37 |  | Fixed | Roof
Solar Registration Program | NJSRRE1541788214 | Stockon | 8559 | 4 | 11.88 | Residential | No | Behind the Meter | Green Power Energy | JCP&L | Accepted | 2019-08-05 | 2019-08-08 | 2020-08-08 | Solar Edge | SE11400H-US | Inverters | 11400 |  | 1 |  |  | 0.97 |  | Outside | next to meter
Solar Registration Program | NJSRRE1542500895 | South Brunswick Twp | 8902 | 11 | 11.88 | Residential | No | Behind the Meter | Green Power energy | PSE&G | Accepted | 2019-10-03 | 2019-10-08 | 2020-10-08 | Panasonic | VBHN330SA17 | Solar Panels |  | 0.33 | 22 | 171 | 34 |  | Fixed | Roof
Solar Registration Program | NJSRRE1542500895 | South Brunswick Twp | 8902 | 11 | 11.88 | Residential | No | Behind the Meter | Green Power energy | PSE&G | Accepted | 2019-10-03 | 2019-10-08 | 2020-10-08 | Panasonic | VBHN330SA17 | Solar Panels |  | 0.33 | 10 | 260 | 30 |  | Fixed | Roof
Solar Registration Program | NJSRRE1542500895 | South Brunswick Twp | 8902 | 11 | 11.88 | Residential | No | Behind the Meter | Green Power energy | PSE&G | Accepted | 2019-10-03 | 2019-10-08 | 2020-10-08 | Panasonic | VBHN330SA17 | Solar Panels |  | 0.33 | 4 | 81 | 27 |  | Fixed | Roof
Solar Registration Program | NJSRRE1542500895 | South Brunswick Twp | 8902 | 11 | 11.88 | Residential | No | Behind the Meter | Green Power energy | PSE&G | Accepted | 2019-10-03 | 2019-10-08 | 2020-10-08 | Solar Edge | SE10000H-US | Inverters | 10000 |  | 1 |  |  | 0.97 |  | Outside | next to meter
Solar Registration Program | NJSRRE1542548428 | EGG HARBOR TOWNSHIP | 8234 | 19 | 11.88 | Residential | No | Behind the Meter | SEA BRIGHT SOLAR, LLC | AC Electric | Accepted | 2019-10-16 | 2019-10-18 | 2020-10-18 | SUNPOWER | SPR-X22-360-G-AC | Solar Panels |  | 0.36 | 33 | 239 | 32 |  | Fixed | Roof | WEST
Solar Registration Program | NJSRRE1542548428 | EGG HARBOR TOWNSHIP | 8234 | 19 | 11.88 | Residential | No | Behind the Meter | SEA BRIGHT SOLAR, LLC | AC Electric | Accepted | 2019-10-16 | 2019-10-18 | 2020-10-18 | SUNPOWER | SPR-X22-360-G-AC | Inverters | 320 |  | 33 |  |  | 0.96 |  | Outside | BENEATH ARRAY
Solar Registration Program | NJSRRE1542583138 | Old Bridge Township | 8857 | 11 | 11.88 | Residential | Yes | Behind the Meter | Sunrun Installation Services, Inc. | JCP&L | Accepted | 2019-10-24 | 2019-10-28 | 2020-10-28 | LG Electronics | LG330N1C-A5 | Solar Panels |  | 0.33 | 17 | 311 | 34 |  | Fixed | Roof
Solar Registration Program | NJSRRE1542583138 | Old Bridge Township | 8857 | 11 | 11.88 | Residential | Yes | Behind the Meter | Sunrun Installation Services, Inc. | JCP&L | Accepted | 2019-10-24 | 2019-10-28 | 2020-10-28 | LG Electronics | LG330N1C-A5 | Solar Panels |  | 0.33 | 3 | 41 | 34 |  | Fixed | Roof
Solar Registration Program | NJSRRE1542583138 | Old Bridge Township | 8857 | 11 | 11.88 | Residential | Yes | Behind the Meter | Sunrun Installation Services, Inc. | JCP&L | Accepted | 2019-10-24 | 2019-10-28 | 2020-10-28 | LG Electronics | LG330N1C-A5 | Solar Panels |  | 0.33 | 16 | 131 | 34 |  | Fixed | Roof
Solar Registration Program | NJSRRE1542583138 | Old Bridge Township | 8857 | 11 | 11.88 | Residential | Yes | Behind the Meter | Sunrun Installation Services, Inc. | JCP&L | Accepted | 2019-10-24 | 2019-10-28 | 2020-10-28 | SolarEdge Technologies | SE11400H-USRGM | Inverters | 11400 |  | 1 |  |  | 0.96 |  | Outdoor | Next To Meter
Solar Registration Program | NJSRRE1542589634 | Mullica Hill | 8062 | 15 | 11.88 | Residential | No | Behind the Meter | Kaitanna Solar, LLC | AC Electric | Accepted | 2019-10-25 | 2019-10-29 | 2020-10-29 | Canadian Solar | 330 | Solar Panels |  | 0.33 | 6 | 210 | 27 |  | Fixed | Roof
Solar Registration Program | NJSRRE1542589634 | Mullica Hill | 8062 | 15 | 11.88 | Residential | No | Behind the Meter | Kaitanna Solar, LLC | AC Electric | Accepted | 2019-10-25 | 2019-10-29 | 2020-10-29 | Canadian Solar | 330 | Solar Panels |  | 0.33 | 30 | 210 | 25 |  | Fixed | Roof
Solar Registration Program | NJSRRE1542589634 | Mullica Hill | 8062 | 15 | 11.88 | Residential | No | Behind the Meter | Kaitanna Solar, LLC | AC Electric | Accepted | 2019-10-25 | 2019-10-29 | 2020-10-29 | Enphase | IQ7 | Inverters | 240 |  | 36 |  |  | 0.97 |  | Outside | Under Module
Solar Registration Program | NJSRRE1542589855 | Manasquan | 8736 | 17 | 11.88 | Residential | Yes | Behind the Meter | Seabright Solar | JCP&L | Accepted | 2019-10-29 | 2019-10-29 | 2020-10-29 | Sunpower | SPR-X22-360 | Solar Panels |  | 0.36 | 7 | 187 | 27 |  | Fixed | Roof
Solar Registration Program | NJSRRE1542589855 | Manasquan | 8736 | 17 | 11.88 | Residential | Yes | Behind the Meter | Seabright Solar | JCP&L | Accepted | 2019-10-29 | 2019-10-29 | 2020-10-29 | Sunpower | SPR-X22-360 | Solar Panels |  | 0.36 | 16 | 97 | 37 |  | Fixed | Roof
Solar Registration Program | NJSRRE1542589855 | Manasquan | 8736 | 17 | 11.88 | Residential | Yes | Behind the Meter | Seabright Solar | JCP&L | Accepted | 2019-10-29 | 2019-10-29 | 2020-10-29 | Sunpower | SPR-X22-360 | Solar Panels |  | 0.36 | 4 | 187 | 37 |  | Fixed | Roof
Solar Registration Program | NJSRRE1542589855 | Manasquan | 8736 | 17 | 11.88 | Residential | Yes | Behind the Meter | Seabright Solar | JCP&L | Accepted | 2019-10-29 | 2019-10-29 | 2020-10-29 | Sunpower | SPR-X22-360 | Solar Panels |  | 0.36 | 6 | 187 | 37 |  | Fixed | Roof
Solar Registration Program | NJSRRE1542589855 | Manasquan | 8736 | 17 | 11.88 | Residential | Yes | Behind the Meter | Seabright Solar | JCP&L | Accepted | 2019-10-29 | 2019-10-29 | 2020-10-29 | Sunpower | SPR-X22-360 | Inverters | 0.32 |  | 33 |  |  | 0.99 |  | Outside | Roof
Solar Registration Program | NJSRRE1542684469 | Medford | 8055 | 13 | 11.88 | Residential | No | Behind the Meter | NJ Solar Power, LLC | AC Electric | Accepted | 2019-10-28 | 2019-10-30 | 2020-10-30 | Panasonic | VBHN330SA17 | Solar Panels |  | 0.33 | 18 | 237 | 27 |  | Fixed | Roof
Solar Registration Program | NJSRRE1542684469 | Medford | 8055 | 13 | 11.88 | Residential | No | Behind the Meter | NJ Solar Power, LLC | AC Electric | Accepted | 2019-10-28 | 2019-10-30 | 2020-10-30 | Panasonic | VBHN330SA17 | Solar Panels |  | 0.33 | 8 | 237 | 27 |  | Fixed | Roof
Solar Registration Program | NJSRRE1542684469 | Medford | 8055 | 13 | 11.88 | Residential | No | Behind the Meter | NJ Solar Power, LLC | AC Electric | Accepted | 2019-10-28 | 2019-10-30 | 2020-10-30 | Panasonic | VBHN330SA17 | Solar Panels |  | 0.33 | 10 | 237 | 27 |  | Fixed | Roof
Solar Registration Program | NJSRRE1542684469 | Medford | 8055 | 13 | 11.88 | Residential | No | Behind the Meter | NJ Solar Power, LLC | AC Electric | Accepted | 2019-10-28 | 2019-10-30 | 2020-10-30 | Solaredge | SE10000H-US | Inverters | 10000 |  | 1 |  |  | 0.99 |  | Indoor | garage
Solar Registration Program | NJSRRE1542741748 | SAYREVILLE | 8872 | 11 | 11.88 | Residential | Yes | Behind the Meter | Sea Bright Solar, LLC | JCP&L | Accepted | 2019-10-29 | 2019-10-31 | 2020-10-31 | SUNPOWER | SPR-X22-360 | Solar Panels |  | 0.36 | 4 | 81 | 20 |  | Fixed | Roof | EAST
Solar Registration Program | NJSRRE1542741748 | SAYREVILLE | 8872 | 11 | 11.88 | Residential | Yes | Behind the Meter | Sea Bright Solar, LLC | JCP&L | Accepted | 2019-10-29 | 2019-10-31 | 2020-10-31 | SUNPOWER | SPR-X22-360-AC | Solar Panels |  | 0.36 | 29 | 261 | 20 |  | Fixed | Roof | WEST
Solar Registration Program | NJSRRE1542741748 | SAYREVILLE | 8872 | 11 | 11.88 | Residential | Yes | Behind the Meter | Sea Bright Solar, LLC | JCP&L | Accepted | 2019-10-29 | 2019-10-31 | 2020-10-31 | SUNPOWER | SPR-X22-360-AC | Inverters | 320 |  | 33 |  |  | 0.96 |  | Outside | BENEATH ARRAY
Solar Registration Program | NJSRRE1543571210 | Stafford Township | 8092 | 18 | 11.88 | Residential | No | Behind the Meter | Green Power energy | AC Electric | Accepted | 2019-12-19 | 2019-12-26 | 2020-12-26 | Panasonic | VBHN330SA17 | Solar Panels |  | 0.33 | 3 | 175 | 23 |  | Fixed | Roof
Solar Registration Program | NJSRRE1543571210 | Stafford Township | 8092 | 18 | 11.88 | Residential | No | Behind the Meter | Green Power energy | AC Electric | Accepted | 2019-12-19 | 2019-12-26 | 2020-12-26 | Panasonic | VBHN330SA17 | Solar Panels |  | 0.33 | 14 | 177 | 23 |  | Fixed | Roof
Solar Registration Program | NJSRRE1543571210 | Stafford Township | 8092 | 18 | 11.88 | Residential | No | Behind the Meter | Green Power energy | AC Electric | Accepted | 2019-12-19 | 2019-12-26 | 2020-12-26 | Panasonic | VBHN330SA17 | Solar Panels |  | 0.33 | 19 | 267 | 27 |  | Fixed | Roof
Solar Registration Program | NJSRRE1543571210 | Stafford Township | 8092 | 18 | 11.88 | Residential | No | Behind the Meter | Green Power energy | AC Electric | Accepted | 2019-12-19 | 2019-12-26 | 2020-12-26 | SolarEdge | SE10000H-US | Inverters | 10000 |  | 1 |  |  | 0.97 |  | Outside | Next to meter
Solar Registration Program | NJSRRE1540361962 | Linwood | 8221 | 19 | 11.89 | Residential | No | Behind the Meter | Sunrun Installation Services, Inc. | AC Electric | Accepted | 2019-02-13 | 2019-02-18 | 2020-02-18 | REC Solar | REC290TP2 BLK | Solar Panels |  | 0.29 | 5 | 298 | 40 |  | Fixed | Roof
Solar Registration Program | NJSRRE1540361962 | Linwood | 8221 | 19 | 11.89 | Residential | No | Behind the Meter | Sunrun Installation Services, Inc. | AC Electric | Accepted | 2019-02-13 | 2019-02-18 | 2020-02-18 | REC Solar | REC290TP2 BLK | Solar Panels |  | 0.29 | 36 | 207 | 40 |  | Fixed | Roof
Solar Registration Program | NJSRRE1540361962 | Linwood | 8221 | 19 | 11.89 | Residential | No | Behind the Meter | Sunrun Installation Services, Inc. | AC Electric | Accepted | 2019-02-13 | 2019-02-18 | 2020-02-18 | SolarEdge Technologies | SE11400H-USRGM | Inverters | 11400 |  | 1 |  |  | 0.96 |  | Outdoor | Next To Meter
Solar Registration Program | NJSRRE1540721402 | Sparta | 7871 | 1 | 11.89 | Residential | Yes | Behind the Meter | Sunrun Installation Services, Inc. | JCP&L | Accepted | 2019-03-26 | 2019-03-27 | 2020-03-27 | REC Solar | REC290TP2 BLK | Solar Panels |  | 0.29 | 28 | 39 | 14 |  | Fixed | Roof
Solar Registration Program | NJSRRE1540721402 | Sparta | 7871 | 1 | 11.89 | Residential | Yes | Behind the Meter | Sunrun Installation Services, Inc. | JCP&L | Accepted | 2019-03-26 | 2019-03-27 | 2020-03-27 | REC Solar | REC290TP2 BLK | Solar Panels |  | 0.29 | 13 | 219 | 14 |  | Fixed | Roof
Solar Registration Program | NJSRRE1540721402 | Sparta | 7871 | 1 | 11.89 | Residential | Yes | Behind the Meter | Sunrun Installation Services, Inc. | JCP&L | Accepted | 2019-03-26 | 2019-03-27 | 2020-03-27 | SMA America | SB5.0-1SP-US-40 | Inverters | 5000 |  | 2 |  |  | 0.96 |  | Outdoor | Next To Meter
Solar Registration Program | NJSRRE1541045949 | Mahwah | 7430 | 7 | 11.89 | Residential | Yes | Behind the Meter | Sunrun Installation Services, Inc. | Orange Rockland Electric | Accepted | 2019-05-27 | 2019-05-30 | 2020-05-30 | REC Solar | REC290TP2 BLK | Solar Panels |  | 0.29 | 9 | 91 | 30 |  | Fixed | Roof
Solar Registration Program | NJSRRE1541045949 | Mahwah | 7430 | 7 | 11.89 | Residential | Yes | Behind the Meter | Sunrun Installation Services, Inc. | Orange Rockland Electric | Accepted | 2019-05-27 | 2019-05-30 | 2020-05-30 | REC Solar | REC290TP2 BLK | Solar Panels |  | 0.29 | 7 | 182 | 40 |  | Fixed | Roof
Solar Registration Program | NJSRRE1541045949 | Mahwah | 7430 | 7 | 11.89 | Residential | Yes | Behind the Meter | Sunrun Installation Services, Inc. | Orange Rockland Electric | Accepted | 2019-05-27 | 2019-05-30 | 2020-05-30 | REC Solar | REC290TP2 BLK | Solar Panels |  | 0.29 | 7 | 272 | 30 |  | Fixed | Roof
Solar Registration Program | NJSRRE1541045949 | Mahwah | 7430 | 7 | 11.89 | Residential | Yes | Behind the Meter | Sunrun Installation Services, Inc. | Orange Rockland Electric | Accepted | 2019-05-27 | 2019-05-30 | 2020-05-30 | REC Solar | REC290TP2 BLK | Solar Panels |  | 0.29 | 15 | 182 | 32 |  | Fixed | Roof
Solar Registration Program | NJSRRE1541045949 | Mahwah | 7430 | 7 | 11.89 | Residential | Yes | Behind the Meter | Sunrun Installation Services, Inc. | Orange Rockland Electric | Accepted | 2019-05-27 | 2019-05-30 | 2020-05-30 | REC Solar | REC290TP2 BLK | Solar Panels |  | 0.29 | 3 | 2 | 30 |  | Fixed | Roof
Solar Registration Program | NJSRRE1541045949 | Mahwah | 7430 | 7 | 11.89 | Residential | Yes | Behind the Meter | Sunrun Installation Services, Inc. | Orange Rockland Electric | Accepted | 2019-05-27 | 2019-05-30 | 2020-05-30 | SolarEdge Technologies | SE11400H-USRGM | Inverters | 11400 |  | 1 |  |  | 0.96 |  | Outdoor | Next To Meter
Solar Registration Program | NJSRRE1541064323 | Burlington | 8016 | 13 | 11.89 | Residential | Yes | Behind the Meter | Sunrun Installation Services, Inc. | PSE&G | Accepted | 2019-05-31 | 2019-06-05 | 2020-06-05 | REC Solar | REC290TP2 BLK | Solar Panels |  | 0.29 | 24 | 260 | 23 |  | Fixed | Roof
Solar Registration Program | NJSRRE1541064323 | Burlington | 8016 | 13 | 11.89 | Residential | Yes | Behind the Meter | Sunrun Installation Services, Inc. | PSE&G | Accepted | 2019-05-31 | 2019-06-05 | 2020-06-05 | REC Solar | REC290TP2 BLK | Solar Panels |  | 0.29 | 10 | 258 | 34 |  | Fixed | Roof
Solar Registration Program | NJSRRE1541064323 | Burlington | 8016 | 13 | 11.89 | Residential | Yes | Behind the Meter | Sunrun Installation Services, Inc. | PSE&G | Accepted | 2019-05-31 | 2019-06-05 | 2020-06-05 | REC Solar | REC290TP2 BLK | Solar Panels |  | 0.29 | 7 | 80 | 23 |  | Fixed | Roof
Solar Registration Program | NJSRRE1541064323 | Burlington | 8016 | 13 | 11.89 | Residential | Yes | Behind the Meter | Sunrun Installation Services, Inc. | PSE&G | Accepted | 2019-05-31 | 2019-06-05 | 2020-06-05 | Ningbo Ginlong Technologies | Solis-1P10K-4G-US | Inverters | 10000 |  | 1 |  |  | 0.96 |  | Outdoor | Next To Meter
Solar Registration Program | NJSRRE1541123371 | Neptune | 7753 | 17 | 11.89 | Residential | Yes | Behind the Meter | Sunrun Installation Services, Inc. | JCP&L | Accepted | 2019-06-06 | 2019-06-11 | 2020-06-11 | REC Solar | REC290TP2 BLK | Solar Panels |  | 0.29 | 26 | 212 | 24 |  | Fixed | Roof
Solar Registration Program | NJSRRE1541123371 | Neptune | 7753 | 17 | 11.89 | Residential | Yes | Behind the Meter | Sunrun Installation Services, Inc. | JCP&L | Accepted | 2019-06-06 | 2019-06-11 | 2020-06-11 | REC Solar | REC290TP2 BLK | Solar Panels |  | 0.29 | 15 | 32 | 24 |  | Fixed | Roof
Solar Registration Program | NJSRRE1541123371 | Neptune | 7753 | 17 | 11.89 | Residential | Yes | Behind the Meter | Sunrun Installation Services, Inc. | JCP&L | Accepted | 2019-06-06 | 2019-06-11 | 2020-06-11 | Ningbo Ginlong Technologies | Solis-1P10K-4G-US | Inverters | 10000 |  | 1 |  |  | 0.96 |  | Outdoor | Next To Meter
Solar Registration Program | NJSRRE1541125708 | Rockaway | 7866 | 3 | 11.89 | Residential | Yes | Behind the Meter | Sunrun Installation Services, Inc. | JCP&L | Accepted | 2019-06-07 | 2019-06-13 | 2020-06-13 | REC Solar | REC290TP2 BLK | Solar Panels |  | 0.29 | 3 | 232 | 23 |  | Fixed | Roof
Solar Registration Program | NJSRRE1541125708 | Rockaway | 7866 | 3 | 11.89 | Residential | Yes | Behind the Meter | Sunrun Installation Services, Inc. | JCP&L | Accepted | 2019-06-07 | 2019-06-13 | 2020-06-13 | REC Solar | REC290TP2 BLK | Solar Panels |  | 0.29 | 11 | 52 | 23 |  | Fixed | Roof
Solar Registration Program | NJSRRE1541125708 | Rockaway | 7866 | 3 | 11.89 | Residential | Yes | Behind the Meter | Sunrun Installation Services, Inc. | JCP&L | Accepted | 2019-06-07 | 2019-06-13 | 2020-06-13 | REC Solar | REC290TP2 BLK | Solar Panels |  | 0.29 | 13 | 323 | 21 |  | Fixed | Roof
Solar Registration Program | NJSRRE1541125708 | Rockaway | 7866 | 3 | 11.89 | Residential | Yes | Behind the Meter | Sunrun Installation Services, Inc. | JCP&L | Accepted | 2019-06-07 | 2019-06-13 | 2020-06-13 | REC Solar | REC290TP2 BLK | Solar Panels |  | 0.29 | 14 | 143 | 23 |  | Fixed | Roof
Solar Registration Program | NJSRRE1541125708 | Rockaway | 7866 | 3 | 11.89 | Residential | Yes | Behind the Meter | Sunrun Installation Services, Inc. | JCP&L | Accepted | 2019-06-07 | 2019-06-13 | 2020-06-13 | SolarEdge Technologies | SE11400H-USRGM | Inverters | 11400 |  | 1 |  |  | 0.96 |  | Outdoor | Next To Meter
Solar Registration Program | NJSRRE1541500583 | BLAIRSTOWN | 7825 | 2 | 11.89 | Residential | Yes | Behind the Meter | Sunrun Installation Services, Inc. | JCP&L | Accepted | 2019-06-27 | 2019-07-01 | 2020-07-01 | REC Solar | REC290TP2 BLK | Solar Panels |  | 0.29 | 8 | 53 | 9 |  | Fixed | Roof
Solar Registration Program | NJSRRE1541500583 | BLAIRSTOWN | 7825 | 2 | 11.89 | Residential | Yes | Behind the Meter | Sunrun Installation Services, Inc. | JCP&L | Accepted | 2019-06-27 | 2019-07-01 | 2020-07-01 | REC Solar | REC290TP2 BLK | Solar Panels |  | 0.29 | 11 | 53 | 23 |  | Fixed | Roof
Solar Registration Program | NJSRRE1541500583 | BLAIRSTOWN | 7825 | 2 | 11.89 | Residential | Yes | Behind the Meter | Sunrun Installation Services, Inc. | JCP&L | Accepted | 2019-06-27 | 2019-07-01 | 2020-07-01 | REC Solar | REC290TP2 BLK | Solar Panels |  | 0.29 | 22 | 233 | 23 |  | Fixed | Roof
Solar Registration Program | NJSRRE1541500583 | BLAIRSTOWN | 7825 | 2 | 11.89 | Residential | Yes | Behind the Meter | Sunrun Installation Services, Inc. | JCP&L | Accepted | 2019-06-27 | 2019-07-01 | 2020-07-01 | Ningbo Ginlong Technologies | Solis-1P10K-4G-US | Inverters | 10000 |  | 1 |  |  | 0.96 |  | Outdoor | Next To Meter
Solar Registration Program | NJSRRE1541709215 | Stewartsville | 8886 | 2 | 11.89 | Residential | Yes | Behind the Meter | Sunrun Installation Services, Inc. | JCP&L | Accepted | 2019-07-26 | 2019-07-31 | 2020-07-31 | REC Solar | REC290TP2 BLK | Solar Panels |  | 0.29 | 29 | 89 | 34 |  | Fixed | Roof
Solar Registration Program | NJSRRE1541709215 | Stewartsville | 8886 | 2 | 11.89 | Residential | Yes | Behind the Meter | Sunrun Installation Services, Inc. | JCP&L | Accepted | 2019-07-26 | 2019-07-31 | 2020-07-31 | REC Solar | REC290TP2 BLK | Solar Panels |  | 0.29 | 12 | 269 | 34 |  | Fixed | Roof
Solar Registration Program | NJSRRE1541709215 | Stewartsville | 8886 | 2 | 11.89 | Residential | Yes | Behind the Meter | Sunrun Installation Services, Inc. | JCP&L | Accepted | 2019-07-26 | 2019-07-31 | 2020-07-31 | Ningbo Ginlong Technologies | Solis-1P9K-4G-US | Inverters | 9000 |  | 1 |  |  | 0.96 |  | Outdoor | Next To Meter
Solar Registration Program | NJSRRE1542498315 | Bargaintown | 8234 | 19 | 11.89 | Residential | Yes | Behind the Meter | Sunrun Installation Services, Inc. | AC Electric | Accepted | 2019-10-02 | 2019-10-04 | 2020-10-04 | REC Solar | REC290TP2 BLK | Solar Panels |  | 0.29 | 15 | 60 | 23 |  | Fixed | Roof
Solar Registration Program | NJSRRE1542498315 | Bargaintown | 8234 | 19 | 11.89 | Residential | Yes | Behind the Meter | Sunrun Installation Services, Inc. | AC Electric | Accepted | 2019-10-02 | 2019-10-04 | 2020-10-04 | REC Solar | REC290TP2 BLK | Solar Panels |  | 0.29 | 26 | 240 | 23 |  | Fixed | Roof
Solar Registration Program | NJSRRE1542498315 | Bargaintown | 8234 | 19 | 11.89 | Residential | Yes | Behind the Meter | Sunrun Installation Services, Inc. | AC Electric | Accepted | 2019-10-02 | 2019-10-04 | 2020-10-04 | Ningbo Ginlong Technologies | Solis-1P9K-4G-US | Inverters | 9000 |  | 1 |  |  | 0.96 |  | Outdoor | Next To Meter
Solar Registration Program | NJSRRE1542521407 | Cecil | 8094 | 15 | 11.89 | Residential | Yes | Behind the Meter | Sunrun Installation Services, Inc. | AC Electric | Accepted | 2019-10-09 | 2019-10-11 | 2020-10-11 | REC Solar | REC290TP2 BLK | Solar Panels |  | 0.29 | 15 | 265 | 23 |  | Fixed | Roof
Solar Registration Program | NJSRRE1542521407 | Cecil | 8094 | 15 | 11.89 | Residential | Yes | Behind the Meter | Sunrun Installation Services, Inc. | AC Electric | Accepted | 2019-10-09 | 2019-10-11 | 2020-10-11 | REC Solar | REC290TP2 BLK | Solar Panels |  | 0.29 | 26 | 85 | 23 |  | Fixed | Roof
Solar Registration Program | NJSRRE1542521407 | Cecil | 8094 | 15 | 11.89 | Residential | Yes | Behind the Meter | Sunrun Installation Services, Inc. | AC Electric | Accepted | 2019-10-09 | 2019-10-11 | 2020-10-11 | SolarEdge Technologies | SE11400H-USRGM | Inverters | 11400 |  | 1 |  |  | 0.96 |  | Outdoor | Next To Meter
Solar Registration Program | NJSRRE1542543839 | Rutherford Boro | 7070 | 7 | 11.89 | Residential | Yes | Behind the Meter | Sunrun Installation Services, Inc. | PSE&G | Accepted | 2019-10-15 | 2019-10-17 | 2020-10-17 | REC Solar | REC290TP2 BLK | Solar Panels |  | 0.29 | 26 | 36 | 40 |  | Fixed | Roof
Solar Registration Program | NJSRRE1542543839 | Rutherford Boro | 7070 | 7 | 11.89 | Residential | Yes | Behind the Meter | Sunrun Installation Services, Inc. | PSE&G | Accepted | 2019-10-15 | 2019-10-17 | 2020-10-17 | REC Solar | REC290TP2 BLK | Solar Panels |  | 0.29 | 15 | 216 | 9 |  | Fixed | Roof
Solar Registration Program | NJSRRE1542543839 | Rutherford Boro | 7070 | 7 | 11.89 | Residential | Yes | Behind the Meter | Sunrun Installation Services, Inc. | PSE&G | Accepted | 2019-10-15 | 2019-10-17 | 2020-10-17 | SolarEdge Technologies | SE10000H-USRGM | Inverters | 10000 |  | 1 |  |  | 0.96 |  | Outdoor | Next to meter
Solar Registration Program | NJSRRE1542581719 | Millstone Boro | 8844 | 5 | 11.89 | Residential | No | Behind the Meter | Sunrun Installation Services, Inc. | PSE&G | Accepted | 2019-10-24 | 2019-10-28 | 2020-10-28 | REC Solar | REC290TP2 BLK | Solar Panels |  | 0.29 | 23 | 352 | 23 |  | Fixed | Roof
Solar Registration Program | NJSRRE1542581719 | Millstone Boro | 8844 | 5 | 11.89 | Residential | No | Behind the Meter | Sunrun Installation Services, Inc. | PSE&G | Accepted | 2019-10-24 | 2019-10-28 | 2020-10-28 | REC Solar | REC290TP2 BLK | Solar Panels |  | 0.29 | 1 | 172 | 23 |  | Fixed | Roof
Solar Registration Program | NJSRRE1542581719 | Millstone Boro | 8844 | 5 | 11.89 | Residential | No | Behind the Meter | Sunrun Installation Services, Inc. | PSE&G | Accepted | 2019-10-24 | 2019-10-28 | 2020-10-28 | REC Solar | REC290TP2 BLK | Solar Panels |  | 0.29 | 17 | 172 | 23 |  | Fixed | Roof
Solar Registration Program | NJSRRE1542581719 | Millstone Boro | 8844 | 5 | 11.89 | Residential | No | Behind the Meter | Sunrun Installation Services, Inc. | PSE&G | Accepted | 2019-10-24 | 2019-10-28 | 2020-10-28 | SolarEdge Technologies | SE7600A-USS2RGM | Inverters | 7600 |  | 1 |  |  | 0.96 |  | Outdoor | Next To Meter
Solar Registration Program | NJSRRE1542581719 | Millstone Boro | 8844 | 5 | 11.89 | Residential | No | Behind the Meter | Sunrun Installation Services, Inc. | PSE&G | Accepted | 2019-10-24 | 2019-10-28 | 2020-10-28 | LG Chem | RESU 10H SEG | Electric Storage Battery |  |  | 1 |  |  |  | Lithium Ion |  | outside
Solar Registration Program | NJSRRE1542617070 | Woodbridge Township | 8863 | 11 | 11.89 | Residential | No | Behind the Meter | Sunrun Installation Services, Inc. | PSE&G | Accepted | 2019-10-25 | 2019-10-29 | 2020-10-29 | REC Solar | REC290TP2 BLK | Solar Panels |  | 0.29 | 19 | 85 | 27 |  | Fixed | Roof
Solar Registration Program | NJSRRE1542617070 | Woodbridge Township | 8863 | 11 | 11.89 | Residential | No | Behind the Meter | Sunrun Installation Services, Inc. | PSE&G | Accepted | 2019-10-25 | 2019-10-29 | 2020-10-29 | REC Solar | REC290TP2 BLK | Solar Panels |  | 0.29 | 22 | 265 | 27 |  | Fixed | Roof
Solar Registration Program | NJSRRE1542617070 | Woodbridge Township | 8863 | 11 | 11.89 | Residential | No | Behind the Meter | Sunrun Installation Services, Inc. | PSE&G | Accepted | 2019-10-25 | 2019-10-29 | 2020-10-29 | SolarEdge Technologies | SE10000H-USRGM | Inverters | 10000 |  | 1 |  |  | 0.96 |  | Outdoor | Next To Meter
Solar Registration Program | NJSRRE1542642823 | Middletown | 7748 | 17 | 11.89 | Residential | No | Behind the Meter | Sunrun Installation Services, Inc. | JCP&L | Accepted | 2019-10-25 | 2019-10-29 | 2020-10-29 | REC Solar | REC290TP2 BLK | Solar Panels |  | 0.29 | 22 | 87 | 23 |  | Fixed | Roof
Solar Registration Program | NJSRRE1542642823 | Middletown | 7748 | 17 | 11.89 | Residential | No | Behind the Meter | Sunrun Installation Services, Inc. | JCP&L | Accepted | 2019-10-25 | 2019-10-29 | 2020-10-29 | REC Solar | REC290TP2 BLK | Solar Panels |  | 0.29 | 19 | 267 | 23 |  | Fixed | Roof
Solar Registration Program | NJSRRE1542642823 | Middletown | 7748 | 17 | 11.89 | Residential | No | Behind the Meter | Sunrun Installation Services, Inc. | JCP&L | Accepted | 2019-10-25 | 2019-10-29 | 2020-10-29 | SolarEdge Technologies | SE3800H-USRGM | Inverters | 3800 |  | 1 |  |  | 0.96 |  | Outdoor | Next To Meter
Solar Registration Program | NJSRRE1542642823 | Middletown | 7748 | 17 | 11.89 | Residential | No | Behind the Meter | Sunrun Installation Services, Inc. | JCP&L | Accepted | 2019-10-25 | 2019-10-29 | 2020-10-29 | SolarEdge Technologies | SE7600A-USS2RGM | Inverters | 7600 |  | 1 |  |  | 0.96 |  | Outdoor | Next To Meter
Solar Registration Program | NJSRRE1542642823 | Middletown | 7748 | 17 | 11.89 | Residential | No | Behind the Meter | Sunrun Installation Services, Inc. | JCP&L | Accepted | 2019-10-25 | 2019-10-29 | 2020-10-29 | LG Chem | RESU 10H SEG | Electric Storage Battery |  |  | 1 |  |  |  | Lithium Ion |  | outside
Solar Registration Program | NJSRRE1543438765 | Tuckerton | 8087 | 18 | 11.89 | Residential | Yes | Behind the Meter | Sunrun Installation Services, Inc. | AC Electric | Accepted | 2019-11-23 | 2019-11-27 | 2020-11-27 | REC Solar | REC290TP2 BLK | Solar Panels |  | 0.29 | 6 | 123 | 27 |  | Fixed | Roof
Solar Registration Program | NJSRRE1543438765 | Tuckerton | 8087 | 18 | 11.89 | Residential | Yes | Behind the Meter | Sunrun Installation Services, Inc. | AC Electric | Accepted | 2019-11-23 | 2019-11-27 | 2020-11-27 | REC Solar | REC290TP2 BLK | Solar Panels |  | 0.29 | 9 | 33 | 27 |  | Fixed | Roof
Solar Registration Program | NJSRRE1543438765 | Tuckerton | 8087 | 18 | 11.89 | Residential | Yes | Behind the Meter | Sunrun Installation Services, Inc. | AC Electric | Accepted | 2019-11-23 | 2019-11-27 | 2020-11-27 | REC Solar | REC290TP2 BLK | Solar Panels |  | 0.29 | 9 | 33 | 27 |  | Fixed | Roof
Solar Registration Program | NJSRRE1543438765 | Tuckerton | 8087 | 18 | 11.89 | Residential | Yes | Behind the Meter | Sunrun Installation Services, Inc. | AC Electric | Accepted | 2019-11-23 | 2019-11-27 | 2020-11-27 | REC Solar | REC290TP2 BLK | Solar Panels |  | 0.29 | 17 | 213 | 18 |  | Fixed | Roof
Solar Registration Program | NJSRRE1543438765 | Tuckerton | 8087 | 18 | 11.89 | Residential | Yes | Behind the Meter | Sunrun Installation Services, Inc. | AC Electric | Accepted | 2019-11-23 | 2019-11-27 | 2020-11-27 | Delta Electronics | M6-TL-US | Inverters | 5760 |  | 1 |  |  | 0.96 |  | Outdoor | Next To Meter
Solar Registration Program | NJSRRE1543438765 | Tuckerton | 8087 | 18 | 11.89 | Residential | Yes | Behind the Meter | Sunrun Installation Services, Inc. | AC Electric | Accepted | 2019-11-23 | 2019-11-27 | 2020-11-27 | Delta Electronics | M4-TL-US | Inverters | 3840 |  | 1 |  |  | 0.96 |  | Outdoor | Next To Meter
Solar Registration Program | NJSRRE1541111525 | CLIFTON | 7011 | 6 | 11.9 | Residential | No | Behind the Meter | Infinity Solar Systems | PSE&G | Accepted | 2019-06-05 | 2019-06-10 | 2020-06-10 | TRINA | TSM-305DD05A.05(II) | Solar Panels |  | 0.305 | 15 | 216 | 40 |  | Fixed | Roof
Solar Registration Program | NJSRRE1541111525 | CLIFTON | 7011 | 6 | 11.9 | Residential | No | Behind the Meter | Infinity Solar Systems | PSE&G | Accepted | 2019-06-05 | 2019-06-10 | 2020-06-10 | TRINA | TSM-305DD05A.05(II) | Solar Panels |  | 0.305 | 24 | 36 | 40 |  | Fixed | Roof
Solar Registration Program | NJSRRE1541111525 | CLIFTON | 7011 | 6 | 11.9 | Residential | No | Behind the Meter | Infinity Solar Systems | PSE&G | Accepted | 2019-06-05 | 2019-06-10 | 2020-06-10 | ENPHASE | IQ7-60-X-US | Inverters | 240 |  | 39 |  |  | 0.97 |  | Other | MICROINVERTERS
Solar Registration Program | NJSRRE1541614533 | Rutherford | 7070 | 7 | 11.9 | Residential | No | Behind the Meter | Green Power Energy | PSE&G | Accepted | 2019-07-05 | 2019-07-09 | 2020-07-09 | Panasonic | VBHN340SA17 | Solar Panels |  | 0.34 | 17 | 118 | 30 |  | Fixed | Roof
Solar Registration Program | NJSRRE1541614533 | Rutherford | 7070 | 7 | 11.9 | Residential | No | Behind the Meter | Green Power Energy | PSE&G | Accepted | 2019-07-05 | 2019-07-09 | 2020-07-09 | Panasonic | VBHN340SA17 | Solar Panels |  | 0.34 | 12 | 302 | 30 |  | Fixed | Roof
Solar Registration Program | NJSRRE1541614533 | Rutherford | 7070 | 7 | 11.9 | Residential | No | Behind the Meter | Green Power Energy | PSE&G | Accepted | 2019-07-05 | 2019-07-09 | 2020-07-09 | Panasonic | VBHN340SA17 | Solar Panels |  | 0.34 | 6 | 119 | 30 |  | Fixed | Roof
Solar Registration Program | NJSRRE1541614533 | Rutherford | 7070 | 7 | 11.9 | Residential | No | Behind the Meter | Green Power Energy | PSE&G | Accepted | 2019-07-05 | 2019-07-09 | 2020-07-09 | Solar Edge | SE11400H-US | Inverters | 11400 |  | 1 |  |  | 0.97 |  | Outside | next to meter
Solar Registration Program | NJSRRE1541790383 | Franklinville | 8322 | 15 | 11.9 | Residential | Yes | Behind the Meter | Bright Planet Solar | AC Electric | Accepted | 2019-08-06 | 2019-08-08 | 2020-08-08 | LONGI | LR6-60PB-305M | Solar Panels |  | 0.305 | 14 | 127 | 40 |  | Fixed | Roof
Solar Registration Program | NJSRRE1541790383 | Franklinville | 8322 | 15 | 11.9 | Residential | Yes | Behind the Meter | Bright Planet Solar | AC Electric | Accepted | 2019-08-06 | 2019-08-08 | 2020-08-08 | LONGI | LR6-60PB-305M | Solar Panels |  | 0.305 | 13 | 127 | 15 |  | Fixed | Roof
Solar Registration Program | NJSRRE1541790383 | Franklinville | 8322 | 15 | 11.9 | Residential | Yes | Behind the Meter | Bright Planet Solar | AC Electric | Accepted | 2019-08-06 | 2019-08-08 | 2020-08-08 | LONGI | LR6-60PB-305M | Solar Panels |  | 0.305 | 12 | 127 | 40 |  | Fixed | Roof
Solar Registration Program | NJSRRE1541790383 | Franklinville | 8322 | 15 | 11.9 | Residential | Yes | Behind the Meter | Bright Planet Solar | AC Electric | Accepted | 2019-08-06 | 2019-08-08 | 2020-08-08 | SolarEdge | SE10000H-USRGM | Inverters | 10000 |  | 1 |  |  | 0.98 |  | Outdoor | Next to Meter
Solar Registration Program | NJSRRE1541820411 | McKee City | 8234 | 19 | 11.9 | Residential | Yes | Behind the Meter | All Season Solar | AC Electric | Final As-Built Received | 2019-08-13 | 2019-08-23 | 2020-08-23 | Trina | TSM DD05A.05II 305W MAR 2019 | Solar Panels |  | 0.305 | 6 | 201 | 32 |  | Fixed | Roof
Solar Registration Program | NJSRRE1541820411 | McKee City | 8234 | 19 | 11.9 | Residential | Yes | Behind the Meter | All Season Solar | AC Electric | Final As-Built Received | 2019-08-13 | 2019-08-23 | 2020-08-23 | Trina | TSM DD05A.05II 305W MAR 2019 | Solar Panels |  | 0.305 | 33 | 201 | 32 |  | Fixed | Roof
Solar Registration Program | NJSRRE1541820411 | McKee City | 8234 | 19 | 11.9 | Residential | Yes | Behind the Meter | All Season Solar | AC Electric | Final As-Built Received | 2019-08-13 | 2019-08-23 | 2020-08-23 | Enphase | IQ7 | Inverters | 240 |  | 39 |  |  | 0.97 |  | Outdoor | Under Module
Solar Registration Program | NJSRRE1541820411 | McKee City | 8234 | 19 | 11.9 | Residential | Yes | Behind the Meter | All Season Solar | AC Electric | Final As-Built Received | 2019-08-13 | 2019-08-23 | 2020-08-23 | Itron | Centron | Meters |  |  | 1 |  |  |  | Yes | Outdoor
Solar Registration Program | NJSRRE1541835824 | Pleasantville | 8232 | 19 | 11.9 | Residential | No | Behind the Meter | NJ Solar Power, LLC | AC Electric | Final As-Built Received | 2019-08-14 | 2019-08-23 | 2020-08-23 | Panasonic | VBHN340SA17 | Solar Panels |  | 0.34 | 3 | 209 | 10 |  | Fixed | Roof
Solar Registration Program | NJSRRE1541835824 | Pleasantville | 8232 | 19 | 11.9 | Residential | No | Behind the Meter | NJ Solar Power, LLC | AC Electric | Final As-Built Received | 2019-08-14 | 2019-08-23 | 2020-08-23 | Panasonic | VBHN340SA17 | Solar Panels |  | 0.34 | 16 | 119 | 35 |  | Fixed | Roof
Solar Registration Program | NJSRRE1541835824 | Pleasantville | 8232 | 19 | 11.9 | Residential | No | Behind the Meter | NJ Solar Power, LLC | AC Electric | Final As-Built Received | 2019-08-14 | 2019-08-23 | 2020-08-23 | Panasonic | VBHN340SA17 | Solar Panels |  | 0.34 | 16 | 299 | 35 |  | Fixed | Roof
Solar Registration Program | NJSRRE1541835824 | Pleasantville | 8232 | 19 | 11.9 | Residential | No | Behind the Meter | NJ Solar Power, LLC | AC Electric | Final As-Built Received | 2019-08-14 | 2019-08-23 | 2020-08-23 | Solaredge | SE6000H-US | Inverters | 6000 |  | 1 |  |  | 0.99 |  | Indoor | Basement
Solar Registration Program | NJSRRE1541835824 | Pleasantville | 8232 | 19 | 11.9 | Residential | No | Behind the Meter | NJ Solar Power, LLC | AC Electric | Final As-Built Received | 2019-08-14 | 2019-08-23 | 2020-08-23 | SolarEdge | SE3000H-US | Inverters | 3000 |  | 1 |  |  | 0.99 |  | Indoor | Basement
Solar Registration Program | NJSRRE1541835824 | Pleasantville | 8232 | 19 | 11.9 | Residential | No | Behind the Meter | NJ Solar Power, LLC | AC Electric | Final As-Built Received | 2019-08-14 | 2019-08-23 | 2020-08-23 | SolarEdge | 1D-240C-A | Meters |  |  | 1 |  |  |  | Yes | Indoor
Solar Registration Program | NJSRRE1541835824 | Pleasantville | 8232 | 19 | 11.9 | Residential | No | Behind the Meter | NJ Solar Power, LLC | AC Electric | Final As-Built Received | 2019-08-14 | 2019-08-23 | 2020-08-23 | SolarEdge | 1D-240C-A | Meters |  |  | 1 |  |  |  | Yes | Indoor
Solar Registration Program | NJSRRE1541860212 | West Cape May | 8204 | 21 | 11.9 | Residential | No | Behind the Meter | NJ Solar Power, LLC | AC Electric | Accepted | 2019-08-19 | 2019-08-23 | 2020-08-23 | Panasonic | VBHN340SA17 | Solar Panels |  | 0.34 | 35 | 287 | 35 |  | Fixed | Roof
Solar Registration Program | NJSRRE1541860212 | West Cape May | 8204 | 21 | 11.9 | Residential | No | Behind the Meter | NJ Solar Power, LLC | AC Electric | Accepted | 2019-08-19 | 2019-08-23 | 2020-08-23 | Storedge | SE7600A-US | Inverters | 7600 |  | 1 |  |  | 0.99 |  | Indoor | garage
Solar Registration Program | NJSRRE1541860212 | West Cape May | 8204 | 21 | 11.9 | Residential | No | Behind the Meter | NJ Solar Power, LLC | AC Electric | Accepted | 2019-08-19 | 2019-08-23 | 2020-08-23 | SolarEdge | SE3000H-US | Inverters | 3000 |  | 1 |  |  | 0.99 |  | Indoor | garage
Solar Registration Program | NJSRRE1541883901 | Newton | 7860 | 1 | 11.9 | Residential | Yes | Behind the Meter | 1st Light Energy Inc | AC Electric | Accepted | 2019-08-26 | 2019-08-28 | 2020-08-28 | Trina | TSM-305DD05A.05 | Solar Panels |  | 0.305 | 21 | 179 | 9 |  | Fixed | Roof
Solar Registration Program | NJSRRE1541883901 | Newton | 7860 | 1 | 11.9 | Residential | Yes | Behind the Meter | 1st Light Energy Inc | AC Electric | Accepted | 2019-08-26 | 2019-08-28 | 2020-08-28 | Trina | TSM-305DD05A.05 | Solar Panels |  | 0.305 | 14 | 269 | 37 |  | Fixed | Roof
Solar Registration Program | NJSRRE1541883901 | Newton | 7860 | 1 | 11.9 | Residential | Yes | Behind the Meter | 1st Light Energy Inc | AC Electric | Accepted | 2019-08-26 | 2019-08-28 | 2020-08-28 | Trina | TSM-305DD05A.05 | Solar Panels |  | 0.305 | 4 | 88 | 37 |  | Fixed | Roof
Solar Registration Program | NJSRRE1541883901 | Newton | 7860 | 1 | 11.9 | Residential | Yes | Behind the Meter | 1st Light Energy Inc | AC Electric | Accepted | 2019-08-26 | 2019-08-28 | 2020-08-28 | solaredge | SE10000H-USRGM | Inverters | 10000 |  | 1 |  |  | 0.99 |  | Outside | within 10 feet of meter
Solar Registration Program | NJSRRE1541888759 | Hillsborough TWP | 8844 | 5 | 11.9 | Residential | No | Behind the Meter | 1st Light Energy Inc | PSE&G | Accepted | 2019-08-27 | 2019-08-30 | 2020-08-30 | Trina | TSM-305DD05A.05 | Solar Panels |  | 0.305 | 16 | 156 | 23 |  | Fixed | Roof
Solar Registration Program | NJSRRE1541888759 | Hillsborough TWP | 8844 | 5 | 11.9 | Residential | No | Behind the Meter | 1st Light Energy Inc | PSE&G | Accepted | 2019-08-27 | 2019-08-30 | 2020-08-30 | Trina | TSM-305DD05A.05 | Solar Panels |  | 0.305 | 6 | 156 | 23 |  | Fixed | Roof
Solar Registration Program | NJSRRE1541888759 | Hillsborough TWP | 8844 | 5 | 11.9 | Residential | No | Behind the Meter | 1st Light Energy Inc | PSE&G | Accepted | 2019-08-27 | 2019-08-30 | 2020-08-30 | Trina | TSM-305DD05A.05 | Solar Panels |  | 0.305 | 13 | 156 | 23 |  | Fixed | Roof
Solar Registration Program | NJSRRE1541888759 | Hillsborough TWP | 8844 | 5 | 11.9 | Residential | No | Behind the Meter | 1st Light Energy Inc | PSE&G | Accepted | 2019-08-27 | 2019-08-30 | 2020-08-30 | Trina | TSM-305DD05A.05 | Solar Panels |  | 0.305 | 4 | 23 | 154 |  | Fixed | Roof
Solar Registration Program | NJSRRE1541888759 | Hillsborough TWP | 8844 | 5 | 11.9 | Residential | No | Behind the Meter | 1st Light Energy Inc | PSE&G | Accepted | 2019-08-27 | 2019-08-30 | 2020-08-30 | SMA | SB 6.0-US | Inverters | 6000 |  | 1 |  |  | 0.98 |  | Outside | within 10 feet of meter
Solar Registration Program | NJSRRE1541888759 | Hillsborough TWP | 8844 | 5 | 11.9 | Residential | No | Behind the Meter | 1st Light Energy Inc | PSE&G | Accepted | 2019-08-27 | 2019-08-30 | 2020-08-30 | SMA | SB 5.0-US | Inverters | 5000 |  | 1 |  |  | 0.28 |  | Outside | within 10 feet of meter
Solar Registration Program | NJSRRE1543451514 | Somers Point | 8244 | 19 | 11.9 | Residential | No | Behind the Meter | SunPower Capital, LLC | AC Electric | Accepted | 2019-11-27 | 2019-12-03 | 2020-12-03 | SunPower | SPR-E320-327-E-AC | Solar Panels |  | 0.35 | 4 | 131 | 28 |  | Fixed | Roof
Solar Registration Program | NJSRRE1543451514 | Somers Point | 8244 | 19 | 11.9 | Residential | No | Behind the Meter | SunPower Capital, LLC | AC Electric | Accepted | 2019-11-27 | 2019-12-03 | 2020-12-03 | SunPower | SPR-E320-327-E-AC | Solar Panels |  | 0.35 | 18 | 221 | 28 |  | Fixed | Roof
Solar Registration Program | NJSRRE1543451514 | Somers Point | 8244 | 19 | 11.9 | Residential | No | Behind the Meter | SunPower Capital, LLC | AC Electric | Accepted | 2019-11-27 | 2019-12-03 | 2020-12-03 | SunPower | SPR-E320-327-E-AC | Solar Panels |  | 0.35 | 10 | 41 | 28 |  | Fixed | Roof
Solar Registration Program | NJSRRE1543451514 | Somers Point | 8244 | 19 | 11.9 | Residential | No | Behind the Meter | SunPower Capital, LLC | AC Electric | Accepted | 2019-11-27 | 2019-12-03 | 2020-12-03 | SunPower | SPR-E320-327-E-AC | Solar Panels |  | 0.35 | 2 | 311 | 28 |  | Fixed | Roof
Solar Registration Program | NJSRRE1543451514 | Somers Point | 8244 | 19 | 11.9 | Residential | No | Behind the Meter | SunPower Capital, LLC | AC Electric | Accepted | 2019-11-27 | 2019-12-03 | 2020-12-03 | SunPower | SPR-E320-327-E-AC | Inverters | 320 |  | 34 |  |  | 0.975 |  | Outside | on the rooftop under each solar panel
Solar Registration Program | NJSRRE1543481642 | East Brunswick | 8816 | 11 | 11.9 | Residential | No | Behind the Meter | Pro Custom Solar dba Momentum Solar | PSE&G | Accepted | 2019-12-05 | 2019-12-09 | 2020-12-09 | LG Electronics | LG 350N1C-V5 | Solar Panels |  | 0.35 | 7 | 170 | 16 |  | Fixed | Roof
Solar Registration Program | NJSRRE1543481642 | East Brunswick | 8816 | 11 | 11.9 | Residential | No | Behind the Meter | Pro Custom Solar dba Momentum Solar | PSE&G | Accepted | 2019-12-05 | 2019-12-09 | 2020-12-09 | LG Electronics | LG 350N1C-V5 | Solar Panels |  | 0.35 | 12 | 81 | 12 |  | Fixed | Roof
Solar Registration Program | NJSRRE1543481642 | East Brunswick | 8816 | 11 | 11.9 | Residential | No | Behind the Meter | Pro Custom Solar dba Momentum Solar | PSE&G | Accepted | 2019-12-05 | 2019-12-09 | 2020-12-09 | LG Electronics | LG 350N1C-V5 | Solar Panels |  | 0.35 | 9 | 261 | 14 |  | Fixed | Roof
Solar Registration Program | NJSRRE1543481642 | East Brunswick | 8816 | 11 | 11.9 | Residential | No | Behind the Meter | Pro Custom Solar dba Momentum Solar | PSE&G | Accepted | 2019-12-05 | 2019-12-09 | 2020-12-09 | LG Electronics | LG 350N1C-V5 | Solar Panels |  | 0.35 | 6 | 350 | 15 |  | Fixed | Roof
Solar Registration Program | NJSRRE1543481642 | East Brunswick | 8816 | 11 | 11.9 | Residential | No | Behind the Meter | Pro Custom Solar dba Momentum Solar | PSE&G | Accepted | 2019-12-05 | 2019-12-09 | 2020-12-09 | Enphase Energy | IQ7-60-2-US | Inverters | 250 |  | 34 |  |  | 0.97 |  | Outdoor | Roof
Solar Registration Program | NJSRRE1540177437 | Lake Hiawatha | 7034 | 3 | 11.97 | Residential | Yes | Behind the Meter | Pro Custom Solar dba Momentum Solar | JCP&L | Accepted | 2019-01-02 | 2019-01-07 | 2020-01-07 | HANWHA | Q.PEAK DUO BLK-G5 315 | Solar Panels |  | 0.315 | 7 | 270 | 42 |  | Fixed | Roof
Solar Registration Program | NJSRRE1540177437 | Lake Hiawatha | 7034 | 3 | 11.97 | Residential | Yes | Behind the Meter | Pro Custom Solar dba Momentum Solar | JCP&L | Accepted | 2019-01-02 | 2019-01-07 | 2020-01-07 | HANWHA | Q.PEAK DUO BLK-G5 315 | Solar Panels |  | 0.315 | 27 | 90 | 12 |  | Fixed | Roof
Solar Registration Program | NJSRRE1540177437 | Lake Hiawatha | 7034 | 3 | 11.97 | Residential | Yes | Behind the Meter | Pro Custom Solar dba Momentum Solar | JCP&L | Accepted | 2019-01-02 | 2019-01-07 | 2020-01-07 | HANWHA | Q.PEAK DUO BLK-G5 315 | Solar Panels |  | 0.315 | 4 | 90 | 10 |  | Fixed | Roof
Solar Registration Program | NJSRRE1540177437 | Lake Hiawatha | 7034 | 3 | 11.97 | Residential | Yes | Behind the Meter | Pro Custom Solar dba Momentum Solar | JCP&L | Accepted | 2019-01-02 | 2019-01-07 | 2020-01-07 | ENPHASE | IQ7-60-2-US | Inverters | 250 |  | 38 |  |  | 0.97 |  | Outdoor | ROOF
Solar Registration Program | NJSRRE1540295819 | Newton | 7860 | 1 | 11.97 | Residential | No | Behind the Meter | Whitman Construction, LLC | JCP&L | Accepted | 2019-01-29 | 2019-01-30 | 2020-01-30 | LG | LG315N1K-A5 | Solar Panels |  | 0.315 | 18 | 223 | 24 |  | Fixed | Roof
Solar Registration Program | NJSRRE1540295819 | Newton | 7860 | 1 | 11.97 | Residential | No | Behind the Meter | Whitman Construction, LLC | JCP&L | Accepted | 2019-01-29 | 2019-01-30 | 2020-01-30 | LG | LG315N1K-A5 | Solar Panels |  | 0.315 | 14 | 223 | 34 |  | Fixed | Roof
Solar Registration Program | NJSRRE1540295819 | Newton | 7860 | 1 | 11.97 | Residential | No | Behind the Meter | Whitman Construction, LLC | JCP&L | Accepted | 2019-01-29 | 2019-01-30 | 2020-01-30 | LG | LG315N1K-A5 | Solar Panels |  | 0.315 | 6 | 133 | 24 |  | Fixed | Roof
Solar Registration Program | NJSRRE1540295819 | Newton | 7860 | 1 | 11.97 | Residential | No | Behind the Meter | Whitman Construction, LLC | JCP&L | Accepted | 2019-01-29 | 2019-01-30 | 2020-01-30 | Solar Edge | SE10000A-US | Inverters | 0.24 |  | 38 |  |  | 0.992 |  | Outside | roof
Solar Registration Program | NJSRRE1540348532 | Galloway | 8205 | 19 | 11.97 | Residential | Yes | Behind the Meter | Suntuity Solar LLC | AC Electric | Accepted | 2019-02-08 | 2019-02-13 | 2020-02-13 | Hanwha Solar | Q-Cells 315 Mono | Solar Panels |  | 0.315 | 18 | 224 | 37 |  | Fixed | Roof
Solar Registration Program | NJSRRE1540348532 | Galloway | 8205 | 19 | 11.97 | Residential | Yes | Behind the Meter | Suntuity Solar LLC | AC Electric | Accepted | 2019-02-08 | 2019-02-13 | 2020-02-13 | Hanwha Solar | Q-Cells 315 Mono | Solar Panels |  | 0.315 | 20 | 134 | 39 |  | Fixed | Roof
Solar Registration Program | NJSRRE1540348532 | Galloway | 8205 | 19 | 11.97 | Residential | Yes | Behind the Meter | Suntuity Solar LLC | AC Electric | Accepted | 2019-02-08 | 2019-02-13 | 2020-02-13 | SolarEdge | SE10000H-US | Inverters | 10000 |  | 1 |  |  | 0.99 |  | Outdoor | Besides the meter
Solar Registration Program | NJSRRE1540376227 | East Orange | 7018 | 9 | 11.97 | Residential | Yes | Behind the Meter | Pro Custom Solar dba Momentum Solar | PSE&G | Accepted | 2019-02-18 | 2019-02-20 | 2020-02-20 | HANWHA | Q.PEAK DUO BLK-G5 315 | Solar Panels |  | 0.315 | 7 | 208 | 40 |  | Fixed | Roof
Solar Registration Program | NJSRRE1540376227 | East Orange | 7018 | 9 | 11.97 | Residential | Yes | Behind the Meter | Pro Custom Solar dba Momentum Solar | PSE&G | Accepted | 2019-02-18 | 2019-02-20 | 2020-02-20 | HANWHA | Q.PEAK DUO BLK-G5 315 | Solar Panels |  | 0.315 | 18 | 28 | 34 |  | Fixed | Roof
Solar Registration Program | NJSRRE1540376227 | East Orange | 7018 | 9 | 11.97 | Residential | Yes | Behind the Meter | Pro Custom Solar dba Momentum Solar | PSE&G | Accepted | 2019-02-18 | 2019-02-20 | 2020-02-20 | HANWHA | Q.PEAK DUO BLK-G5 315 | Solar Panels |  | 0.315 | 5 | 209 | 7 |  | Fixed | Roof
Solar Registration Program | NJSRRE1540376227 | East Orange | 7018 | 9 | 11.97 | Residential | Yes | Behind the Meter | Pro Custom Solar dba Momentum Solar | PSE&G | Accepted | 2019-02-18 | 2019-02-20 | 2020-02-20 | HANWHA | Q.PEAK DUO BLK-G5 315 | Solar Panels |  | 0.315 | 8 | 28 | 9 |  | Fixed | Roof
Solar Registration Program | NJSRRE1540376227 | East Orange | 7018 | 9 | 11.97 | Residential | Yes | Behind the Meter | Pro Custom Solar dba Momentum Solar | PSE&G | Accepted | 2019-02-18 | 2019-02-20 | 2020-02-20 | ENPHASE | IQ7-60-2-US | Inverters | 250 |  | 38 |  |  | 0.97 |  | Outdoor | ROOF
Solar Registration Program | NJSRRE1540496440 | Princeton | 8540 | 12 | 11.97 | Residential | Yes | Behind the Meter | Trinity Solar | PSE&G | Accepted | 2019-03-18 | 2019-03-19 | 2020-03-19 | HANWHA | Q.PEAK DUO BLK-G5 315 | Solar Panels |  | 0.315 | 10 | 241 | 30 |  | Fixed | Roof
Solar Registration Program | NJSRRE1540496440 | Princeton | 8540 | 12 | 11.97 | Residential | Yes | Behind the Meter | Trinity Solar | PSE&G | Accepted | 2019-03-18 | 2019-03-19 | 2020-03-19 | HANWHA | Q.PEAK DUO BLK-G5 315 | Solar Panels |  | 0.315 | 6 | 61 | 30 |  | Fixed | Roof
Solar Registration Program | NJSRRE1540496440 | Princeton | 8540 | 12 | 11.97 | Residential | Yes | Behind the Meter | Trinity Solar | PSE&G | Accepted | 2019-03-18 | 2019-03-19 | 2020-03-19 | HANWHA | Q.PEAK DUO BLK-G5 315 | Solar Panels |  | 0.315 | 7 | 61 | 30 |  | Fixed | Roof
Solar Registration Program | NJSRRE1540496440 | Princeton | 8540 | 12 | 11.97 | Residential | Yes | Behind the Meter | Trinity Solar | PSE&G | Accepted | 2019-03-18 | 2019-03-19 | 2020-03-19 | HANWHA | Q.PEAK DUO BLK-G5 315 | Solar Panels |  | 0.315 | 3 | 151 | 30 |  | Fixed | Roof
Solar Registration Program | NJSRRE1540496440 | Princeton | 8540 | 12 | 11.97 | Residential | Yes | Behind the Meter | Trinity Solar | PSE&G | Accepted | 2019-03-18 | 2019-03-19 | 2020-03-19 | HANWHA | Q.PEAK DUO BLK-G5 315 | Solar Panels |  | 0.315 | 6 | 241 | 30 |  | Fixed | Roof
Solar Registration Program | NJSRRE1540496440 | Princeton | 8540 | 12 | 11.97 | Residential | Yes | Behind the Meter | Trinity Solar | PSE&G | Accepted | 2019-03-18 | 2019-03-19 | 2020-03-19 | HANWHA | Q.PEAK DUO BLK-G5 315 | Solar Panels |  | 0.315 | 6 | 151 | 30 |  | Fixed | Roof
Solar Registration Program | NJSRRE1540496440 | Princeton | 8540 | 12 | 11.97 | Residential | Yes | Behind the Meter | Trinity Solar | PSE&G | Accepted | 2019-03-18 | 2019-03-19 | 2020-03-19 | Solar Edge | SE10000 | Inverters | 10000 |  | 1 |  |  | 0.97 |  | Outside | Side of home
Solar Registration Program | NJSRRE1540904866 | Totowa | 7512 | 6 | 11.97 | Residential | Yes | Behind the Meter | Vivint Solar Developer, LLC | PSE&G | Accepted | 2019-04-30 | 2019-05-01 | 2020-05-01 | Hanwha Solar | Q.Peak BLK-G5 315 | Solar Panels |  | 0.315 | 6 | 293 | 23 |  | Fixed | Roof
Solar Registration Program | NJSRRE1540904866 | Totowa | 7512 | 6 | 11.97 | Residential | Yes | Behind the Meter | Vivint Solar Developer, LLC | PSE&G | Accepted | 2019-04-30 | 2019-05-01 | 2020-05-01 | Hanwha Solar | Q.Peak BLK-G5 315 | Solar Panels |  | 0.315 | 32 | 113 | 23 |  | Fixed | Roof
Solar Registration Program | NJSRRE1540904866 | Totowa | 7512 | 6 | 11.97 | Residential | Yes | Behind the Meter | Vivint Solar Developer, LLC | PSE&G | Accepted | 2019-04-30 | 2019-05-01 | 2020-05-01 | Solar Edge | SE7600H-US | Inverters | 7600 |  | 1 |  |  | 0.992 |  | Outdoor | Near the Utility Meter.
Solar Registration Program | NJSRRE1540904866 | Totowa | 7512 | 6 | 11.97 | Residential | Yes | Behind the Meter | Vivint Solar Developer, LLC | PSE&G | Accepted | 2019-04-30 | 2019-05-01 | 2020-05-01 | Solar Edge | SE3800H-US | Inverters | 3800 |  | 1 |  |  | 0.992 |  | Outdoor | Near the Utility Meter.
Solar Registration Program | NJSRRE1540958175 | Elizabeth | 7202 | 10 | 11.97 | Residential | Yes | Behind the Meter | Pro Custom Solar dba Momentum Solar | PSE&G | Accepted | 2019-05-03 | 2019-05-08 | 2020-05-08 | HANWHA | Q.PEAK DUO BLK-G5 315 | Solar Panels |  | 0.315 | 38 | 94 | 15 |  | Fixed | Roof
Solar Registration Program | NJSRRE1540958175 | Elizabeth | 7202 | 10 | 11.97 | Residential | Yes | Behind the Meter | Pro Custom Solar dba Momentum Solar | PSE&G | Accepted | 2019-05-03 | 2019-05-08 | 2020-05-08 | ENPHASE | IQ6-60-2-US | Inverters | 240 |  | 38 |  |  | 0.97 |  | Outdoor | ROOF
Solar Registration Program | NJSRRE1540992204 | Port Reading | 7064 | 11 | 11.97 | Residential | Yes | Behind the Meter | Vivint Solar Developer, LLC | PSE&G | Accepted | 2019-05-16 | 2019-05-20 | 2020-05-20 | Hanwha Solar | Q.Peak BLK-G5 315 | Solar Panels |  | 0.315 | 15 | 115 | 20 |  | Fixed | Roof
Solar Registration Program | NJSRRE1540992204 | Port Reading | 7064 | 11 | 11.97 | Residential | Yes | Behind the Meter | Vivint Solar Developer, LLC | PSE&G | Accepted | 2019-05-16 | 2019-05-20 | 2020-05-20 | Hanwha Solar | Q.Peak BLK-G5 315 | Solar Panels |  | 0.315 | 13 | 295 | 16 |  | Fixed | Roof
Solar Registration Program | NJSRRE1540992204 | Port Reading | 7064 | 11 | 11.97 | Residential | Yes | Behind the Meter | Vivint Solar Developer, LLC | PSE&G | Accepted | 2019-05-16 | 2019-05-20 | 2020-05-20 | Hanwha Solar | Q.Peak BLK-G5 315 | Solar Panels |  | 0.315 | 10 | 115 | 19 |  | Fixed | Roof
Solar Registration Program | NJSRRE1540992204 | Port Reading | 7064 | 11 | 11.97 | Residential | Yes | Behind the Meter | Vivint Solar Developer, LLC | PSE&G | Accepted | 2019-05-16 | 2019-05-20 | 2020-05-20 | Solar Edge | SE7600H-US | Inverters | 7600 |  | 1 |  |  | 0.992 |  | Outdoor | Near the Utility Meter.
Solar Registration Program | NJSRRE1540992267 | Burlington | 8016 | 13 | 11.97 | Residential | Yes | Behind the Meter | Vivint Solar Developer, LLC | PSE&G | Accepted | 2019-05-16 | 2019-05-20 | 2020-05-20 | Hanwha Solar | Q.Peak BLK-G5 315 | Solar Panels |  | 0.315 | 11 | 248 | 26 |  | Fixed | Roof
Solar Registration Program | NJSRRE1540992267 | Burlington | 8016 | 13 | 11.97 | Residential | Yes | Behind the Meter | Vivint Solar Developer, LLC | PSE&G | Accepted | 2019-05-16 | 2019-05-20 | 2020-05-20 | Hanwha Solar | Q.Peak BLK-G5 315 | Solar Panels |  | 0.315 | 8 | 158 | 26 |  | Fixed | Roof
Solar Registration Program | NJSRRE1540992267 | Burlington | 8016 | 13 | 11.97 | Residential | Yes | Behind the Meter | Vivint Solar Developer, LLC | PSE&G | Accepted | 2019-05-16 | 2019-05-20 | 2020-05-20 | Hanwha Solar | Q.Peak BLK-G5 315 | Solar Panels |  | 0.315 | 19 | 68 | 26 |  | Fixed | Roof
Solar Registration Program | NJSRRE1540992267 | Burlington | 8016 | 13 | 11.97 | Residential | Yes | Behind the Meter | Vivint Solar Developer, LLC | PSE&G | Accepted | 2019-05-16 | 2019-05-20 | 2020-05-20 | Solar Edge | SE10000H-US | Inverters | 10000 |  | 1 |  |  | 0.992 |  | Outdoor | Near the Utility Meter.
Solar Registration Program | NJSRRE1541076492 | Brick | 8723 | 18 | 11.97 | Residential | Yes | Behind the Meter | Pro Custom Solar dba Momentum Solar | JCP&L | Accepted | 2019-06-04 | 2019-06-07 | 2020-06-07 | HANWHA | Q.PEAK DUO BLK-G5 315 | Solar Panels |  | 0.315 | 11 | 44 | 35 |  | Fixed | Roof
Solar Registration Program | NJSRRE1541076492 | Brick | 8723 | 18 | 11.97 | Residential | Yes | Behind the Meter | Pro Custom Solar dba Momentum Solar | JCP&L | Accepted | 2019-06-04 | 2019-06-07 | 2020-06-07 | HANWHA | Q.PEAK DUO BLK-G5 315 | Solar Panels |  | 0.315 | 4 | 44 | 34 |  | Fixed | Roof
Solar Registration Program | NJSRRE1541076492 | Brick | 8723 | 18 | 11.97 | Residential | Yes | Behind the Meter | Pro Custom Solar dba Momentum Solar | JCP&L | Accepted | 2019-06-04 | 2019-06-07 | 2020-06-07 | HANWHA | Q.PEAK DUO BLK-G5 315 | Solar Panels |  | 0.315 | 13 | 134 | 33 |  | Fixed | Roof
Solar Registration Program | NJSRRE1541076492 | Brick | 8723 | 18 | 11.97 | Residential | Yes | Behind the Meter | Pro Custom Solar dba Momentum Solar | JCP&L | Accepted | 2019-06-04 | 2019-06-07 | 2020-06-07 | HANWHA | Q.PEAK DUO BLK-G5 315 | Solar Panels |  | 0.315 | 4 | 224 | 34 |  | Fixed | Roof
Solar Registration Program | NJSRRE1541076492 | Brick | 8723 | 18 | 11.97 | Residential | Yes | Behind the Meter | Pro Custom Solar dba Momentum Solar | JCP&L | Accepted | 2019-06-04 | 2019-06-07 | 2020-06-07 | HANWHA | Q.PEAK DUO BLK-G5 315 | Solar Panels |  | 0.315 | 6 | 224 | 34 |  | Fixed | Roof
Solar Registration Program | NJSRRE1541076492 | Brick | 8723 | 18 | 11.97 | Residential | Yes | Behind the Meter | Pro Custom Solar dba Momentum Solar | JCP&L | Accepted | 2019-06-04 | 2019-06-07 | 2020-06-07 | ENPHASE | IQ7-60-2-US | Inverters | 250 |  | 38 |  |  | 0.97 |  | Outdoor | ROOF
Solar Registration Program | NJSRRE1541501019 | GLENDORA | 8029 | 14 | 11.97 | Residential | Yes | Behind the Meter | Vivint Solar Developer, LLC | PSE&G | Accepted | 2019-07-11 | 2019-07-12 | 2020-07-12 | Hanwha Solar | Q. Peak Blk-G5 315 | Solar Panels |  | 0.315 | 16 | 339 | 22 |  | Fixed | Roof
Solar Registration Program | NJSRRE1541501019 | GLENDORA | 8029 | 14 | 11.97 | Residential | Yes | Behind the Meter | Vivint Solar Developer, LLC | PSE&G | Accepted | 2019-07-11 | 2019-07-12 | 2020-07-12 | Hanwha Solar | Q. Peak BLK-G5 315 | Solar Panels |  | 0.315 | 22 | 159 | 22 |  | Fixed | Roof
Solar Registration Program | NJSRRE1541501019 | GLENDORA | 8029 | 14 | 11.97 | Residential | Yes | Behind the Meter | Vivint Solar Developer, LLC | PSE&G | Accepted | 2019-07-11 | 2019-07-12 | 2020-07-12 | Solar Edge | SE10000H-US | Inverters | 10000 |  | 1 |  |  | 0.992 |  | Other | Near the Utility Meter
Solar Registration Program | NJSRRE1541872107 | Orange | 7050 | 9 | 11.97 | Residential | Yes | Behind the Meter | Pro Custom Solar dba Momentum Solar | PSE&G | Accepted | 2019-08-21 | 2019-08-26 | 2020-08-26 | Hanwha | Q.PEAK DUO BLK-G5 315 | Solar Panels |  | 0.315 | 20 | 203 | 39 |  | Fixed | Roof
Solar Registration Program | NJSRRE1541872107 | Orange | 7050 | 9 | 11.97 | Residential | Yes | Behind the Meter | Pro Custom Solar dba Momentum Solar | PSE&G | Accepted | 2019-08-21 | 2019-08-26 | 2020-08-26 | Hanwha | Q.PEAK DUO BLK-G5 315 | Solar Panels |  | 0.315 | 18 | 23 | 40 |  | Fixed | Roof
Solar Registration Program | NJSRRE1541872107 | Orange | 7050 | 9 | 11.97 | Residential | Yes | Behind the Meter | Pro Custom Solar dba Momentum Solar | PSE&G | Accepted | 2019-08-21 | 2019-08-26 | 2020-08-26 | Enphase Energy | IQ6-60-2-US | Inverters | 240 |  | 38 |  |  | 0.97 |  | Outdoor | Roof
Solar Registration Program | NJSRRE1541880239 | West Orange | 7052 | 9 | 11.97 | Residential | Yes | Behind the Meter | Trinity Solar | PSE&G | Accepted | 2019-08-23 | 2019-08-27 | 2020-08-27 | Hanwha | Q.PEAK DUO BLK-G5 315 | Solar Panels |  | 0.315 | 4 | 332 | 23 |  | Fixed | Roof
Solar Registration Program | NJSRRE1541880239 | West Orange | 7052 | 9 | 11.97 | Residential | Yes | Behind the Meter | Trinity Solar | PSE&G | Accepted | 2019-08-23 | 2019-08-27 | 2020-08-27 | Hanwha | Q.PEAK DUO BLK-G5 315 | Solar Panels |  | 0.315 | 34 | 152 | 23 |  | Fixed | Roof
Solar Registration Program | NJSRRE1541880239 | West Orange | 7052 | 9 | 11.97 | Residential | Yes | Behind the Meter | Trinity Solar | PSE&G | Accepted | 2019-08-23 | 2019-08-27 | 2020-08-27 | Solar Edge | SE10000 | Inverters | 10000 |  | 1 |  |  | 0.97 |  | Outside | side of home
Solar Registration Program | NJSRRE1541883860 | Hawthorne | 7506 | 6 | 11.97 | Residential | Yes | Behind the Meter | Vivint Solar Developer, LLC | PSE&G | Accepted | 2019-08-29 | 2019-08-30 | 2020-08-30 | HANWHA SOLAR | Q.PEAK BLK-G5 315 | Solar Panels |  | 0.315 | 10 | 218 | 40 |  | Fixed | Roof
Solar Registration Program | NJSRRE1541883860 | Hawthorne | 7506 | 6 | 11.97 | Residential | Yes | Behind the Meter | Vivint Solar Developer, LLC | PSE&G | Accepted | 2019-08-29 | 2019-08-30 | 2020-08-30 | HANWHA SOLAR | Q.PEAK BLK-G5 315 | Solar Panels |  | 0.315 | 2 | 128 | 44 |  | Fixed | Roof
Solar Registration Program | NJSRRE1541883860 | Hawthorne | 7506 | 6 | 11.97 | Residential | Yes | Behind the Meter | Vivint Solar Developer, LLC | PSE&G | Accepted | 2019-08-29 | 2019-08-30 | 2020-08-30 | HANWHA SOLAR | Q.PEAK BLK-G5 315 | Solar Panels |  | 0.315 | 4 | 128 | 19 |  | Fixed | Roof
Solar Registration Program | NJSRRE1541883860 | Hawthorne | 7506 | 6 | 11.97 | Residential | Yes | Behind the Meter | Vivint Solar Developer, LLC | PSE&G | Accepted | 2019-08-29 | 2019-08-30 | 2020-08-30 | HANWHA SOLAR | Q.PEAK BLK-G5 315 | Solar Panels |  | 0.315 | 3 | 218 | 11 |  | Fixed | Roof
Solar Registration Program | NJSRRE1541883860 | Hawthorne | 7506 | 6 | 11.97 | Residential | Yes | Behind the Meter | Vivint Solar Developer, LLC | PSE&G | Accepted | 2019-08-29 | 2019-08-30 | 2020-08-30 | HANWHA SOLAR | Q.PEAK BLK-G5 315 | Solar Panels |  | 0.315 | 6 | 128 | 10 |  | Fixed | Roof
Solar Registration Program | NJSRRE1541883860 | Hawthorne | 7506 | 6 | 11.97 | Residential | Yes | Behind the Meter | Vivint Solar Developer, LLC | PSE&G | Accepted | 2019-08-29 | 2019-08-30 | 2020-08-30 | HANWHA SOLAR | Q.PEAK BLK-G5 315 | Solar Panels |  | 0.315 | 5 | 38 | 15 |  | Fixed | Roof
Solar Registration Program | NJSRRE1541883860 | Hawthorne | 7506 | 6 | 11.97 | Residential | Yes | Behind the Meter | Vivint Solar Developer, LLC | PSE&G | Accepted | 2019-08-29 | 2019-08-30 | 2020-08-30 | HANWHA SOLAR | Q.PEAK BLK-G5 315 | Solar Panels |  | 0.315 | 4 | 308 | 19 |  | Fixed | Roof
Solar Registration Program | NJSRRE1541883860 | Hawthorne | 7506 | 6 | 11.97 | Residential | Yes | Behind the Meter | Vivint Solar Developer, LLC | PSE&G | Accepted | 2019-08-29 | 2019-08-30 | 2020-08-30 | HANWHA SOLAR | Q.PEAK BLK-G5 315 | Solar Panels |  | 0.315 | 4 | 308 | 44 |  | Fixed | Roof
Solar Registration Program | NJSRRE1541883860 | Hawthorne | 7506 | 6 | 11.97 | Residential | Yes | Behind the Meter | Vivint Solar Developer, LLC | PSE&G | Accepted | 2019-08-29 | 2019-08-30 | 2020-08-30 | SOLAREDGE TECHNOLOGIES | SE7600H-US000BNC4 | Inverters | 7600 |  | 1 |  |  | 0.992 |  | Outdoor | Near the Utility Meter
Solar Registration Program | NJSRRE1541883860 | Hawthorne | 7506 | 6 | 11.97 | Residential | Yes | Behind the Meter | Vivint Solar Developer, LLC | PSE&G | Accepted | 2019-08-29 | 2019-08-30 | 2020-08-30 | SOLAREDGE TECHNOLOGIES | SE3800H-US000BNC4 | Inverters | 3800 |  | 1 |  |  | 0.992 |  | Outdoor | Near the Utility Meter
Solar Registration Program | NJSRRE1541883975 | North Arlington | 7031 | 7 | 11.97 | Residential | Yes | Behind the Meter | Trinity Solar | PSE&G | Accepted | 2019-08-26 | 2019-08-28 | 2020-08-28 | Hanwha | Q.PEAK DUO BLK-G5 315 | Solar Panels |  | 0.315 | 12 | 215 | 34 |  | Fixed | Roof
Solar Registration Program | NJSRRE1541883975 | North Arlington | 7031 | 7 | 11.97 | Residential | Yes | Behind the Meter | Trinity Solar | PSE&G | Accepted | 2019-08-26 | 2019-08-28 | 2020-08-28 | Hanhwa | Q.PEAK DUO BLK-G5 315 | Solar Panels |  | 0.315 | 19 | 215 | 34 |  | Fixed | Roof
Solar Registration Program | NJSRRE1541883975 | North Arlington | 7031 | 7 | 11.97 | Residential | Yes | Behind the Meter | Trinity Solar | PSE&G | Accepted | 2019-08-26 | 2019-08-28 | 2020-08-28 | Hanwha | Q.PEAK DUO BLK-G5 315 | Solar Panels |  | 0.315 | 7 | 35 | 34 |  | Fixed | Roof
Solar Registration Program | NJSRRE1541883975 | North Arlington | 7031 | 7 | 11.97 | Residential | Yes | Behind the Meter | Trinity Solar | PSE&G | Accepted | 2019-08-26 | 2019-08-28 | 2020-08-28 | Solar Edge | SE10000 | Inverters | 10000 |  | 1 |  |  | 0.97 |  | Outside | side of home
Solar Registration Program | NJSRRE1541884609 | Willingboro | 8046 | 13 | 11.97 | Residential | No | Behind the Meter | Vivint Solar Developer, LLC | PSE&G | Accepted | 2019-09-09 | 2019-09-09 | 2020-09-09 | HANWHA SOLAR | Q.PEAK BLK-G5 315 | Solar Panels |  | 0.315 | 6 | 94 | 42 |  | Fixed | Roof
Solar Registration Program | NJSRRE1541884609 | Willingboro | 8046 | 13 | 11.97 | Residential | No | Behind the Meter | Vivint Solar Developer, LLC | PSE&G | Accepted | 2019-09-09 | 2019-09-09 | 2020-09-09 | HANWHA SOLAR | Q.PEAK BLK-G5 315 | Solar Panels |  | 0.315 | 5 | 274 | 14 |  | Fixed | Roof
Solar Registration Program | NJSRRE1541884609 | Willingboro | 8046 | 13 | 11.97 | Residential | No | Behind the Meter | Vivint Solar Developer, LLC | PSE&G | Accepted | 2019-09-09 | 2019-09-09 | 2020-09-09 | HANWHA SOLAR | Q.PEAK BLK-G5 315 | Solar Panels |  | 0.315 | 6 | 94 | 14 |  | Fixed | Roof
Solar Registration Program | NJSRRE1541884609 | Willingboro | 8046 | 13 | 11.97 | Residential | No | Behind the Meter | Vivint Solar Developer, LLC | PSE&G | Accepted | 2019-09-09 | 2019-09-09 | 2020-09-09 | HANWHA SOLAR | Q.PEAK BLK-G5 315 | Solar Panels |  | 0.315 | 21 | 274 | 42 |  | Fixed | Roof
Solar Registration Program | NJSRRE1541884609 | Willingboro | 8046 | 13 | 11.97 | Residential | No | Behind the Meter | Vivint Solar Developer, LLC | PSE&G | Accepted | 2019-09-09 | 2019-09-09 | 2020-09-09 | Solar Edge | SE10000H-US000BNC4 | Inverters | 10000 |  | 1 |  |  | 0.992 |  | Outdoor | Near the Utility Meter
Solar Registration Program | NJSRRE1542248335 | Piscataway | 8854 | 11 | 11.97 | Residential | No | Behind the Meter | Suntuity Solar LLC | PSE&G | Accepted | 2019-09-05 | 2019-09-09 | 2020-09-09 | Yingli Solar | YL315D-30b | Solar Panels |  | 0.315 | 38 | 117 | 26 |  | Fixed | Roof
Solar Registration Program | NJSRRE1542248335 | Piscataway | 8854 | 11 | 11.97 | Residential | No | Behind the Meter | Suntuity Solar LLC | PSE&G | Accepted | 2019-09-05 | 2019-09-09 | 2020-09-09 | Enphase Energy | IQ7-60-2-US | Inverters | 240 |  | 38 |  |  | 0.97 |  | Outdoor | Behind the PV modules
Solar Registration Program | NJSRRE1542394951 | Pittsgrove Township | 8318 | 16 | 11.97 | Residential | No | Behind the Meter | Suntuity Solar LLC | AC Electric | Accepted | 2019-09-13 | 2019-09-17 | 2020-09-17 | Yingli Green Energy | YL315D-30b | Solar Panels |  | 0.315 | 38 | 172 | 20 |  | Fixed | Roof
Solar Registration Program | NJSRRE1542394951 | Pittsgrove Township | 8318 | 16 | 11.97 | Residential | No | Behind the Meter | Suntuity Solar LLC | AC Electric | Accepted | 2019-09-13 | 2019-09-17 | 2020-09-17 | Enphase Energy | IQ7-60-2-US | Inverters | 240 |  | 38 |  |  | 0.97 |  | Outdoor | Behind the PV Modules
Solar Registration Program | NJSRRE1542409130 | BARNEGAT | 8005 | 18 | 11.97 | Residential | Yes | Behind the Meter | Vivint Solar Developer, LLC | JCP&L | Accepted | 2019-10-01 | 2019-10-01 | 2020-10-01 | HANWHA SOLAR | Q.PEAK BLK-G5 315 | Solar Panels |  | 0.315 | 16 | 246 | 19 |  | Fixed | Roof
Solar Registration Program | NJSRRE1542409130 | BARNEGAT | 8005 | 18 | 11.97 | Residential | Yes | Behind the Meter | Vivint Solar Developer, LLC | JCP&L | Accepted | 2019-10-01 | 2019-10-01 | 2020-10-01 | HANWHA SOLAR | Q.PEAK BLK-G5 315 | Solar Panels |  | 0.315 | 12 | 246 | 19 |  | Fixed | Roof
Solar Registration Program | NJSRRE1542409130 | BARNEGAT | 8005 | 18 | 11.97 | Residential | Yes | Behind the Meter | Vivint Solar Developer, LLC | JCP&L | Accepted | 2019-10-01 | 2019-10-01 | 2020-10-01 | HANWHA SOLAR | Q.PEAK BLK-G5 315 | Solar Panels |  | 0.315 | 10 | 66 | 19 |  | Fixed | Roof
Solar Registration Program | NJSRRE1542409130 | BARNEGAT | 8005 | 18 | 11.97 | Residential | Yes | Behind the Meter | Vivint Solar Developer, LLC | JCP&L | Accepted | 2019-10-01 | 2019-10-01 | 2020-10-01 | Solar Edge | SE10000H | Inverters | 10000 |  | 1 |  |  | 0.992 |  | Outdoor | Near the Utility Meter
Solar Registration Program | NJSRRE1542431682 | EGG HBR TWP | 8234 | 19 | 11.97 | Residential | Yes | Behind the Meter | Vivint Solar Developer, LLC | AC Electric | Accepted | 2019-09-24 | 2019-09-26 | 2020-09-26 | Hanwha Solar | Q.PEAK DUO BLK-G5 315 | Solar Panels |  | 0.315 | 8 | 321 | 39 |  | Fixed | Roof
Solar Registration Program | NJSRRE1542431682 | EGG HBR TWP | 8234 | 19 | 11.97 | Residential | Yes | Behind the Meter | Vivint Solar Developer, LLC | AC Electric | Accepted | 2019-09-24 | 2019-09-26 | 2020-09-26 | Hanwha Solar | Q.PEAK BLK-G5 315 | Solar Panels |  | 0.315 | 12 | 321 | 39 |  | Fixed | Roof
Solar Registration Program | NJSRRE1542431682 | EGG HBR TWP | 8234 | 19 | 11.97 | Residential | Yes | Behind the Meter | Vivint Solar Developer, LLC | AC Electric | Accepted | 2019-09-24 | 2019-09-26 | 2020-09-26 | Hanwha Solar | Q.PEAK BLK-G5 315 | Solar Panels |  | 0.315 | 18 | 321 | 39 |  | Fixed | Roof
Solar Registration Program | NJSRRE1542431682 | EGG HBR TWP | 8234 | 19 | 11.97 | Residential | Yes | Behind the Meter | Vivint Solar Developer, LLC | AC Electric | Accepted | 2019-09-24 | 2019-09-26 | 2020-09-26 | SOLAREDGE | SE10000H-US000BNC4 | Inverters | 10000 |  | 1 |  |  | 0.992 |  | Outdoor | Near The Utility Meter
Solar Registration Program | NJSRRE1542500936 | EGG HARBOR TOWNSHIP | 8234 | 19 | 11.97 | Residential | Yes | Behind the Meter | Vivint Solar Developer, LLC | AC Electric | Accepted | 2019-10-03 | 2019-10-09 | 2020-10-09 | Hanwha | Q.PEAK DUO BLK-G5 315w | Solar Panels |  | 0.315 | 25 | 199 | 26 |  | Fixed | Roof
Solar Registration Program | NJSRRE1542500936 | EGG HARBOR TOWNSHIP | 8234 | 19 | 11.97 | Residential | Yes | Behind the Meter | Vivint Solar Developer, LLC | AC Electric | Accepted | 2019-10-03 | 2019-10-09 | 2020-10-09 | Hanwha | Q.PEAK DUO BLK-G5 315w | Solar Panels |  | 0.315 | 6 | 289 | 26 |  | Fixed | Roof
Solar Registration Program | NJSRRE1542500936 | EGG HARBOR TOWNSHIP | 8234 | 19 | 11.97 | Residential | Yes | Behind the Meter | Vivint Solar Developer, LLC | AC Electric | Accepted | 2019-10-03 | 2019-10-09 | 2020-10-09 | Hanwha | Q.PEAK DUO BLK-G5 315w | Solar Panels |  | 0.315 | 2 | 199 | 26 |  | Fixed | Roof
Solar Registration Program | NJSRRE1542500936 | EGG HARBOR TOWNSHIP | 8234 | 19 | 11.97 | Residential | Yes | Behind the Meter | Vivint Solar Developer, LLC | AC Electric | Accepted | 2019-10-03 | 2019-10-09 | 2020-10-09 | Hanwha | Q.PEAK DUO BLK-G5 315w | Solar Panels |  | 0.315 | 5 | 109 | 26 |  | Fixed | Roof
Solar Registration Program | NJSRRE1542500936 | EGG HARBOR TOWNSHIP | 8234 | 19 | 11.97 | Residential | Yes | Behind the Meter | Vivint Solar Developer, LLC | AC Electric | Accepted | 2019-10-03 | 2019-10-09 | 2020-10-09 | Solar Edge | SE10000H-US000BNC4 | Inverters | 10000 |  | 1 |  |  | 0.992 |  | Outdoor | Near the Utility Meter
Solar Registration Program | NJSRRE1542518901 | Stafford Township | 8092 | 18 | 11.97 | Residential | Yes | Behind the Meter | Suntuity Solar LLC | AC Electric | Accepted | 2019-10-09 | 2019-10-11 | 2020-10-11 | Yingli Green Energy | YL315D-30b | Solar Panels |  | 0.315 | 4 | 287 | 34 |  | Fixed | Roof
Solar Registration Program | NJSRRE1542518901 | Stafford Township | 8092 | 18 | 11.97 | Residential | Yes | Behind the Meter | Suntuity Solar LLC | AC Electric | Accepted | 2019-10-09 | 2019-10-11 | 2020-10-11 | Yingli Green Energy | YL315D-30b | Solar Panels |  | 0.315 | 6 | 197 | 41 |  | Fixed | Roof
Solar Registration Program | NJSRRE1542518901 | Stafford Township | 8092 | 18 | 11.97 | Residential | Yes | Behind the Meter | Suntuity Solar LLC | AC Electric | Accepted | 2019-10-09 | 2019-10-11 | 2020-10-11 | Yingli Green Energy | YL315D-30b | Solar Panels |  | 0.315 | 10 | 107 | 34 |  | Fixed | Roof
Solar Registration Program | NJSRRE1542518901 | Stafford Township | 8092 | 18 | 11.97 | Residential | Yes | Behind the Meter | Suntuity Solar LLC | AC Electric | Accepted | 2019-10-09 | 2019-10-11 | 2020-10-11 | Yingli Green Energy | YL315D-30b | Solar Panels |  | 0.315 | 10 | 107 | 34 |  | Fixed | Roof
Solar Registration Program | NJSRRE1542518901 | Stafford Township | 8092 | 18 | 11.97 | Residential | Yes | Behind the Meter | Suntuity Solar LLC | AC Electric | Accepted | 2019-10-09 | 2019-10-11 | 2020-10-11 | Yingli Green Energy | YL315D-30b | Solar Panels |  | 0.315 | 8 | 287 | 35 |  | Fixed | Roof
Solar Registration Program | NJSRRE1542518901 | Stafford Township | 8092 | 18 | 11.97 | Residential | Yes | Behind the Meter | Suntuity Solar LLC | AC Electric | Accepted | 2019-10-09 | 2019-10-11 | 2020-10-11 | Enphase Energy | IQ7-60-2-US | Inverters | 240 |  | 38 |  |  | 0.97 |  | Outdoor | Behind the PV Modules
Solar Registration Program | NJSRRE1542540265 | Englewood | 7631 | 7 | 11.97 | Residential | Yes | Behind the Meter | Trinity Solar | PSE&G | Accepted | 2019-10-14 | 2019-10-16 | 2020-10-16 | Hanwha | Q.PEAK DUO BLK-G5 315 | Solar Panels |  | 0.315 | 11 | 196 | 45 |  | Fixed | Roof
Solar Registration Program | NJSRRE1542540265 | Englewood | 7631 | 7 | 11.97 | Residential | Yes | Behind the Meter | Trinity Solar | PSE&G | Accepted | 2019-10-14 | 2019-10-16 | 2020-10-16 | Hanhwa | Q.PEAK DUO BLK-G5 315 | Solar Panels |  | 0.315 | 7 | 286 | 45 |  | Fixed | Roof
Solar Registration Program | NJSRRE1542540265 | Englewood | 7631 | 7 | 11.97 | Residential | Yes | Behind the Meter | Trinity Solar | PSE&G | Accepted | 2019-10-14 | 2019-10-16 | 2020-10-16 | Hanhwa | Q.PEAK DUO BLK-G5 315 | Solar Panels |  | 0.315 | 7 | 106 | 45 |  | Fixed | Roof
Solar Registration Program | NJSRRE1542540265 | Englewood | 7631 | 7 | 11.97 | Residential | Yes | Behind the Meter | Trinity Solar | PSE&G | Accepted | 2019-10-14 | 2019-10-16 | 2020-10-16 | Hanhwa | Q.PEAK DUO BLK-G5 315 | Solar Panels |  | 0.315 | 9 | 106 | 45 |  | Fixed | Roof
Solar Registration Program | NJSRRE1542540265 | Englewood | 7631 | 7 | 11.97 | Residential | Yes | Behind the Meter | Trinity Solar | PSE&G | Accepted | 2019-10-14 | 2019-10-16 | 2020-10-16 | Hanhwa | Q.PEAK DUO BLK-G5 315 | Solar Panels |  | 0.315 | 4 | 106 | 9 |  | Fixed | Roof
Solar Registration Program | NJSRRE1542540265 | Englewood | 7631 | 7 | 11.97 | Residential | Yes | Behind the Meter | Trinity Solar | PSE&G | Accepted | 2019-10-14 | 2019-10-16 | 2020-10-16 | Solar Edge | SE10000 | Inverters | 10000 |  | 1 |  |  | 0.97 |  | Outside | side of home
Solar Registration Program | NJSRRE1542543701 | Manahawkin | 8050 | 18 | 11.97 | Residential | Yes | Behind the Meter | Suntuity Solar LLC | AC Electric | Accepted | 2019-10-15 | 2019-10-17 | 2020-10-17 | Yingli Green Energy | YL315D-30b | Solar Panels |  | 0.315 | 15 | 337 | 23 |  | Fixed | Roof
Solar Registration Program | NJSRRE1542543701 | Manahawkin | 8050 | 18 | 11.97 | Residential | Yes | Behind the Meter | Suntuity Solar LLC | AC Electric | Accepted | 2019-10-15 | 2019-10-17 | 2020-10-17 | Yingli Green Energy | YL315D-30b | Solar Panels |  | 0.315 | 23 | 157 | 23 |  | Fixed | Roof
Solar Registration Program | NJSRRE1542543701 | Manahawkin | 8050 | 18 | 11.97 | Residential | Yes | Behind the Meter | Suntuity Solar LLC | AC Electric | Accepted | 2019-10-15 | 2019-10-17 | 2020-10-17 | Enphase Energy | IQ7-60-2-US | Inverters | 240 |  | 38 |  |  | 0.97 |  | Outdoor | Behind the PV Modules
Solar Registration Program | NJSRRE1542544025 | Deptford | 8096 | 15 | 11.97 | Residential | No | Behind the Meter | Trinity Solar | PSE&G | Accepted | 2019-10-15 | 2019-10-17 | 2020-10-17 | Hanwha 315 | Q.PEAK DUO BLK-G5 315 | Solar Panels |  | 0.315 | 28 | 155 | 30 |  | Fixed | Roof
Solar Registration Program | NJSRRE1542544025 | Deptford | 8096 | 15 | 11.97 | Residential | No | Behind the Meter | Trinity Solar | PSE&G | Accepted | 2019-10-15 | 2019-10-17 | 2020-10-17 | Hanwha 315 | Q.PEAK DUO BLK-G5 315 | Solar Panels |  | 0.315 | 10 | 245 | 45 |  | Fixed | Roof
Solar Registration Program | NJSRRE1542544025 | Deptford | 8096 | 15 | 11.97 | Residential | No | Behind the Meter | Trinity Solar | PSE&G | Accepted | 2019-10-15 | 2019-10-17 | 2020-10-17 | Solar Edge | SE10000H-US | Inverters | 10000 |  | 1 |  |  | 0.97 |  | Outside | Side of home
Solar Registration Program | NJSRRE1542544250 | Bayonne | 7002 | 8 | 11.97 | Residential | Yes | Behind the Meter | Trinity Solar | PSE&G | Accepted | 2019-10-15 | 2019-10-17 | 2020-10-17 | Hanwha | Q.PEAK DUO BLK-G5 315 | Solar Panels |  | 0.315 | 17 | 213 | 18 |  | Fixed | Roof
Solar Registration Program | NJSRRE1542544250 | Bayonne | 7002 | 8 | 11.97 | Residential | Yes | Behind the Meter | Trinity Solar | PSE&G | Accepted | 2019-10-15 | 2019-10-17 | 2020-10-17 | Hanwha | Q.PEAK DUO BLK-G5 315 | Solar Panels |  | 0.315 | 15 | 33 | 18 |  | Fixed | Roof
Solar Registration Program | NJSRRE1542544250 | Bayonne | 7002 | 8 | 11.97 | Residential | Yes | Behind the Meter | Trinity Solar | PSE&G | Accepted | 2019-10-15 | 2019-10-17 | 2020-10-17 | Hanwha | Q.PEAK DUO BLK-G5 315 | Solar Panels |  | 0.315 | 3 | 123 | 18 |  | Fixed | Roof
Solar Registration Program | NJSRRE1542544250 | Bayonne | 7002 | 8 | 11.97 | Residential | Yes | Behind the Meter | Trinity Solar | PSE&G | Accepted | 2019-10-15 | 2019-10-17 | 2020-10-17 | Hanwha | Q.PEAK DUO BLK-G5 315 | Solar Panels |  | 0.315 | 3 | 303 | 18 |  | Fixed | Roof
Solar Registration Program | NJSRRE1542544250 | Bayonne | 7002 | 8 | 11.97 | Residential | Yes | Behind the Meter | Trinity Solar | PSE&G | Accepted | 2019-10-15 | 2019-10-17 | 2020-10-17 | Solar Edge | SE10000 | Inverters | 10000 |  | 1 |  |  | 0.97 |  | Outside | side of home
Solar Registration Program | NJSRRE1542561892 | PENNSAUKEN | 8109 | 14 | 11.97 | Residential | No | Behind the Meter | Vivint Solar Developer, LLC | PSE&G | Accepted | 2019-10-21 | 2019-10-22 | 2020-10-22 | Hanwha | Q.PEAK BLK-G5 315 | Solar Panels |  | 0.315 | 14 | 85 | 27 |  | Fixed | Roof
Solar Registration Program | NJSRRE1542561892 | PENNSAUKEN | 8109 | 14 | 11.97 | Residential | No | Behind the Meter | Vivint Solar Developer, LLC | PSE&G | Accepted | 2019-10-21 | 2019-10-22 | 2020-10-22 | Hanwha | Q.PEAK BLK-G5 315 | Solar Panels |  | 0.315 | 6 | 265 | 25 |  | Fixed | Roof
Solar Registration Program | NJSRRE1542561892 | PENNSAUKEN | 8109 | 14 | 11.97 | Residential | No | Behind the Meter | Vivint Solar Developer, LLC | PSE&G | Accepted | 2019-10-21 | 2019-10-22 | 2020-10-22 | Hanwha | Q.PEAK BLK-G5 315 | Solar Panels |  | 0.315 | 12 | 265 | 25 |  | Fixed | Roof
Solar Registration Program | NJSRRE1542561892 | PENNSAUKEN | 8109 | 14 | 11.97 | Residential | No | Behind the Meter | Vivint Solar Developer, LLC | PSE&G | Accepted | 2019-10-21 | 2019-10-22 | 2020-10-22 | Hanwha | Q.PEAK BLK-G5 315 | Solar Panels |  | 0.315 | 6 | 85 | 21 |  | Fixed | Roof
Solar Registration Program | NJSRRE1542561892 | PENNSAUKEN | 8109 | 14 | 11.97 | Residential | No | Behind the Meter | Vivint Solar Developer, LLC | PSE&G | Accepted | 2019-10-21 | 2019-10-22 | 2020-10-22 | Solar Edge | SE10000H-US | Inverters | 10000 |  | 1 |  |  | 0.992 |  | Outdoor | Near the Utility Meter
Solar Registration Program | NJSRRE1542584433 | Elizabeth | 7202 | 10 | 11.97 | Residential | No | Behind the Meter | New Jersey Suntech | PSE&G | Accepted | 2019-10-25 | 2019-10-29 | 2020-10-29 | Jinko | JKM315M-60 | Solar Panels |  | 0.315 | 38 | 240 | 33 |  | Fixed | Roof
Solar Registration Program | NJSRRE1542584433 | Elizabeth | 7202 | 10 | 11.97 | Residential | No | Behind the Meter | New Jersey Suntech | PSE&G | Accepted | 2019-10-25 | 2019-10-29 | 2020-10-29 | Enphase | IQ7X-96-2-US | Inverters | 320 |  | 1 |  |  | 0.97 |  | Outdoor | Under panels
Solar Registration Program | NJSRRE1542683758 | Sayreville | 8872 | 11 | 11.97 | Residential | No | Behind the Meter | Grid Revoluton Solar | JCP&L | Accepted | 2019-10-27 | 2019-10-30 | 2020-10-30 | Hanwha | Q.Peak Duo-G5 315 | Solar Panels |  | 0.315 | 20 | 159 | 40 |  | Fixed | Roof
Solar Registration Program | NJSRRE1542683758 | Sayreville | 8872 | 11 | 11.97 | Residential | No | Behind the Meter | Grid Revoluton Solar | JCP&L | Accepted | 2019-10-27 | 2019-10-30 | 2020-10-30 | Hanwha | Q.Peak Duo-G5 315 | Solar Panels |  | 0.315 | 18 | 159 | 3 |  | Fixed | Roof
Solar Registration Program | NJSRRE1542683758 | Sayreville | 8872 | 11 | 11.97 | Residential | No | Behind the Meter | Grid Revoluton Solar | JCP&L | Accepted | 2019-10-27 | 2019-10-30 | 2020-10-30 | SolarEdge | SE10000H-US | Inverters | 10000 |  | 1 |  |  | 0.99 |  | Indoor | near the electrical service panel
Solar Registration Program | NJSRRE1542909559 | Manalapan Township | 7726 | 17 | 11.97 | Residential | Yes | Behind the Meter | Trinity Solar | JCP&L | Accepted | 2019-11-04 | 2019-11-06 | 2020-11-06 | Hanwha | Q.PEAK DUO BLK-G5 315 | Solar Panels |  | 0.315 | 20 | 179 | 27 |  | Fixed | Roof
Solar Registration Program | NJSRRE1542909559 | Manalapan Township | 7726 | 17 | 11.97 | Residential | Yes | Behind the Meter | Trinity Solar | JCP&L | Accepted | 2019-11-04 | 2019-11-06 | 2020-11-06 | Hanwha | Q.PEAK DUO BLK-G5 315 | Solar Panels |  | 0.315 | 12 | 179 | 27 |  | Fixed | Roof
Solar Registration Program | NJSRRE1542909559 | Manalapan Township | 7726 | 17 | 11.97 | Residential | Yes | Behind the Meter | Trinity Solar | JCP&L | Accepted | 2019-11-04 | 2019-11-06 | 2020-11-06 | Hanwha | Q.PEAK DUO BLK-G5 315 | Solar Panels |  | 0.315 | 6 | 179 | 27 |  | Fixed | Roof
Solar Registration Program | NJSRRE1542909559 | Manalapan Township | 7726 | 17 | 11.97 | Residential | Yes | Behind the Meter | Trinity Solar | JCP&L | Accepted | 2019-11-04 | 2019-11-06 | 2020-11-06 | Solar Edge | SE10000 | Inverters | 10000 |  | 1 |  |  | 0.97 |  | Outside | side of home
Solar Registration Program | NJSRRE1543248699 | Long Valley | 7853 | 3 | 11.97 | Residential | No | Behind the Meter | Suntuity Solar LLC | JCP&L | Accepted | 2019-11-14 | 2019-11-18 | 2020-11-18 | Yingli Green Energy | YL315D-30b | Solar Panels |  | 0.315 | 7 | 130 | 35 |  | Fixed | Roof
Solar Registration Program | NJSRRE1543248699 | Long Valley | 7853 | 3 | 11.97 | Residential | No | Behind the Meter | Suntuity Solar LLC | JCP&L | Accepted | 2019-11-14 | 2019-11-18 | 2020-11-18 | Yingli Green Energy | YL315D-30b | Solar Panels |  | 0.315 | 3 | 219 | 25 |  | Fixed | Roof
Solar Registration Program | NJSRRE1543248699 | Long Valley | 7853 | 3 | 11.97 | Residential | No | Behind the Meter | Suntuity Solar LLC | JCP&L | Accepted | 2019-11-14 | 2019-11-18 | 2020-11-18 | Yingli Green Energy | YL315D-30b | Solar Panels |  | 0.315 | 11 | 221 | 12 |  | Fixed | Roof
Solar Registration Program | NJSRRE1543248699 | Long Valley | 7853 | 3 | 11.97 | Residential | No | Behind the Meter | Suntuity Solar LLC | JCP&L | Accepted | 2019-11-14 | 2019-11-18 | 2020-11-18 | Yingli Green Energy | YL315D-30b | Solar Panels |  | 0.315 | 11 | 39 | 12 |  | Fixed | Roof
Solar Registration Program | NJSRRE1543248699 | Long Valley | 7853 | 3 | 11.97 | Residential | No | Behind the Meter | Suntuity Solar LLC | JCP&L | Accepted | 2019-11-14 | 2019-11-18 | 2020-11-18 | Yingli Green Energy | YL315D-30b | Solar Panels |  | 0.315 | 4 | 130 | 43 |  | Fixed | Roof
Solar Registration Program | NJSRRE1543248699 | Long Valley | 7853 | 3 | 11.97 | Residential | No | Behind the Meter | Suntuity Solar LLC | JCP&L | Accepted | 2019-11-14 | 2019-11-18 | 2020-11-18 | Yingli Green Energy | YL315D-30b | Solar Panels |  | 0.315 | 2 | 40 | 12 |  | Fixed | Roof
Solar Registration Program | NJSRRE1543248699 | Long Valley | 7853 | 3 | 11.97 | Residential | No | Behind the Meter | Suntuity Solar LLC | JCP&L | Accepted | 2019-11-14 | 2019-11-18 | 2020-11-18 | Enphase Energy | IQ7-60-2-US | Inverters | 240 |  | 38 |  |  | 0.97 |  | Outdoor | Behind the PV Modules
Solar Registration Program | NJSRRE1543343673 | Blackwood | 8012 | 14 | 11.97 | Residential | Yes | Behind the Meter | Trinity Solar | AC Electric | Accepted | 2019-11-15 | 2019-11-19 | 2020-11-19 | Hanwha 315 | Q.PEAK DUO BLK-G5 315 | Solar Panels |  | 0.315 | 10 | 52 | 23 |  | Fixed | Roof
Solar Registration Program | NJSRRE1543343673 | Blackwood | 8012 | 14 | 11.97 | Residential | Yes | Behind the Meter | Trinity Solar | AC Electric | Accepted | 2019-11-15 | 2019-11-19 | 2020-11-19 | Hanwha 315 | Q.PEAK DUO BLK-G5 315 | Solar Panels |  | 0.315 | 6 | 52 | 18 |  | Fixed | Roof
Solar Registration Program | NJSRRE1543343673 | Blackwood | 8012 | 14 | 11.97 | Residential | Yes | Behind the Meter | Trinity Solar | AC Electric | Accepted | 2019-11-15 | 2019-11-19 | 2020-11-19 | Hanwha 315 | Q.PEAK DUO BLK-G5 315 | Solar Panels |  | 0.315 | 22 | 232 | 23 |  | Fixed | Roof
Solar Registration Program | NJSRRE1543343673 | Blackwood | 8012 | 14 | 11.97 | Residential | Yes | Behind the Meter | Trinity Solar | AC Electric | Accepted | 2019-11-15 | 2019-11-19 | 2020-11-19 | Solar Edge | SE10000H-US | Inverters | 10000 |  | 1 |  |  | 0.97 |  | Outside | side of home
Solar Registration Program | NJSRRE1543369555 | Mountainside Boro | 7092 | 10 | 11.97 | Residential | No | Behind the Meter | Solar Spectrum LLC | PSE&G | Accepted | 2019-11-15 | 2019-11-20 | 2020-11-20 | Q Cells | Q.PEAK-DUO-BLK-G5-315 | Solar Panels |  | 0.315 | 17 | 213 | 30 |  | Fixed | Roof
Solar Registration Program | NJSRRE1543369555 | Mountainside Boro | 7092 | 10 | 11.97 | Residential | No | Behind the Meter | Solar Spectrum LLC | PSE&G | Accepted | 2019-11-15 | 2019-11-20 | 2020-11-20 | Q Cells | Q.PEAK-DUO-BLK-G5-315 | Solar Panels |  | 0.315 | 17 | 213 | 23 |  | Fixed | Roof
Solar Registration Program | NJSRRE1543369555 | Mountainside Boro | 7092 | 10 | 11.97 | Residential | No | Behind the Meter | Solar Spectrum LLC | PSE&G | Accepted | 2019-11-15 | 2019-11-20 | 2020-11-20 | Q Cells | Q.PEAK-DUO-BLK-G5-315 | Solar Panels |  | 0.315 | 4 | 123 | 27 |  | Fixed | Roof
Solar Registration Program | NJSRRE1543369555 | Mountainside Boro | 7092 | 10 | 11.97 | Residential | No | Behind the Meter | Solar Spectrum LLC | PSE&G | Accepted | 2019-11-15 | 2019-11-20 | 2020-11-20 | SolarEdge Tech. | SE10000H-US | Inverters | 42 |  | 1 |  |  | 0.99 |  | Outdoor | near meter
Solar Registration Program | NJSRRE1543417304 | Union | 7083 | 10 | 11.97 | Residential | Yes | Behind the Meter | Pro Custom Solar dba Momentum Solar | PSE&G | Accepted | 2019-11-18 | 2019-11-20 | 2020-11-20 | HANWHA | Q.PEAK DUO BLK-G5 315 | Solar Panels |  | 0.315 | 16 | 125 | 36 |  | Fixed | Roof
Solar Registration Program | NJSRRE1543417304 | Union | 7083 | 10 | 11.97 | Residential | Yes | Behind the Meter | Pro Custom Solar dba Momentum Solar | PSE&G | Accepted | 2019-11-18 | 2019-11-20 | 2020-11-20 | HANWHA | Q.PEAK DUO BLK-G5 315 | Solar Panels |  | 0.315 | 8 | 127 | 14 |  | Fixed | Roof
Solar Registration Program | NJSRRE1543417304 | Union | 7083 | 10 | 11.97 | Residential | Yes | Behind the Meter | Pro Custom Solar dba Momentum Solar | PSE&G | Accepted | 2019-11-18 | 2019-11-20 | 2020-11-20 | HANWHA | Q.PEAK DUO BLK-G5 315 | Solar Panels |  | 0.315 | 14 | 305 | 33 |  | Fixed | Roof
Solar Registration Program | NJSRRE1543417304 | Union | 7083 | 10 | 11.97 | Residential | Yes | Behind the Meter | Pro Custom Solar dba Momentum Solar | PSE&G | Accepted | 2019-11-18 | 2019-11-20 | 2020-11-20 | Enphase Energy | IQ6-60-2-US | Inverters | 240 |  | 38 |  |  | 0.97 |  | Outdoor | Roof
Solar Registration Program | NJSRRE1543418001 | Somerdale | 8083 | 14 | 11.97 | Residential | No | Behind the Meter | Advanced Renewable Solutions | PSE&G | Accepted | 2019-11-18 | 2019-11-20 | 2020-11-20 | JINKO SOLAR | JKM315M-60 | Solar Panels |  | 0.315 | 38 | 180, 181 | 20 |  | Fixed | Roof
Solar Registration Program | NJSRRE1543418001 | Somerdale | 8083 | 14 | 11.97 | Residential | No | Behind the Meter | Advanced Renewable Solutions | PSE&G | Accepted | 2019-11-18 | 2019-11-20 | 2020-11-20 | SOLAR EDGE | SE10000H-US000N-NC2 | Inverters | 10000 |  | 1 |  |  | 0.992 |  | Outdoor | Wall mounted, adjacent to Utility Meter and Disconnect
Solar Registration Program | NJSRRE1543418066 | Mine Hill | 7803 | 3 | 11.97 | Residential | No | Behind the Meter | Vivint Solar Developer, LLC | JCP&L | Accepted | 2019-11-20 | 2019-11-21 | 2020-11-21 | Hanwha | Q.PEAK BLK-G5 315 | Solar Panels |  | 0.315 | 7 | 95 | 34 |  | Fixed | Roof
Solar Registration Program | NJSRRE1543418066 | Mine Hill | 7803 | 3 | 11.97 | Residential | No | Behind the Meter | Vivint Solar Developer, LLC | JCP&L | Accepted | 2019-11-20 | 2019-11-21 | 2020-11-21 | Hanwha | Q.PEAK BLK-G5 315 | Solar Panels |  | 0.315 | 3 | 185 | 40 |  | Fixed | Roof
Solar Registration Program | NJSRRE1543418066 | Mine Hill | 7803 | 3 | 11.97 | Residential | No | Behind the Meter | Vivint Solar Developer, LLC | JCP&L | Accepted | 2019-11-20 | 2019-11-21 | 2020-11-21 | Hanwha | Q.PEAK BLK-G5 315 | Solar Panels |  | 0.315 | 17 | 95 | 34 |  | Fixed | Roof
Solar Registration Program | NJSRRE1543418066 | Mine Hill | 7803 | 3 | 11.97 | Residential | No | Behind the Meter | Vivint Solar Developer, LLC | JCP&L | Accepted | 2019-11-20 | 2019-11-21 | 2020-11-21 | Hanwha | Q.PEAK BLK-G5 315 | Solar Panels |  | 0.315 | 11 | 275 | 34 |  | Fixed | Roof
Solar Registration Program | NJSRRE1543418066 | Mine Hill | 7803 | 3 | 11.97 | Residential | No | Behind the Meter | Vivint Solar Developer, LLC | JCP&L | Accepted | 2019-11-20 | 2019-11-21 | 2020-11-21 | Solar Edge | SE10000H-US000BNC4 | Inverters | 10000 |  | 1 |  |  | 0.992 |  | Outdoor | Near the utility meter
Solar Registration Program | NJSRRE1543421479 | CINNAMINSON | 8077 | 13 | 11.97 | Residential | Yes | Behind the Meter | Vivint Solar Developer, LLC | PSE&G | Accepted | 2019-11-19 | 2019-11-21 | 2020-11-21 | HANWHA SOLAR | Q.PEAK BLK-G5 315 | Solar Panels |  | 0.315 | 3 | 338 | 19 |  | Fixed | Roof
Solar Registration Program | NJSRRE1543421479 | CINNAMINSON | 8077 | 13 | 11.97 | Residential | Yes | Behind the Meter | Vivint Solar Developer, LLC | PSE&G | Accepted | 2019-11-19 | 2019-11-21 | 2020-11-21 | HANWHA SOLAR | Q.PEAK BLK-G5 315 | Solar Panels |  | 0.315 | 18 | 338 | 18 |  | Fixed | Roof
Solar Registration Program | NJSRRE1543421479 | CINNAMINSON | 8077 | 13 | 11.97 | Residential | Yes | Behind the Meter | Vivint Solar Developer, LLC | PSE&G | Accepted | 2019-11-19 | 2019-11-21 | 2020-11-21 | HANWHA SOLAR | Q.PEAK BLK-G5 315 | Solar Panels |  | 0.315 | 17 | 158 | 18 |  | Fixed | Roof
Solar Registration Program | NJSRRE1543421479 | CINNAMINSON | 8077 | 13 | 11.97 | Residential | Yes | Behind the Meter | Vivint Solar Developer, LLC | PSE&G | Accepted | 2019-11-19 | 2019-11-21 | 2020-11-21 | SOLAR EDGE | SE10000H-US | Inverters | 10000 |  | 1 |  |  | 0.992 |  | Outdoor | NEAR UTILITY METER
Solar Registration Program | NJSRRE1543422815 | Parsippany | 7054 | 3 | 11.97 | Residential | Yes | Behind the Meter | Vivint Solar Developer, LLC | JCP&L | Accepted | 2019-11-20 | 2019-11-22 | 2020-11-22 | Hanwha | Q.PEAK BLK-G5 315 | Solar Panels |  | 0.315 | 18 | 137 | 23 |  | Fixed | Roof
Solar Registration Program | NJSRRE1543422815 | Parsippany | 7054 | 3 | 11.97 | Residential | Yes | Behind the Meter | Vivint Solar Developer, LLC | JCP&L | Accepted | 2019-11-20 | 2019-11-22 | 2020-11-22 | Hanwha | Q.PEAK BLK-G5 315 | Solar Panels |  | 0.315 | 8 | 137 | 23 |  | Fixed | Roof
Solar Registration Program | NJSRRE1543422815 | Parsippany | 7054 | 3 | 11.97 | Residential | Yes | Behind the Meter | Vivint Solar Developer, LLC | JCP&L | Accepted | 2019-11-20 | 2019-11-22 | 2020-11-22 | Hanwha | Q.PEAK BLK-G5 315 | Solar Panels |  | 0.315 | 12 | 317 | 23 |  | Fixed | Roof
Solar Registration Program | NJSRRE1543422815 | Parsippany | 7054 | 3 | 11.97 | Residential | Yes | Behind the Meter | Vivint Solar Developer, LLC | JCP&L | Accepted | 2019-11-20 | 2019-11-22 | 2020-11-22 | Solar Edge | SE10000H-US000BNC4 | Inverters | 10000 |  | 1 |  |  | 0.992 |  | Outdoor | Near the utility meter
Solar Registration Program | NJSRRE1543425674 | Mickleton | 8056 | 15 | 11.97 | Residential | Yes | Behind the Meter | Trinity Solar | AC Electric | Accepted | 2019-11-20 | 2019-11-25 | 2020-11-25 | Hanwha | Q.PEAK DUO BLK-G5 315 | Solar Panels |  | 0.315 | 5 | 238 | 18 |  | Fixed | Roof
Solar Registration Program | NJSRRE1543425674 | Mickleton | 8056 | 15 | 11.97 | Residential | Yes | Behind the Meter | Trinity Solar | AC Electric | Accepted | 2019-11-20 | 2019-11-25 | 2020-11-25 | Hanwha | Q.PEAK DUO BLK-G5 315 | Solar Panels |  | 0.315 | 4 | 148 | 34 |  | Fixed | Roof
Solar Registration Program | NJSRRE1543425674 | Mickleton | 8056 | 15 | 11.97 | Residential | Yes | Behind the Meter | Trinity Solar | AC Electric | Accepted | 2019-11-20 | 2019-11-25 | 2020-11-25 | Hanwha | Q.PEAK DUO BLK-G5 315 | Solar Panels |  | 0.315 | 4 | 148 | 40 |  | Fixed | Roof
Solar Registration Program | NJSRRE1543425674 | Mickleton | 8056 | 15 | 11.97 | Residential | Yes | Behind the Meter | Trinity Solar | AC Electric | Accepted | 2019-11-20 | 2019-11-25 | 2020-11-25 | Hanwha | Q.PEAK DUO BLK-G5 315 | Solar Panels |  | 0.315 | 25 | 238 | 34 |  | Fixed | Roof
Solar Registration Program | NJSRRE1543425674 | Mickleton | 8056 | 15 | 11.97 | Residential | Yes | Behind the Meter | Trinity Solar | AC Electric | Accepted | 2019-11-20 | 2019-11-25 | 2020-11-25 | Solar Edge | SE10000 | Inverters | 10000 |  | 1 |  |  | 0.97 |  | Outside | side of home
Solar Registration Program | NJSRRE1543436497 | Lumberton | 8048 | 13 | 11.97 | Residential | Yes | Behind the Meter | Trinity Solar | PSE&G | Accepted | 2019-11-22 | 2019-11-26 | 2020-11-26 | HANWHA | Q.PEAK DUO BLK-G5 315 | Solar Panels |  | 0.315 | 25 | 101 | 21 |  | Fixed | Roof
Solar Registration Program | NJSRRE1543436497 | Lumberton | 8048 | 13 | 11.97 | Residential | Yes | Behind the Meter | Trinity Solar | PSE&G | Accepted | 2019-11-22 | 2019-11-26 | 2020-11-26 | HANWHA | Q.PEAK DUO BLK-G5 315 | Solar Panels |  | 0.315 | 13 | 101 | 21 |  | Fixed | Roof
Solar Registration Program | NJSRRE1543436497 | Lumberton | 8048 | 13 | 11.97 | Residential | Yes | Behind the Meter | Trinity Solar | PSE&G | Accepted | 2019-11-22 | 2019-11-26 | 2020-11-26 | SOLAR EDGE | SE10000H-US | Inverters | 10000 |  | 1 |  |  | 0.97 |  | Outside | SIDE
Solar Registration Program | NJSRRE1543443024 | Brick Township | 8724 | 18 | 11.97 | Residential | Yes | Behind the Meter | Trinity Solar | JCP&L | Accepted | 2019-11-25 | 2019-11-27 | 2020-11-27 | Hanwha | Q.PEAK DUO BLK-G5 315 | Solar Panels |  | 0.315 | 14 | 256 | 23 |  | Fixed | Roof
Solar Registration Program | NJSRRE1543443024 | Brick Township | 8724 | 18 | 11.97 | Residential | Yes | Behind the Meter | Trinity Solar | JCP&L | Accepted | 2019-11-25 | 2019-11-27 | 2020-11-27 | Hanwha | Q.PEAK DUO BLK-G5 315 | Solar Panels |  | 0.315 | 6 | 76 | 27 |  | Fixed | Roof
Solar Registration Program | NJSRRE1543443024 | Brick Township | 8724 | 18 | 11.97 | Residential | Yes | Behind the Meter | Trinity Solar | JCP&L | Accepted | 2019-11-25 | 2019-11-27 | 2020-11-27 | Hanwha | Q.PEAK DUO BLK-G5 315 | Solar Panels |  | 0.315 | 9 | 256 | 27 |  | Fixed | Roof
Solar Registration Program | NJSRRE1543443024 | Brick Township | 8724 | 18 | 11.97 | Residential | Yes | Behind the Meter | Trinity Solar | JCP&L | Accepted | 2019-11-25 | 2019-11-27 | 2020-11-27 | Hanwha | Q.PEAK DUO BLK-G5 315 | Solar Panels |  | 0.315 | 4 | 166 | 45 |  | Fixed | Roof
Solar Registration Program | NJSRRE1543443024 | Brick Township | 8724 | 18 | 11.97 | Residential | Yes | Behind the Meter | Trinity Solar | JCP&L | Accepted | 2019-11-25 | 2019-11-27 | 2020-11-27 | Hanwha | Q.PEAK DUO BLK-G5 315 | Solar Panels |  | 0.315 | 5 | 166 | 23 |  | Fixed | Roof
Solar Registration Program | NJSRRE1543443024 | Brick Township | 8724 | 18 | 11.97 | Residential | Yes | Behind the Meter | Trinity Solar | JCP&L | Accepted | 2019-11-25 | 2019-11-27 | 2020-11-27 | Solar Edge | SE10000 | Inverters | 10000 |  | 1 |  |  | 0.97 |  | Outside | side of home
Solar Registration Program | NJSRRE1543447207 | Monroe | 8831 | 11 | 11.97 | Residential | No | Behind the Meter | Trinity Solar | JCP&L | Accepted | 2019-11-26 | 2019-12-02 | 2020-12-02 | HANWHA | Q.PEAK DUO BLK-G5 315 | Solar Panels |  | 0.315 | 27 | 153 | 30 |  | Fixed | Roof
Solar Registration Program | NJSRRE1543447207 | Monroe | 8831 | 11 | 11.97 | Residential | No | Behind the Meter | Trinity Solar | JCP&L | Accepted | 2019-11-26 | 2019-12-02 | 2020-12-02 | HANWHA | Q.PEAK DUO BLK-G5 315 | Solar Panels |  | 0.315 | 11 | 243 | 30 |  | Fixed | Roof
Solar Registration Program | NJSRRE1543447207 | Monroe | 8831 | 11 | 11.97 | Residential | No | Behind the Meter | Trinity Solar | JCP&L | Accepted | 2019-11-26 | 2019-12-02 | 2020-12-02 | SOLAR EDGE | SE10000H-US | Inverters | 10000 |  | 1 |  |  | 0.97 |  | Outside | SIDE OF HOME
Solar Registration Program | NJSRRE1543450777 | Rochelle Park TWP | 7662 | 7 | 11.97 | Residential | No | Behind the Meter | EMT Renewables | PSE&G | Accepted | 2019-11-27 | 2019-12-03 | 2020-12-03 | Jinko | 315-blk | Solar Panels |  | 0.315 | 7 | 129 | 33 |  | Fixed | Roof
Solar Registration Program | NJSRRE1543450777 | Rochelle Park TWP | 7662 | 7 | 11.97 | Residential | No | Behind the Meter | EMT Renewables | PSE&G | Accepted | 2019-11-27 | 2019-12-03 | 2020-12-03 | Jinko | 315-blk | Solar Panels |  | 0.315 | 10 | 38 | 33 |  | Fixed | Roof
Solar Registration Program | NJSRRE1543450777 | Rochelle Park TWP | 7662 | 7 | 11.97 | Residential | No | Behind the Meter | EMT Renewables | PSE&G | Accepted | 2019-11-27 | 2019-12-03 | 2020-12-03 | Jinko | 315-BLK | Solar Panels |  | 0.315 | 7 | 309 | 33 |  | Fixed | Roof
Solar Registration Program | NJSRRE1543450777 | Rochelle Park TWP | 7662 | 7 | 11.97 | Residential | No | Behind the Meter | EMT Renewables | PSE&G | Accepted | 2019-11-27 | 2019-12-03 | 2020-12-03 | Jinko | 315-blk | Solar Panels |  | 0.315 | 14 | 218 | 33 |  | Fixed | Roof
Solar Registration Program | NJSRRE1543450777 | Rochelle Park TWP | 7662 | 7 | 11.97 | Residential | No | Behind the Meter | EMT Renewables | PSE&G | Accepted | 2019-11-27 | 2019-12-03 | 2020-12-03 | SolarEdge | SE10000H-US | Inverters | 10000 |  | 1 |  |  | 0.95 |  | Outside | next to meter
Solar Registration Program | NJSRRE1543474128 | Howell | 7731 | 17 | 11.97 | Residential | No | Behind the Meter | Trinity Solar | JCP&L | Accepted | 2019-12-03 | 2019-12-05 | 2020-12-05 | Yingli 315 | YL315D-30b | Solar Panels |  | 0.315 | 15 | 325 | 18 |  | Fixed | Roof
Solar Registration Program | NJSRRE1543474128 | Howell | 7731 | 17 | 11.97 | Residential | No | Behind the Meter | Trinity Solar | JCP&L | Accepted | 2019-12-03 | 2019-12-05 | 2020-12-05 | Yingli 315 | YL315D-30b | Solar Panels |  | 0.315 | 14 | 145 | 18 |  | Fixed | Roof
Solar Registration Program | NJSRRE1543474128 | Howell | 7731 | 17 | 11.97 | Residential | No | Behind the Meter | Trinity Solar | JCP&L | Accepted | 2019-12-03 | 2019-12-05 | 2020-12-05 | Yingli 315 | YL315D-30b | Solar Panels |  | 0.315 | 9 | 235 | 18 |  | Fixed | Roof
Solar Registration Program | NJSRRE1543474128 | Howell | 7731 | 17 | 11.97 | Residential | No | Behind the Meter | Trinity Solar | JCP&L | Accepted | 2019-12-03 | 2019-12-05 | 2020-12-05 | Solar Edge | SE10000H-US | Inverters | 10000 |  | 1 |  |  | 0.97 |  | Outside | side of home
Solar Registration Program | NJSRRE1543533369 | BERLIN | 8009 | 14 | 11.97 | Residential | Yes | Behind the Meter | Vivint Solar Developer, LLC | AC Electric | Accepted | 2019-12-12 | 2019-12-17 | 2020-12-17 | HANWHA SOLAR | Q.PEAK BLK-G5 315 | Solar Panels |  | 0.315 | 18 | 312 | 32 |  | Fixed | Roof
Solar Registration Program | NJSRRE1543533369 | BERLIN | 8009 | 14 | 11.97 | Residential | Yes | Behind the Meter | Vivint Solar Developer, LLC | AC Electric | Accepted | 2019-12-12 | 2019-12-17 | 2020-12-17 | HANWHA SOLAR | Q.PEAK BLK-G5 315 | Solar Panels |  | 0.315 | 12 | 132 | 32 |  | Fixed | Roof
Solar Registration Program | NJSRRE1543533369 | BERLIN | 8009 | 14 | 11.97 | Residential | Yes | Behind the Meter | Vivint Solar Developer, LLC | AC Electric | Accepted | 2019-12-12 | 2019-12-17 | 2020-12-17 | HANWHA SOLAR | Q.PEAK BLK-G5 315 | Solar Panels |  | 0.315 | 8 | 132 | 7 |  | Fixed | Roof
Solar Registration Program | NJSRRE1543533369 | BERLIN | 8009 | 14 | 11.97 | Residential | Yes | Behind the Meter | Vivint Solar Developer, LLC | AC Electric | Accepted | 2019-12-12 | 2019-12-17 | 2020-12-17 | SOLAREDGE | SE10000H-US | Inverters | 10000 |  | 1 |  |  | 0.992 |  | Outdoor | Near the Utility Meter
Solar Registration Program | NJSRRE1543547335 | Sewaren | 7077 | 11 | 11.97 | Residential | Yes | Behind the Meter | Trinity Solar | PSE&G | Accepted | 2019-12-13 | 2019-12-17 | 2020-12-17 | HANWHA | Q.PEAK DUO BLK-G5 315 | Solar Panels |  | 0.315 | 20 | 98 | 23 |  | Fixed | Roof
Solar Registration Program | NJSRRE1543547335 | Sewaren | 7077 | 11 | 11.97 | Residential | Yes | Behind the Meter | Trinity Solar | PSE&G | Accepted | 2019-12-13 | 2019-12-17 | 2020-12-17 | HANWHA | Q.PEAK DUO BLK-G5 315 | Solar Panels |  | 0.315 | 18 | 278 | 23 |  | Fixed | Roof
Solar Registration Program | NJSRRE1543547335 | Sewaren | 7077 | 11 | 11.97 | Residential | Yes | Behind the Meter | Trinity Solar | PSE&G | Accepted | 2019-12-13 | 2019-12-17 | 2020-12-17 | Solar Edge | SE10000H-US000BNC4 | Inverters | 10000 |  | 1 |  |  | 0.97 |  | Outdoor | side of home
Solar Registration Program | NJSRRE1543557263 | MILLVILLE | 8332 | 20 | 11.97 | Residential | Yes | Behind the Meter | Vivint Solar Developer, LLC | AC Electric | Accepted | 2019-12-20 | 2019-12-20 | 2020-12-20 | Hanwha Solar | Q.PEAK BLK-G5 315 | Solar Panels |  | 0.315 | 19 | 336 | 16 |  | Fixed | Roof
Solar Registration Program | NJSRRE1543557263 | MILLVILLE | 8332 | 20 | 11.97 | Residential | Yes | Behind the Meter | Vivint Solar Developer, LLC | AC Electric | Accepted | 2019-12-20 | 2019-12-20 | 2020-12-20 | Hanwha Solar | Q.PEAK BLK-G5 315 | Solar Panels |  | 0.315 | 5 | 246 | 16 |  | Fixed | Roof
Solar Registration Program | NJSRRE1543557263 | MILLVILLE | 8332 | 20 | 11.97 | Residential | Yes | Behind the Meter | Vivint Solar Developer, LLC | AC Electric | Accepted | 2019-12-20 | 2019-12-20 | 2020-12-20 | Hanwha Solar | Q.PEAK BLK-G5 315 | Solar Panels |  | 0.315 | 14 | 156 | 16 |  | Fixed | Roof
Solar Registration Program | NJSRRE1543557263 | MILLVILLE | 8332 | 20 | 11.97 | Residential | Yes | Behind the Meter | Vivint Solar Developer, LLC | AC Electric | Accepted | 2019-12-20 | 2019-12-20 | 2020-12-20 | Solar Edge | SE10000H-US | Inverters | 10000 |  | 1 |  |  | 0.992 |  | Outdoor | Near the utility meter
Solar Registration Program | NJSRRE1543651565 | Oakland | 7436 | 7 | 11.97 | Residential | No | Behind the Meter | Suntuity Solar LLC | Orange Rockland Electric | Accepted | 2019-12-23 | 2019-12-27 | 2020-12-27 | Yingli Green Energy | YL315D-30b | Solar Panels |  | 0.315 | 12 | 37 | 25 |  | Fixed | Roof
Solar Registration Program | NJSRRE1543651565 | Oakland | 7436 | 7 | 11.97 | Residential | No | Behind the Meter | Suntuity Solar LLC | Orange Rockland Electric | Accepted | 2019-12-23 | 2019-12-27 | 2020-12-27 | Yingli Green Energy | YL315D-30b | Solar Panels |  | 0.315 | 26 | 217 | 25 |  | Fixed | Roof
Solar Registration Program | NJSRRE1543651565 | Oakland | 7436 | 7 | 11.97 | Residential | No | Behind the Meter | Suntuity Solar LLC | Orange Rockland Electric | Accepted | 2019-12-23 | 2019-12-27 | 2020-12-27 | Enphase Energy | IQ7-60-2-US | Inverters | 240 |  | 38 |  |  | 0.97 |  | Outdoor | Behind the PV Modules
Solar Registration Program | NJSRRE1543660938 | Shamong | 8088 | 13 | 11.97 | Residential | No | Behind the Meter | Trinity Solar | AC Electric | Accepted | 2019-12-23 | 2019-12-30 | 2020-12-30 | HANWHA | Q.PEAK DUO BLK-G5 315 | Solar Panels |  | 0.315 | 24 | 152 | 23 |  | Fixed | Roof
Solar Registration Program | NJSRRE1543660938 | Shamong | 8088 | 13 | 11.97 | Residential | No | Behind the Meter | Trinity Solar | AC Electric | Accepted | 2019-12-23 | 2019-12-30 | 2020-12-30 | HANWHA | Q.PEAK DUO BLK-G5 315 | Solar Panels |  | 0.315 | 14 | 242 | 23 |  | Fixed | Roof
Solar Registration Program | NJSRRE1543660938 | Shamong | 8088 | 13 | 11.97 | Residential | No | Behind the Meter | Trinity Solar | AC Electric | Accepted | 2019-12-23 | 2019-12-30 | 2020-12-30 | SOLAR EDGE | SE10000H-US | Inverters | 10000 |  | 1 |  |  | 0.97 |  | Outside | SIDE OF HOME
Solar Registration Program | NJSRRE1543679536 | Wantage | 7461 | 1 | 11.97 | Residential | No | Behind the Meter | Trinity Solar | Sussex Rural | Accepted | 2019-12-24 | 2019-12-30 | 2020-12-30 | Hanwha | Q.PEAK DUO BLK-G5 315 | Solar Panels |  | 0.315 | 20 | 191 | 40 |  | Fixed | Roof
Solar Registration Program | NJSRRE1543679536 | Wantage | 7461 | 1 | 11.97 | Residential | No | Behind the Meter | Trinity Solar | Sussex Rural | Accepted | 2019-12-24 | 2019-12-30 | 2020-12-30 | Hanwha | Q.PEAK DUO BLK-G5 315 | Solar Panels |  | 0.315 | 12 | 191 | 18 |  | Fixed | Roof
Solar Registration Program | NJSRRE1543679536 | Wantage | 7461 | 1 | 11.97 | Residential | No | Behind the Meter | Trinity Solar | Sussex Rural | Accepted | 2019-12-24 | 2019-12-30 | 2020-12-30 | Hanwha | Q.PEAK DUO BLK-G5 315 | Solar Panels |  | 0.315 | 6 | 191 | 40 |  | Fixed | Roof
Solar Registration Program | NJSRRE1543679536 | Wantage | 7461 | 1 | 11.97 | Residential | No | Behind the Meter | Trinity Solar | Sussex Rural | Accepted | 2019-12-24 | 2019-12-30 | 2020-12-30 | Solar Edge | SE10000 | Inverters | 10000 |  | 1 |  |  | 0.97 |  | Outside | side of home
Solar Registration Program | NJSRRE1540348874 | Toms River | 8757 | 18 | 12 | Residential | Yes | Behind the Meter | Reliable Power and Solar | JCP&L | Accepted | 2019-02-08 | 2019-02-13 | 2020-02-13 | trina | tsmdd05 | Solar Panels |  | 0.3 | 40 | 169 | 16 |  | Fixed | Roof | roof
Solar Registration Program | NJSRRE1540348874 | Toms River | 8757 | 18 | 12 | Residential | Yes | Behind the Meter | Reliable Power and Solar | JCP&L | Accepted | 2019-02-08 | 2019-02-13 | 2020-02-13 | enphase | IQ7 | Inverters | 240 |  | 40 |  |  | 0.97 |  | Outdoor | roof
Solar Registration Program | NJSRRE1540912873 | Newark | 7106 | 9 | 12 | Residential | No | Behind the Meter | Skyline Solar LLC | PSE&G | Accepted | 2019-05-01 | 2019-05-03 | 2020-05-03 | Trina Solar | TSM-300-DD05A.08 | Solar Panels |  | 0.3 | 10 | 39 | 19 |  | Fixed | Roof
Solar Registration Program | NJSRRE1540912873 | Newark | 7106 | 9 | 12 | Residential | No | Behind the Meter | Skyline Solar LLC | PSE&G | Accepted | 2019-05-01 | 2019-05-03 | 2020-05-03 | Trina Solar | TSM-300-DD05A.08 | Solar Panels |  | 0.3 | 20 | 216 | 19 |  | Fixed | Roof
Solar Registration Program | NJSRRE1540912873 | Newark | 7106 | 9 | 12 | Residential | No | Behind the Meter | Skyline Solar LLC | PSE&G | Accepted | 2019-05-01 | 2019-05-03 | 2020-05-03 | Trina Solar | TSM-300-DD05A.08 | Solar Panels |  | 0.3 | 10 | 216 | 13 |  | Fixed | Roof
Solar Registration Program | NJSRRE1540912873 | Newark | 7106 | 9 | 12 | Residential | No | Behind the Meter | Skyline Solar LLC | PSE&G | Accepted | 2019-05-01 | 2019-05-03 | 2020-05-03 | APS systems | QS1 | Inverters | 1000 |  | 10 |  |  | 0.99 |  | Outdoor | under panel
Solar Registration Program | NJSRRE1540983054 | Asbury | 8802 | 4 | 12 | Residential | No | Behind the Meter | Pinnacle Exteriors Inc | JCP&L | Accepted | 2019-05-13 | 2019-05-16 | 2020-05-16 | Trina | TSMDD05 | Solar Panels |  | 0.3 | 40 | 169 | 14 |  | Fixed | Roof
Solar Registration Program | NJSRRE1540983054 | Asbury | 8802 | 4 | 12 | Residential | No | Behind the Meter | Pinnacle Exteriors Inc | JCP&L | Accepted | 2019-05-13 | 2019-05-16 | 2020-05-16 | Enphase | IQ7 | Inverters | 0.25 |  | 40 |  |  | 0.97 |  | Outdoor | Under Each Panel
Solar Registration Program | NJSRRE1542409273 | Cedar Brook | 8018 | 14 | 12 | Residential | No | Behind the Meter | SunPower Corporation, Systems | AC Electric | Accepted | 2019-09-16 | 2019-09-18 | 2020-09-18 | SUNPOWER | SPR-A400-G-AC | Solar Panels |  | 0.4 | 7 | 319 | 20 |  | Fixed | Roof
Solar Registration Program | NJSRRE1542409273 | Cedar Brook | 8018 | 14 | 12 | Residential | No | Behind the Meter | SunPower Corporation, Systems | AC Electric | Accepted | 2019-09-16 | 2019-09-18 | 2020-09-18 | SUNPOWER | SPR-A400-G-AC | Solar Panels |  | 0.4 | 17 | 139 | 20 |  | Fixed | Roof
Solar Registration Program | NJSRRE1542409273 | Cedar Brook | 8018 | 14 | 12 | Residential | No | Behind the Meter | SunPower Corporation, Systems | AC Electric | Accepted | 2019-09-16 | 2019-09-18 | 2020-09-18 | SUNPOWER | SPR-A400-G-AC | Solar Panels |  | 0.4 | 6 | 139 | 20 |  | Fixed | Roof
Solar Registration Program | NJSRRE1542409273 | Cedar Brook | 8018 | 14 | 12 | Residential | No | Behind the Meter | SunPower Corporation, Systems | AC Electric | Accepted | 2019-09-16 | 2019-09-18 | 2020-09-18 | SUNPOWER | SPR-A400-G-AC | Inverters | 320 |  | 30 |  |  | 0.97 |  | Other | under each panel
Solar Registration Program | NJSRRE1542434079 | Manahawkin | 8050 | 18 | 12 | Residential | No | Behind the Meter | SunPower Corporation, Systems | AC Electric | Accepted | 2019-09-25 | 2019-09-30 | 2020-09-30 | SUNPOWER | SPR-A400-G-AC | Solar Panels |  | 0.4 | 30 | 220 | 30 |  | Fixed | Roof
Solar Registration Program | NJSRRE1542434079 | Manahawkin | 8050 | 18 | 12 | Residential | No | Behind the Meter | SunPower Corporation, Systems | AC Electric | Accepted | 2019-09-25 | 2019-09-30 | 2020-09-30 | SUNPOWER | SPR-A400-G-AC | Inverters | 320 |  | 30 |  |  | 0.97 |  | Other | under each panel
Solar Registration Program | NJSRRE1542839448 | Hillsborough | 8844 | 5 | 12 | Residential | No | Behind the Meter | Greentech Solar USA LLC | PSE&G | Accepted | 2019-10-31 | 2019-11-04 | 2020-11-04 | Trina Solar | TSM-DD5A 300M | Solar Panels |  | 0.3 | 40 | 210 | 33 |  | Fixed | Roof
Solar Registration Program | NJSRRE1542839448 | Hillsborough | 8844 | 5 | 12 | Residential | No | Behind the Meter | Greentech Solar USA LLC | PSE&G | Accepted | 2019-10-31 | 2019-11-04 | 2020-11-04 | Growatt | 10000MTLP-US | Inverters | 10000 |  | 1 |  |  | 0.97 |  | Indoor | Basement Wall
Solar Registration Program | NJSRRE1543823117 | Deptford Township | 8096 | 15 | 12 | Residential | Yes | Behind the Meter | SunPower Corporation, Systems | PSE&G | Accepted | 2019-12-27 | 2019-12-31 | 2020-12-31 | SUNPOWER | SPR-A400-G-AC | Solar Panels |  | 0.4 | 20 | 200 | 20 |  | Fixed | Roof
Solar Registration Program | NJSRRE1543823117 | Deptford Township | 8096 | 15 | 12 | Residential | Yes | Behind the Meter | SunPower Corporation, Systems | PSE&G | Accepted | 2019-12-27 | 2019-12-31 | 2020-12-31 | SUNPOWER | SPR-A400-G-AC | Solar Panels |  | 0.4 | 10 | 20 | 20 |  | Fixed | Roof
Solar Registration Program | NJSRRE1543823117 | Deptford Township | 8096 | 15 | 12 | Residential | Yes | Behind the Meter | SunPower Corporation, Systems | PSE&G | Accepted | 2019-12-27 | 2019-12-31 | 2020-12-31 | SUNPOWER | SPR-A400-G-AC | Inverters | 349 |  | 30 |  |  | 0.97 |  | Other | under each panel
Solar Registration Program | NJSRRE1541873929 | Hopewell Township | 8504 | 5 | 12.03 | Residential | No | Behind the Meter | Green Power Energy | PSE&G | Accepted | 2019-08-22 | 2019-08-27 | 2020-08-27 | Panasonic | VBHN325KA03 | Solar Panels |  | 0.325 | 8 | 102 | 37 |  | Fixed | Roof
Solar Registration Program | NJSRRE1541873929 | Hopewell Township | 8504 | 5 | 12.03 | Residential | No | Behind the Meter | Green Power Energy | PSE&G | Accepted | 2019-08-22 | 2019-08-27 | 2020-08-27 | Panasonic | VBHN325KA03 | Solar Panels |  | 0.325 | 11 | 190 | 37 |  | Fixed | Roof
Solar Registration Program | NJSRRE1541873929 | Hopewell Township | 8504 | 5 | 12.03 | Residential | No | Behind the Meter | Green Power Energy | PSE&G | Accepted | 2019-08-22 | 2019-08-27 | 2020-08-27 | Panasonic | VBHN325KA03 | Solar Panels |  | 0.325 | 5 | 191 | 37 |  | Fixed | Roof
Solar Registration Program | NJSRRE1541873929 | Hopewell Township | 8504 | 5 | 12.03 | Residential | No | Behind the Meter | Green Power Energy | PSE&G | Accepted | 2019-08-22 | 2019-08-27 | 2020-08-27 | Panasonic | VBHN325KA03 | Solar Panels |  | 0.325 | 7 | 149 | 37 |  | Fixed | Roof
Solar Registration Program | NJSRRE1541873929 | Hopewell Township | 8504 | 5 | 12.03 | Residential | No | Behind the Meter | Green Power Energy | PSE&G | Accepted | 2019-08-22 | 2019-08-27 | 2020-08-27 | Panasonic | VBHN325KA03 | Solar Panels |  | 0.325 | 6 | 192 | 37 |  | Fixed | Roof
Solar Registration Program | NJSRRE1541873929 | Hopewell Township | 8504 | 5 | 12.03 | Residential | No | Behind the Meter | Green Power Energy | PSE&G | Accepted | 2019-08-22 | 2019-08-27 | 2020-08-27 | Solar Edge | SE11400H-US | Inverters | 11400 |  | 1 |  |  | 0.97 |  | Outside | next to meter
Solar Registration Program | NJSRRE1542397027 | Monroe Township | 8331 |  | 12.03 | Residential | No | Behind the Meter | Green Power Energy | JCP&L | Accepted | 2019-09-13 | 2019-09-17 | 2020-09-17 | Panasonic | VBHN325KA03 | Solar Panels |  | 0.325 | 27 | 176 | 23 |  | Fixed | Roof
Solar Registration Program | NJSRRE1542397027 | Monroe Township | 8331 |  | 12.03 | Residential | No | Behind the Meter | Green Power Energy | JCP&L | Accepted | 2019-09-13 | 2019-09-17 | 2020-09-17 | Panasonic | VBHN325KA03 | Solar Panels |  | 0.325 | 10 | 85 | 23 |  | Fixed | Roof
Solar Registration Program | NJSRRE1542397027 | Monroe Township | 8331 |  | 12.03 | Residential | No | Behind the Meter | Green Power Energy | JCP&L | Accepted | 2019-09-13 | 2019-09-17 | 2020-09-17 | Solar Edge | SE11400H-US | Inverters | 11400 |  | 1 |  |  | 0.97 |  | Outside | next to meter
Solar Registration Program | NJSRRE1542500817 | Flemington | 8822 | 4 | 12.03 | Residential | No | Behind the Meter | Green Power Energy | JCP&L | Accepted | 2019-10-03 | 2019-10-08 | 2020-10-08 | Panasonic | VBHN325KA03 | Solar Panels |  | 0.325 | 5 | 172 | 23 |  | Fixed | Roof
Solar Registration Program | NJSRRE1542500817 | Flemington | 8822 | 4 | 12.03 | Residential | No | Behind the Meter | Green Power Energy | JCP&L | Accepted | 2019-10-03 | 2019-10-08 | 2020-10-08 | Panasonic | VBHN325KA03 | Solar Panels |  | 0.325 | 32 | 83 | 23 |  | Fixed | Roof
Solar Registration Program | NJSRRE1542500817 | Flemington | 8822 | 4 | 12.03 | Residential | No | Behind the Meter | Green Power Energy | JCP&L | Accepted | 2019-10-03 | 2019-10-08 | 2020-10-08 | Solar Edge | SE10000H-US | Inverters | 10000 |  | 1 |  |  | 0.97 |  | Outside | next to meter
Solar Registration Program | NJSRRE1542977054 | Paterson | 7514 | 6 | 12.03 | Residential | No | Behind the Meter | Accord Power Inc | PSE&G | Accepted | 2019-11-11 | 2019-11-11 | 2020-11-11 | Hanwah | Q.Cell 325 | Solar Panels |  | 0.325 | 12 | 193 | 44 |  | Fixed | Roof
Solar Registration Program | NJSRRE1542977054 | Paterson | 7514 | 6 | 12.03 | Residential | No | Behind the Meter | Accord Power Inc | PSE&G | Accepted | 2019-11-11 | 2019-11-11 | 2020-11-11 | Hanwah | Q.Cell 325 | Solar Panels |  | 0.325 | 25 | 0 | 0 |  | Fixed | Roof
Solar Registration Program | NJSRRE1542977054 | Paterson | 7514 | 6 | 12.03 | Residential | No | Behind the Meter | Accord Power Inc | PSE&G | Accepted | 2019-11-11 | 2019-11-11 | 2020-11-11 | AP System | YC600 | Inverters | 600 |  | 19 |  |  | 0.967 |  | Outdoor | roof
Solar Registration Program | NJSRRE1543481360 | Mount Laurel Twp | 8054 | 13 | 12.04 | Residential | No | Behind the Meter | SunnyMac LLC | PSE&G | Accepted | 2019-12-05 | 2019-12-09 | 2020-12-09 | SunPower | SPR-A-Series415 | Solar Panels |  | 0.415 | 21 | 167 | 23 |  | Fixed | Roof
Solar Registration Program | NJSRRE1543481360 | Mount Laurel Twp | 8054 | 13 | 12.04 | Residential | No | Behind the Meter | SunnyMac LLC | PSE&G | Accepted | 2019-12-05 | 2019-12-09 | 2020-12-09 | SunPower | SPR-A-Series415 | Solar Panels |  | 0.415 | 8 | 77 | 23 |  | Fixed | Roof
Solar Registration Program | NJSRRE1543481360 | Mount Laurel Twp | 8054 | 13 | 12.04 | Residential | No | Behind the Meter | SunnyMac LLC | PSE&G | Accepted | 2019-12-05 | 2019-12-09 | 2020-12-09 | Sunpower | SPRWR-A4 | Inverters | 0.349 |  | 29 |  |  | 0.99 |  | Outdoor | roof
Solar Registration Program | NJSRRE1542172270 | Bergenfield | 7621 | 7 | 12.05 | Commercial | No | Behind the Meter | Maier Solar Engineering dba Solar Me | PSE&G | Accepted | 2019-09-04 | 2019-09-06 | 2020-09-06 | LG | LG365Q1C-A5 | Solar Panels |  | 0.365 | 14 | 266 | 34 |  | Fixed | Roof
Solar Registration Program | NJSRRE1542172270 | Bergenfield | 7621 | 7 | 12.05 | Commercial | No | Behind the Meter | Maier Solar Engineering dba Solar Me | PSE&G | Accepted | 2019-09-04 | 2019-09-06 | 2020-09-06 | LG | LG365Q1C-A5 | Solar Panels |  | 0.365 | 7 | 176 | 34 |  | Fixed | Roof
Solar Registration Program | NJSRRE1542172270 | Bergenfield | 7621 | 7 | 12.05 | Commercial | No | Behind the Meter | Maier Solar Engineering dba Solar Me | PSE&G | Accepted | 2019-09-04 | 2019-09-06 | 2020-09-06 | LG | LG365Q1C-A5 | Solar Panels |  | 0.365 | 8 | 86 | 34 |  | Fixed | Roof
Solar Registration Program | NJSRRE1542172270 | Bergenfield | 7621 | 7 | 12.05 | Commercial | No | Behind the Meter | Maier Solar Engineering dba Solar Me | PSE&G | Accepted | 2019-09-04 | 2019-09-06 | 2020-09-06 | LG | LG365Q1C-A5 | Solar Panels |  | 0.365 | 4 | 356 | 34 |  | Fixed | Roof
Solar Registration Program | NJSRRE1542172270 | Bergenfield | 7621 | 7 | 12.05 | Commercial | No | Behind the Meter | Maier Solar Engineering dba Solar Me | PSE&G | Accepted | 2019-09-04 | 2019-09-06 | 2020-09-06 | Solar Edge | SE9K-US | Inverters | 9000 |  | 1 |  |  | 0.97 |  | Outdoor | Next to meter
Solar Registration Program | NJSRRE1541119803 | Englewood | 7631 | 7 | 12.06 | Residential | Yes | Behind the Meter | Pro Custom Solar dba Momentum Solar | PSE&G | Accepted | 2019-06-06 | 2019-06-10 | 2020-06-10 | LG | LG 335N1C-A5 | Solar Panels |  | 0.335 | 12 | 116 | 12 |  | Fixed | Roof
Solar Registration Program | NJSRRE1541119803 | Englewood | 7631 | 7 | 12.06 | Residential | Yes | Behind the Meter | Pro Custom Solar dba Momentum Solar | PSE&G | Accepted | 2019-06-06 | 2019-06-10 | 2020-06-10 | LG | LG 335N1C-A5 | Solar Panels |  | 0.335 | 24 | 296 | 36 |  | Fixed | Roof
Solar Registration Program | NJSRRE1541119803 | Englewood | 7631 | 7 | 12.06 | Residential | Yes | Behind the Meter | Pro Custom Solar dba Momentum Solar | PSE&G | Accepted | 2019-06-06 | 2019-06-10 | 2020-06-10 | ENPHASE | IQ7-60-2-US | Inverters | 240 |  | 36 |  |  | 0.97 |  | Other | ROOF
Solar Registration Program | NJSRRE1541580364 | Sparta Township | 7871 | 1 | 12.06 | Residential | Yes | Behind the Meter | Pro Custom Solar dba Momentum Solar | JCP&L | Accepted | 2019-07-03 | 2019-07-08 | 2020-07-08 | LG | LG 335N1C-A5 | Solar Panels |  | 0.335 | 36 | 180 | 20 |  | Fixed | Roof
Solar Registration Program | NJSRRE1541580364 | Sparta Township | 7871 | 1 | 12.06 | Residential | Yes | Behind the Meter | Pro Custom Solar dba Momentum Solar | JCP&L | Accepted | 2019-07-03 | 2019-07-08 | 2020-07-08 | ENPHASE | IQ6PLUS-72-2-US | Inverters | 290 |  | 36 |  |  | 0.97 |  | Outdoor | GROUND
Solar Registration Program | NJSRRE1541620784 | PLEASANTVILLE | 8232 | 19 | 12.06 | Residential | Yes | Behind the Meter | Pro Custom Solar dba Momentum Solar | AC Electric | Accepted | 2019-07-08 | 2019-07-10 | 2020-07-10 | LG ELECTRONICS | LG 335N1C-A5 | Solar Panels |  | 0.335 | 6 | 206 | 32 |  | Fixed | Roof
Solar Registration Program | NJSRRE1541620784 | PLEASANTVILLE | 8232 | 19 | 12.06 | Residential | Yes | Behind the Meter | Pro Custom Solar dba Momentum Solar | AC Electric | Accepted | 2019-07-08 | 2019-07-10 | 2020-07-10 | LG ELECTRONICS | LG 335N1C-A5 | Solar Panels |  | 0.335 | 15 | 116 | 32 |  | Fixed | Roof
Solar Registration Program | NJSRRE1541620784 | PLEASANTVILLE | 8232 | 19 | 12.06 | Residential | Yes | Behind the Meter | Pro Custom Solar dba Momentum Solar | AC Electric | Accepted | 2019-07-08 | 2019-07-10 | 2020-07-10 | LG ELECTRONICS | LG 335N1C-A5 | Solar Panels |  | 0.335 | 15 | 296 | 32 |  | Fixed | Roof
Solar Registration Program | NJSRRE1541620784 | PLEASANTVILLE | 8232 | 19 | 12.06 | Residential | Yes | Behind the Meter | Pro Custom Solar dba Momentum Solar | AC Electric | Accepted | 2019-07-08 | 2019-07-10 | 2020-07-10 | ENPHASE | IQ7-60-2-US | Inverters | 250 |  | 36 |  |  | 0.97 |  | Outdoor | Roof
Solar Registration Program | NJSRRE1541835664 | PLAINFIELD | 7063 | 10 | 12.06 | Residential | Yes | Behind the Meter | Pro Custom Solar dba Momentum Solar | PSE&G | Accepted | 2019-08-14 | 2019-08-27 | 2020-08-27 | LG ELECTRONICS | LG 335N1C-V5 | Solar Panels |  | 0.335 | 18 | 129 | 40 |  | Fixed | Roof
Solar Registration Program | NJSRRE1541835664 | PLAINFIELD | 7063 | 10 | 12.06 | Residential | Yes | Behind the Meter | Pro Custom Solar dba Momentum Solar | PSE&G | Accepted | 2019-08-14 | 2019-08-27 | 2020-08-27 | LG ELECTRONICS | LG 335N1C-V5 | Solar Panels |  | 0.335 | 18 | 309 | 40 |  | Fixed | Roof
Solar Registration Program | NJSRRE1541835664 | PLAINFIELD | 7063 | 10 | 12.06 | Residential | Yes | Behind the Meter | Pro Custom Solar dba Momentum Solar | PSE&G | Accepted | 2019-08-14 | 2019-08-27 | 2020-08-27 | Enphase Energy | IQ7-60-2-US | Inverters | 250 |  | 36 |  |  | 0.97 |  | Outdoor | Roof
Solar Registration Program | NJSRRE1541859642 | Dorothy | 8317 | 19 | 12.06 | Residential | Yes | Behind the Meter | Pro Custom Solar dba Momentum Solar | AC Electric | Accepted | 2019-08-19 | 2019-08-23 | 2020-08-23 | LG ELECTRONICS | LG 335N1C-V5 | Solar Panels |  | 0.335 | 36 | 180 | 20 |  | Fixed | Ground
Solar Registration Program | NJSRRE1541859642 | Dorothy | 8317 | 19 | 12.06 | Residential | Yes | Behind the Meter | Pro Custom Solar dba Momentum Solar | AC Electric | Accepted | 2019-08-19 | 2019-08-23 | 2020-08-23 | Enphase Energy | IQ7-60-2-US | Inverters | 250 |  | 36 |  |  | 0.97 |  | Outside | Ground Mount
Solar Registration Program | NJSRRE1542373141 | Piscataway | 8854 | 11 | 12.06 | Residential | Yes | Behind the Meter | Pro Custom Solar dba Momentum Solar | PSE&G | Accepted | 2019-09-09 | 2019-09-12 | 2020-09-12 | LG ELECTRONICS | LG 335N1C-V5 | Solar Panels |  | 0.335 | 8 | 339 | 18 |  | Fixed | Roof
Solar Registration Program | NJSRRE1542373141 | Piscataway | 8854 | 11 | 12.06 | Residential | Yes | Behind the Meter | Pro Custom Solar dba Momentum Solar | PSE&G | Accepted | 2019-09-09 | 2019-09-12 | 2020-09-12 | LG ELECTRONICS | LG 335N1C-V5 | Solar Panels |  | 0.335 | 28 | 159 | 18 |  | Fixed | Roof
Solar Registration Program | NJSRRE1542373141 | Piscataway | 8854 | 11 | 12.06 | Residential | Yes | Behind the Meter | Pro Custom Solar dba Momentum Solar | PSE&G | Accepted | 2019-09-09 | 2019-09-12 | 2020-09-12 | Enphase Energy | IQ7-60-2-US | Inverters | 250 |  | 36 |  |  | 0.97 |  | Outdoor | Roof
Solar Registration Program | NJSRRE1542394360 | Roseland Boro | 8068 | 13 | 12.06 | Residential | No | Behind the Meter | 1st Light Energy Inc | PSE&G | Accepted | 2019-09-12 | 2019-09-16 | 2020-09-16 | LG | LG335N1C-V5 | Solar Panels |  | 0.335 | 5 | 118 | 27 |  | Fixed | Roof
Solar Registration Program | NJSRRE1542394360 | Roseland Boro | 8068 | 13 | 12.06 | Residential | No | Behind the Meter | 1st Light Energy Inc | PSE&G | Accepted | 2019-09-12 | 2019-09-16 | 2020-09-16 | LG | LG335N1C-V5 | Solar Panels |  | 0.335 | 12 | 298 | 30 |  | Fixed | Roof
Solar Registration Program | NJSRRE1542394360 | Roseland Boro | 8068 | 13 | 12.06 | Residential | No | Behind the Meter | 1st Light Energy Inc | PSE&G | Accepted | 2019-09-12 | 2019-09-16 | 2020-09-16 | LG | LG335N1C-V5 | Solar Panels |  | 0.335 | 9 | 208 | 30 |  | Fixed | Roof
Solar Registration Program | NJSRRE1542394360 | Roseland Boro | 8068 | 13 | 12.06 | Residential | No | Behind the Meter | 1st Light Energy Inc | PSE&G | Accepted | 2019-09-12 | 2019-09-16 | 2020-09-16 | LG | LG335N1C-V5 | Solar Panels |  | 0.335 | 10 | 208 | 26 |  | Fixed | Roof
Solar Registration Program | NJSRRE1542394360 | Roseland Boro | 8068 | 13 | 12.06 | Residential | No | Behind the Meter | 1st Light Energy Inc | PSE&G | Accepted | 2019-09-12 | 2019-09-16 | 2020-09-16 | SMA | SB 3.0-US | Inverters | 3000 |  | 1 |  |  | 0.97 |  | Outside | within 10 feet of meter
Solar Registration Program | NJSRRE1542394360 | Roseland Boro | 8068 | 13 | 12.06 | Residential | No | Behind the Meter | 1st Light Energy Inc | PSE&G | Accepted | 2019-09-12 | 2019-09-16 | 2020-09-16 | SMA | SB 7.0-US | Inverters | 7000 |  | 1 |  |  | 0.97 |  | Outside | within 10 feet of meter
Solar Registration Program | NJSRRE1542395008 | Hammonton | 8037 | 19 | 12.06 | Residential | No | Behind the Meter | Pro Custom Solar dba Momentum Solar | AC Electric | Accepted | 2019-09-13 | 2019-09-17 | 2020-09-17 | LG ELECTRONICS | LG 335N1C-A5 | Solar Panels |  | 0.335 | 36 | 180 | 18 |  | Fixed | Ground
Solar Registration Program | NJSRRE1542395008 | Hammonton | 8037 | 19 | 12.06 | Residential | No | Behind the Meter | Pro Custom Solar dba Momentum Solar | AC Electric | Accepted | 2019-09-13 | 2019-09-17 | 2020-09-17 | Enphase Energy | IQ7Plus-72-2-US | Inverters | 295 |  | 36 |  |  | 0.97 |  | Outdoor | Roof
Solar Registration Program | NJSRRE1542523806 | Hillsborough | 8844 | 5 | 12.06 | Residential | No | Behind the Meter | Green House Solar | PSE&G | Accepted | 2019-10-22 | 2019-10-22 | 2020-10-22 | Sunpower | SPR-X21-335-E-AC | Solar Panels |  | 0.335 | 15 | 181 | 45 |  | Fixed | Roof
Solar Registration Program | NJSRRE1542523806 | Hillsborough | 8844 | 5 | 12.06 | Residential | No | Behind the Meter | Green House Solar | PSE&G | Accepted | 2019-10-22 | 2019-10-22 | 2020-10-22 | Sunpower | SPR-X21-335-E-AC | Solar Panels |  | 0.335 | 13 | 271 | 37 |  | Fixed | Roof
Solar Registration Program | NJSRRE1542523806 | Hillsborough | 8844 | 5 | 12.06 | Residential | No | Behind the Meter | Green House Solar | PSE&G | Accepted | 2019-10-22 | 2019-10-22 | 2020-10-22 | Sunpower | SPR-X21-335-E-AC | Solar Panels |  | 0.335 | 5 | 181 | 50 |  | Fixed | Roof
Solar Registration Program | NJSRRE1542523806 | Hillsborough | 8844 | 5 | 12.06 | Residential | No | Behind the Meter | Green House Solar | PSE&G | Accepted | 2019-10-22 | 2019-10-22 | 2020-10-22 | Sunpower | SPR-X21-335-E-AC | Solar Panels |  | 0.335 | 3 | 181 | 45 |  | Fixed | Roof
Solar Registration Program | NJSRRE1542523806 | Hillsborough | 8844 | 5 | 12.06 | Residential | No | Behind the Meter | Green House Solar | PSE&G | Accepted | 2019-10-22 | 2019-10-22 | 2020-10-22 | Sunpower | SPR-X21-335-E-AC | Inverters | 315 |  | 36 |  |  | 0.975 |  | Other | Panel Mounted
Solar Registration Program | NJSRRE1542543995 | Metuchen | 8840 | 11 | 12.06 | Residential | No | Behind the Meter | Pro Custom Solar dba Momentum Solar | PSE&G | Accepted | 2019-10-15 | 2019-10-17 | 2020-10-17 | LG ELECTRONICS | LG 335N1C-V5 | Solar Panels |  | 0.335 | 4 | 165 | 44 |  | Fixed | Roof
Solar Registration Program | NJSRRE1542543995 | Metuchen | 8840 | 11 | 12.06 | Residential | No | Behind the Meter | Pro Custom Solar dba Momentum Solar | PSE&G | Accepted | 2019-10-15 | 2019-10-17 | 2020-10-17 | LG ELECTRONICS | LG 335N1C-V5 | Solar Panels |  | 0.335 | 7 | 165 | 44 |  | Fixed | Roof
Solar Registration Program | NJSRRE1542543995 | Metuchen | 8840 | 11 | 12.06 | Residential | No | Behind the Meter | Pro Custom Solar dba Momentum Solar | PSE&G | Accepted | 2019-10-15 | 2019-10-17 | 2020-10-17 | LG ELECTRONICS | LG 335N1C-V5 | Solar Panels |  | 0.335 | 15 | 75 | 26 |  | Fixed | Roof
Solar Registration Program | NJSRRE1542543995 | Metuchen | 8840 | 11 | 12.06 | Residential | No | Behind the Meter | Pro Custom Solar dba Momentum Solar | PSE&G | Accepted | 2019-10-15 | 2019-10-17 | 2020-10-17 | LG ELECTRONICS | LG 335N1C-V5 | Solar Panels |  | 0.335 | 10 | 255 | 26 |  | Fixed | Roof
Solar Registration Program | NJSRRE1542543995 | Metuchen | 8840 | 11 | 12.06 | Residential | No | Behind the Meter | Pro Custom Solar dba Momentum Solar | PSE&G | Accepted | 2019-10-15 | 2019-10-17 | 2020-10-17 | Enphase Energy | IQ7-60-2-US | Inverters | 250 |  | 36 |  |  | 0.97 |  | Outdoor | Roof
Solar Registration Program | NJSRRE1542559604 | Piscataway | 8854 | 11 | 12.06 | Residential | No | Behind the Meter | Morgan Associates and Consulting LLC | PSE&G | Accepted | 2019-10-18 | 2019-10-22 | 2020-10-22 | LG | LG 335 | Solar Panels |  | 0.335 | 36 | 158 | 14 |  | Fixed | Roof
Solar Registration Program | NJSRRE1542559604 | Piscataway | 8854 | 11 | 12.06 | Residential | No | Behind the Meter | Morgan Associates and Consulting LLC | PSE&G | Accepted | 2019-10-18 | 2019-10-22 | 2020-10-22 | Enphase | IQ7 | Inverters | 0.3 |  | 36 |  |  | 0.98 |  | Outside | Roof
Solar Registration Program | NJSRRE1543343639 | Barnegat Township | 8005 | 18 | 12.06 | Residential | No | Behind the Meter | Green Power Energy | JCP&L | Accepted | 2019-11-15 | 2019-11-19 | 2020-11-19 | Hanwha | BLK-G6 335 | Solar Panels |  | 0.335 | 10 | 218 | 27 |  | Fixed | Roof
Solar Registration Program | NJSRRE1543343639 | Barnegat Township | 8005 | 18 | 12.06 | Residential | No | Behind the Meter | Green Power Energy | JCP&L | Accepted | 2019-11-15 | 2019-11-19 | 2020-11-19 | Hanwha | BLK-G6 335 | Solar Panels |  | 0.335 | 15 | 308 | 27 |  | Fixed | Roof
Solar Registration Program | NJSRRE1543343639 | Barnegat Township | 8005 | 18 | 12.06 | Residential | No | Behind the Meter | Green Power Energy | JCP&L | Accepted | 2019-11-15 | 2019-11-19 | 2020-11-19 | Hanwha | BLK-G6 335 | Solar Panels |  | 0.335 | 11 | 127 | 27 |  | Fixed | Roof
Solar Registration Program | NJSRRE1543343639 | Barnegat Township | 8005 | 18 | 12.06 | Residential | No | Behind the Meter | Green Power Energy | JCP&L | Accepted | 2019-11-15 | 2019-11-19 | 2020-11-19 | SolarEdge | SE11400H-US | Inverters | 11400 |  | 1 |  |  | 0.97 |  | Outside | Next to meter
Solar Registration Program | NJSRRE1543436651 | Bridgewater Township | 8807 | 5 | 12.06 | Residential | No | Behind the Meter | Green Power Energy | PSE&G | Accepted | 2019-11-22 | 2019-11-26 | 2020-11-26 | Hanwha | PEAK DUO BLK-G6 335 | Solar Panels |  | 0.335 | 36 | 216 | 27 |  | Fixed | Roof
Solar Registration Program | NJSRRE1543436651 | Bridgewater Township | 8807 | 5 | 12.06 | Residential | No | Behind the Meter | Green Power Energy | PSE&G | Accepted | 2019-11-22 | 2019-11-26 | 2020-11-26 | SolarEdge | SE10000H-US | Inverters | 10000 |  | 1 |  |  | 0.97 |  | Outside | Next to meter
Solar Registration Program | NJSRRE1540499497 | SHREWSBURY | 7702 | 17 | 12.07 | Non Profit | No | Behind the Meter | SEA BRIGHT SOLAR, LLC | JCP&L | Accepted | 2019-03-19 | 2019-03-20 | 2020-03-20 | SUNPOWER | SPR-X21-355 | Solar Panels |  | 0.355 | 19 | 175 | 32 |  | Fixed | Roof | SOUTH
Solar Registration Program | NJSRRE1540499497 | SHREWSBURY | 7702 | 17 | 12.07 | Non Profit | No | Behind the Meter | SEA BRIGHT SOLAR, LLC | JCP&L | Accepted | 2019-03-19 | 2019-03-20 | 2020-03-20 | SUNPOWER | SPR-X21-355 | Solar Panels |  | 0.355 | 11 | 265 | 47 |  | Fixed | Roof | WEST
Solar Registration Program | NJSRRE1540499497 | SHREWSBURY | 7702 | 17 | 12.07 | Non Profit | No | Behind the Meter | SEA BRIGHT SOLAR, LLC | JCP&L | Accepted | 2019-03-19 | 2019-03-20 | 2020-03-20 | SUNPOWER | SPR-X21-355 | Solar Panels |  | 0.355 | 4 | 265 | 45 |  | Fixed | Roof | WEST
Solar Registration Program | NJSRRE1540499497 | SHREWSBURY | 7702 | 17 | 12.07 | Non Profit | No | Behind the Meter | SEA BRIGHT SOLAR, LLC | JCP&L | Accepted | 2019-03-19 | 2019-03-20 | 2020-03-20 | SOLAR EDGE | SE9KUS | Inverters | 9000 |  | 1 |  |  | 0.97 |  | Indoor | UTILITY ROOM
Solar Registration Program | NJSRRE1541696266 | Brookside | 7926 | 3 | 12.08 | Residential | No | Behind the Meter | Green Power Energy | JCP&L | Final As-Built Received | 2019-07-23 | 2019-07-25 | 2020-07-25 | Panasonic | VBHN325KA03 | Solar Panels |  | 0.325 | 26 | 172 | 30 |  | Fixed | Roof
Solar Registration Program | NJSRRE1541696266 | Brookside | 7926 | 3 | 12.08 | Residential | No | Behind the Meter | Green Power Energy | JCP&L | Final As-Built Received | 2019-07-23 | 2019-07-25 | 2020-07-25 | Panasonic | VBHN325KA03 | Solar Panels |  | 0.33 | 11 | 172 | 34 |  | Fixed | Roof
Solar Registration Program | NJSRRE1541696266 | Brookside | 7926 | 3 | 12.08 | Residential | No | Behind the Meter | Green Power Energy | JCP&L | Final As-Built Received | 2019-07-23 | 2019-07-25 | 2020-07-25 | Solar Edge | SE11400H-US | Inverters | 11400 |  | 1 |  |  | 0.97 |  | Outside | next to meter
Solar Registration Program | NJSRRE1541696266 | Brookside | 7926 | 3 | 12.08 | Residential | No | Behind the Meter | Green Power Energy | JCP&L | Final As-Built Received | 2019-07-23 | 2019-07-25 | 2020-07-25 | Itron | CL200 | Meters |  |  | 1 |  |  |  | Yes | Outdoor
Solar Registration Program | NJSRRE1542430923 | Middlesex | 8846 | 11 | 12.08 | Residential | Yes | Behind the Meter | Pro Custom Solar dba Momentum Solar | PSE&G | Accepted | 2019-09-24 | 2019-09-25 | 2020-09-25 | LG ELECTRONICS | LG 345N1C-V5 | Solar Panels |  | 0.345 | 14 | 177 | 26 |  | Fixed | Roof
Solar Registration Program | NJSRRE1542430923 | Middlesex | 8846 | 11 | 12.08 | Residential | Yes | Behind the Meter | Pro Custom Solar dba Momentum Solar | PSE&G | Accepted | 2019-09-24 | 2019-09-25 | 2020-09-25 | LG ELECTRONICS | LG 345N1C-V5 | Solar Panels |  | 0.345 | 11 | 177 | 11 |  | Fixed | Roof
Solar Registration Program | NJSRRE1542430923 | Middlesex | 8846 | 11 | 12.08 | Residential | Yes | Behind the Meter | Pro Custom Solar dba Momentum Solar | PSE&G | Accepted | 2019-09-24 | 2019-09-25 | 2020-09-25 | LG ELECTRONICS | LG 345N1C-V5 | Solar Panels |  | 0.345 | 10 | 357 | 26 |  | Fixed | Roof
Solar Registration Program | NJSRRE1542430923 | Middlesex | 8846 | 11 | 12.08 | Residential | Yes | Behind the Meter | Pro Custom Solar dba Momentum Solar | PSE&G | Accepted | 2019-09-24 | 2019-09-25 | 2020-09-25 | Enphase Energy | IQ7-60-2-US | Inverters | 250 |  | 35 |  |  | 0.97 |  | Outdoor | Roof
Solar Registration Program | NJSRRE1542445188 | East Orange | 7017 | 9 | 12.08 | Residential | Yes | Behind the Meter | MOMENTUM CAPITAL NJ I LLC | PSE&G | Accepted | 2019-09-26 | 2019-09-30 | 2020-09-30 | LG ELECTRONICS | LG 345N1C-V5 | Solar Panels |  | 0.345 | 3 | 156 | 37 |  | Fixed | Roof
Solar Registration Program | NJSRRE1542445188 | East Orange | 7017 | 9 | 12.08 | Residential | Yes | Behind the Meter | MOMENTUM CAPITAL NJ I LLC | PSE&G | Accepted | 2019-09-26 | 2019-09-30 | 2020-09-30 | LG ELECTRONICS | LG 345N1C-V5 | Solar Panels |  | 0.345 | 3 | 336 | 37 |  | Fixed | Roof
Solar Registration Program | NJSRRE1542445188 | East Orange | 7017 | 9 | 12.08 | Residential | Yes | Behind the Meter | MOMENTUM CAPITAL NJ I LLC | PSE&G | Accepted | 2019-09-26 | 2019-09-30 | 2020-09-30 | LG ELECTRONICS | LG 345N1C-V5 | Solar Panels |  | 0.345 | 12 | 246 | 40 |  | Fixed | Roof
Solar Registration Program | NJSRRE1542445188 | East Orange | 7017 | 9 | 12.08 | Residential | Yes | Behind the Meter | MOMENTUM CAPITAL NJ I LLC | PSE&G | Accepted | 2019-09-26 | 2019-09-30 | 2020-09-30 | LG ELECTRONICS | LG 345N1C-V5 | Solar Panels |  | 0.345 | 7 | 66 | 19 |  | Fixed | Roof
Solar Registration Program | NJSRRE1542445188 | East Orange | 7017 | 9 | 12.08 | Residential | Yes | Behind the Meter | MOMENTUM CAPITAL NJ I LLC | PSE&G | Accepted | 2019-09-26 | 2019-09-30 | 2020-09-30 | LG ELECTRONICS | LG 345N1C-V5 | Solar Panels |  | 0.345 | 5 | 156 | 38 |  | Fixed | Roof
Solar Registration Program | NJSRRE1542445188 | East Orange | 7017 | 9 | 12.08 | Residential | Yes | Behind the Meter | MOMENTUM CAPITAL NJ I LLC | PSE&G | Accepted | 2019-09-26 | 2019-09-30 | 2020-09-30 | LG ELECTRONICS | LG 345N1C-V5 | Solar Panels |  | 0.345 | 5 | 336 | 38 |  | Fixed | Roof
Solar Registration Program | NJSRRE1542445188 | East Orange | 7017 | 9 | 12.08 | Residential | Yes | Behind the Meter | MOMENTUM CAPITAL NJ I LLC | PSE&G | Accepted | 2019-09-26 | 2019-09-30 | 2020-09-30 | Enphase Energy | IQ7-60-2-US | Inverters | 250 |  | 35 |  |  | 0.97 |  | Outdoor | Roof
Solar Registration Program | NJSRRE1542445722 | Kearny | 7032 | 8 | 12.08 | Residential | No | Behind the Meter | Pro Custom Solar dba Momentum Solar | PSE&G | Accepted | 2019-09-26 | 2019-09-30 | 2020-09-30 | LG ELECTRONICS | LG 345N1C-V5 | Solar Panels |  | 0.345 | 35 | 127 | 28 |  | Fixed | Roof
Solar Registration Program | NJSRRE1542445722 | Kearny | 7032 | 8 | 12.08 | Residential | No | Behind the Meter | Pro Custom Solar dba Momentum Solar | PSE&G | Accepted | 2019-09-26 | 2019-09-30 | 2020-09-30 | Enphase Energy | IQ7-60-2-US | Inverters | 250 |  | 35 |  |  | 0.97 |  | Outdoor | Roof
Solar Registration Program | NJSRRE1542501235 | Hillsborough | 8844 | 5 | 12.08 | Residential | No | Behind the Meter | Pro Custom Solar dba Momentum Solar | PSE&G | Accepted | 2019-10-03 | 2019-10-08 | 2020-10-08 | LG ELECTRONICS | LG 345N1C-V5 | Solar Panels |  | 0.345 | 14 | 215 | 25 |  | Fixed | Roof
Solar Registration Program | NJSRRE1542501235 | Hillsborough | 8844 | 5 | 12.08 | Residential | No | Behind the Meter | Pro Custom Solar dba Momentum Solar | PSE&G | Accepted | 2019-10-03 | 2019-10-08 | 2020-10-08 | LG ELECTRONICS | LG 345N1C-V5 | Solar Panels |  | 0.345 | 3 | 125 | 39 |  | Fixed | Roof
Solar Registration Program | NJSRRE1542501235 | Hillsborough | 8844 | 5 | 12.08 | Residential | No | Behind the Meter | Pro Custom Solar dba Momentum Solar | PSE&G | Accepted | 2019-10-03 | 2019-10-08 | 2020-10-08 | LG ELECTRONICS | LG 345N1C-V5 | Solar Panels |  | 0.345 | 18 | 215 | 35 |  | Fixed | Roof
Solar Registration Program | NJSRRE1542501235 | Hillsborough | 8844 | 5 | 12.08 | Residential | No | Behind the Meter | Pro Custom Solar dba Momentum Solar | PSE&G | Accepted | 2019-10-03 | 2019-10-08 | 2020-10-08 | Enphase Energy | IQ7-60-2-US | Inverters | 250 |  | 35 |  |  | 0.97 |  | Outdoor | Roof
Solar Registration Program | NJSRRE1542544468 | Ventnor City | 8406 | 19 | 12.08 | Residential | Yes | Behind the Meter | Pro Custom Solar dba Momentum Solar | AC Electric | Accepted | 2019-10-15 | 2019-11-18 | 2020-11-18 | LG ELECTRONICS | LG 345N1C-V5 | Solar Panels |  | 0.345 | 8 | 237 | 19 |  | Fixed | Roof
Solar Registration Program | NJSRRE1542544468 | Ventnor City | 8406 | 19 | 12.08 | Residential | Yes | Behind the Meter | Pro Custom Solar dba Momentum Solar | AC Electric | Accepted | 2019-10-15 | 2019-11-18 | 2020-11-18 | LG ELECTRONICS | LG 345N1C-V5 | Solar Panels |  | 0.345 | 7 | 238 | 17 |  | Fixed | Roof
Solar Registration Program | NJSRRE1542544468 | Ventnor City | 8406 | 19 | 12.08 | Residential | Yes | Behind the Meter | Pro Custom Solar dba Momentum Solar | AC Electric | Accepted | 2019-10-15 | 2019-11-18 | 2020-11-18 | LG ELECTRONICS | LG 345N1C-V5 | Solar Panels |  | 0.345 | 12 | 57 | 19 |  | Fixed | Roof
Solar Registration Program | NJSRRE1542544468 | Ventnor City | 8406 | 19 | 12.08 | Residential | Yes | Behind the Meter | Pro Custom Solar dba Momentum Solar | AC Electric | Accepted | 2019-10-15 | 2019-11-18 | 2020-11-18 | LG ELECTRONICS | LG 345N1C-V5 | Solar Panels |  | 0.345 | 8 | 58 | 19 |  | Fixed | Roof
Solar Registration Program | NJSRRE1542544468 | Ventnor City | 8406 | 19 | 12.08 | Residential | Yes | Behind the Meter | Pro Custom Solar dba Momentum Solar | AC Electric | Accepted | 2019-10-15 | 2019-11-18 | 2020-11-18 | ENPHASE ENERGY | IQ7-60-2-US | Inverters | 250 |  | 35 |  |  | 0.97 |  | Outdoor | Roof
Solar Registration Program | NJSRRE1542578619 | Edison | 8820 | 11 | 12.08 | Residential | No | Behind the Meter | Pro Custom Solar dba Momentum Solar | PSE&G | Accepted | 2019-10-24 | 2019-10-25 | 2020-10-25 | LG ELECTRONICS | LG 345N1C-V5 | Solar Panels |  | 0.345 | 16 | 182 | 16 |  | Fixed | Roof
Solar Registration Program | NJSRRE1542578619 | Edison | 8820 | 11 | 12.08 | Residential | No | Behind the Meter | Pro Custom Solar dba Momentum Solar | PSE&G | Accepted | 2019-10-24 | 2019-10-25 | 2020-10-25 | LG ELECTRONICS | LG 345N1C-V5 | Solar Panels |  | 0.345 | 19 | 271 | 20 |  | Fixed | Roof
Solar Registration Program | NJSRRE1542578619 | Edison | 8820 | 11 | 12.08 | Residential | No | Behind the Meter | Pro Custom Solar dba Momentum Solar | PSE&G | Accepted | 2019-10-24 | 2019-10-25 | 2020-10-25 | Enphase Energy | IQ7-60-2-US | Inverters | 250 |  | 35 |  |  | 0.97 |  | Outdoor | Roof
Solar Registration Program | NJSRRE1543065298 | Randolph | 7869 | 3 | 12.08 | Residential | Yes | Behind the Meter | Pro Custom Solar dba Momentum Solar | JCP&L | Accepted | 2019-11-11 | 2019-11-13 | 2020-11-13 | LG ELECTRONICS | LG 345N1C-V5 | Solar Panels |  | 0.345 | 20 | 228 | 32 |  | Fixed | Roof
Solar Registration Program | NJSRRE1543065298 | Randolph | 7869 | 3 | 12.08 | Residential | Yes | Behind the Meter | Pro Custom Solar dba Momentum Solar | JCP&L | Accepted | 2019-11-11 | 2019-11-13 | 2020-11-13 | LG ELECTRONICS | LG 345N1C-V5 | Solar Panels |  | 0.345 | 15 | 40 | 138 |  | Fixed | Roof
Solar Registration Program | NJSRRE1543065298 | Randolph | 7869 | 3 | 12.08 | Residential | Yes | Behind the Meter | Pro Custom Solar dba Momentum Solar | JCP&L | Accepted | 2019-11-11 | 2019-11-13 | 2020-11-13 | Enphase Energy | IQ7-60-2-US | Inverters | 250 |  | 35 |  |  | 0.97 |  | Outdoor | Roof
Solar Registration Program | NJSRRE1543426185 | Montclair | 7042 | 9 | 12.08 | Residential | No | Behind the Meter | SunPower Corporation, Systems | PSE&G | Accepted | 2019-11-21 | 2019-11-25 | 2020-11-25 | SUNPOWER | SPR-X21-345-D-AC | Solar Panels |  | 0.345 | 2 | 34 | 35 |  | Fixed | Roof
Solar Registration Program | NJSRRE1543426185 | Montclair | 7042 | 9 | 12.08 | Residential | No | Behind the Meter | SunPower Corporation, Systems | PSE&G | Accepted | 2019-11-21 | 2019-11-25 | 2020-11-25 | SUNPOWER | SPR-X21-345-D-AC | Solar Panels |  | 0.345 | 2 | 214 | 35 |  | Fixed | Roof
Solar Registration Program | NJSRRE1543426185 | Montclair | 7042 | 9 | 12.08 | Residential | No | Behind the Meter | SunPower Corporation, Systems | PSE&G | Accepted | 2019-11-21 | 2019-11-25 | 2020-11-25 | SUNPOWER | SPR-X21-345-D-AC | Solar Panels |  | 0.345 | 6 | 124 | 35 |  | Fixed | Roof
Solar Registration Program | NJSRRE1543426185 | Montclair | 7042 | 9 | 12.08 | Residential | No | Behind the Meter | SunPower Corporation, Systems | PSE&G | Accepted | 2019-11-21 | 2019-11-25 | 2020-11-25 | SUNPOWER | SPR-X21-345-D-AC | Solar Panels |  | 0.345 | 10 | 214 | 35 |  | Fixed | Roof
Solar Registration Program | NJSRRE1543426185 | Montclair | 7042 | 9 | 12.08 | Residential | No | Behind the Meter | SunPower Corporation, Systems | PSE&G | Accepted | 2019-11-21 | 2019-11-25 | 2020-11-25 | SUNPOWER | SPR-X21-345-D-AC | Solar Panels |  | 0.345 | 4 | 124 | 40 |  | Fixed | Roof
Solar Registration Program | NJSRRE1543426185 | Montclair | 7042 | 9 | 12.08 | Residential | No | Behind the Meter | SunPower Corporation, Systems | PSE&G | Accepted | 2019-11-21 | 2019-11-25 | 2020-11-25 | SUNPOWER | SPR-X21-345-D-AC | Solar Panels |  | 0.345 | 3 | 304 | 40 |  | Fixed | Roof
Solar Registration Program | NJSRRE1543426185 | Montclair | 7042 | 9 | 12.08 | Residential | No | Behind the Meter | SunPower Corporation, Systems | PSE&G | Accepted | 2019-11-21 | 2019-11-25 | 2020-11-25 | SUNPOWER | SPR-X21-345-D-AC | Solar Panels |  | 0.345 | 2 | 304 | 19 |  | Fixed | Roof
Solar Registration Program | NJSRRE1543426185 | Montclair | 7042 | 9 | 12.08 | Residential | No | Behind the Meter | SunPower Corporation, Systems | PSE&G | Accepted | 2019-11-21 | 2019-11-25 | 2020-11-25 | SUNPOWER | SPR-X21-345-D-AC | Solar Panels |  | 0.345 | 6 | 214 | 1 |  | Fixed | Roof
Solar Registration Program | NJSRRE1543426185 | Montclair | 7042 | 9 | 12.08 | Residential | No | Behind the Meter | SunPower Corporation, Systems | PSE&G | Accepted | 2019-11-21 | 2019-11-25 | 2020-11-25 | SUNPOWER | SPR-X21-345-D-AC | Inverters | 320 |  | 35 |  |  | 0.96 |  | Other | under each panel
Solar Registration Program | NJSRRE1543464454 | South Brunswick Township | 8852 | 11 | 12.08 | Residential | No | Behind the Meter | Pro Custom Solar dba Momentum Solar | PSE&G | Accepted | 2019-12-02 | 2019-12-04 | 2020-12-04 | LG Electronics | LG 345N1C-V5 | Solar Panels |  | 0.345 | 14 | 81 | 35 |  | Fixed | Roof
Solar Registration Program | NJSRRE1543464454 | South Brunswick Township | 8852 | 11 | 12.08 | Residential | No | Behind the Meter | Pro Custom Solar dba Momentum Solar | PSE&G | Accepted | 2019-12-02 | 2019-12-04 | 2020-12-04 | LG Electronics | LG 345N1C-V5 | Solar Panels |  | 0.345 | 5 | 81 | 35 |  | Fixed | Roof
Solar Registration Program | NJSRRE1543464454 | South Brunswick Township | 8852 | 11 | 12.08 | Residential | No | Behind the Meter | Pro Custom Solar dba Momentum Solar | PSE&G | Accepted | 2019-12-02 | 2019-12-04 | 2020-12-04 | LG Electronics | LG 345N1C-V5 | Solar Panels |  | 0.345 | 3 | 171 | 36 |  | Fixed | Roof
Solar Registration Program | NJSRRE1543464454 | South Brunswick Township | 8852 | 11 | 12.08 | Residential | No | Behind the Meter | Pro Custom Solar dba Momentum Solar | PSE&G | Accepted | 2019-12-02 | 2019-12-04 | 2020-12-04 | LG Electronics | LG 345N1C-V5 | Solar Panels |  | 0.345 | 3 | 171 | 35 |  | Fixed | Roof
Solar Registration Program | NJSRRE1543464454 | South Brunswick Township | 8852 | 11 | 12.08 | Residential | No | Behind the Meter | Pro Custom Solar dba Momentum Solar | PSE&G | Accepted | 2019-12-02 | 2019-12-04 | 2020-12-04 | LG Electronics | LG 345N1C-V5 | Solar Panels |  | 0.345 | 10 | 261 | 37 |  | Fixed | Roof
Solar Registration Program | NJSRRE1543464454 | South Brunswick Township | 8852 | 11 | 12.08 | Residential | No | Behind the Meter | Pro Custom Solar dba Momentum Solar | PSE&G | Accepted | 2019-12-02 | 2019-12-04 | 2020-12-04 | Enphase Energy | IQ7PLUS-72-2-US | Inverters | 295 |  | 35 |  |  | 0.97 |  | Outdoor | Roof
Solar Registration Program | NJSRRE1541131262 | Irvington | 7111 | 9 | 12.09 | Residential | Yes | Behind the Meter | Suntuity Solar LLC | PSE&G | Accepted | 2019-06-11 | 2019-07-09 | 2020-07-09 | Yingli Green Energy | YL310D-30b | Solar Panels |  | 0.31 | 39 | 208 | 1 |  | Fixed | Roof
Solar Registration Program | NJSRRE1541131262 | Irvington | 7111 | 9 | 12.09 | Residential | Yes | Behind the Meter | Suntuity Solar LLC | PSE&G | Accepted | 2019-06-11 | 2019-07-09 | 2020-07-09 | Enphase Energy | IQ7-60-2-US | Inverters | 240 |  | 39 |  |  | 0.97 |  | Outdoor | Behind the PV Modules
Solar Registration Program | NJSRRE1541832878 | Franklinville | 8322 | 15 | 12.09 | Residential | No | Behind the Meter | Suntuity Solar LLC | AC Electric | Accepted | 2019-08-14 | 2019-08-23 | 2020-08-23 | Yingli Green Energy | YL310D-30b | Solar Panels |  | 0.31 | 2 | 174 | 32 |  | Fixed | Roof
Solar Registration Program | NJSRRE1541832878 | Franklinville | 8322 | 15 | 12.09 | Residential | No | Behind the Meter | Suntuity Solar LLC | AC Electric | Accepted | 2019-08-14 | 2019-08-23 | 2020-08-23 | Yingli Green Energy | YL310D-30b | Solar Panels |  | 0.31 | 11 | 264 | 33 |  | Fixed | Roof
Solar Registration Program | NJSRRE1541832878 | Franklinville | 8322 | 15 | 12.09 | Residential | No | Behind the Meter | Suntuity Solar LLC | AC Electric | Accepted | 2019-08-14 | 2019-08-23 | 2020-08-23 | Yingli Green Energy | YL310D-30b | Solar Panels |  | 0.31 | 6 | 84 | 33 |  | Fixed | Roof
Solar Registration Program | NJSRRE1541832878 | Franklinville | 8322 | 15 | 12.09 | Residential | No | Behind the Meter | Suntuity Solar LLC | AC Electric | Accepted | 2019-08-14 | 2019-08-23 | 2020-08-23 | Yingli Green Energy | YL310D-30b | Solar Panels |  | 0.31 | 20 | 174 | 34 |  | Fixed | Roof
Solar Registration Program | NJSRRE1541832878 | Franklinville | 8322 | 15 | 12.09 | Residential | No | Behind the Meter | Suntuity Solar LLC | AC Electric | Accepted | 2019-08-14 | 2019-08-23 | 2020-08-23 | Enphase Energy | IQ7-60-2-US | Inverters | 240 |  | 39 |  |  | 0.97 |  | Outdoor | Behind the PV Modules
Solar Registration Program | NJSRRE1541850871 | West Creek | 8092 | 18 | 12.09 | Residential | Yes | Behind the Meter | Suntuity Solar LLC | AC Electric | Accepted | 2019-08-16 | 2019-08-23 | 2020-08-23 | Yingli Green Energy | YL310D-30b | Solar Panels |  | 0.31 | 10 | 212 | 30 |  | Fixed | Roof
Solar Registration Program | NJSRRE1541850871 | West Creek | 8092 | 18 | 12.09 | Residential | Yes | Behind the Meter | Suntuity Solar LLC | AC Electric | Accepted | 2019-08-16 | 2019-08-23 | 2020-08-23 | Yingli Green Energy | YL310D-30b | Solar Panels |  | 0.31 | 9 | 212 | 14 |  | Fixed | Roof
Solar Registration Program | NJSRRE1541850871 | West Creek | 8092 | 18 | 12.09 | Residential | Yes | Behind the Meter | Suntuity Solar LLC | AC Electric | Accepted | 2019-08-16 | 2019-08-23 | 2020-08-23 | Yingli Green Energy | YL310D-30b | Solar Panels |  | 0.31 | 9 | 302 | 30 |  | Fixed | Roof
Solar Registration Program | NJSRRE1541850871 | West Creek | 8092 | 18 | 12.09 | Residential | Yes | Behind the Meter | Suntuity Solar LLC | AC Electric | Accepted | 2019-08-16 | 2019-08-23 | 2020-08-23 | Yingli Green Energy | YL310D-30b | Solar Panels |  | 0.31 | 4 | 122 | 30 |  | Fixed | Roof
Solar Registration Program | NJSRRE1541850871 | West Creek | 8092 | 18 | 12.09 | Residential | Yes | Behind the Meter | Suntuity Solar LLC | AC Electric | Accepted | 2019-08-16 | 2019-08-23 | 2020-08-23 | Yingli Green Energy | YL310D-30b | Solar Panels |  | 0.31 | 3 | 212 | 40 |  | Fixed | Roof
Solar Registration Program | NJSRRE1541850871 | West Creek | 8092 | 18 | 12.09 | Residential | Yes | Behind the Meter | Suntuity Solar LLC | AC Electric | Accepted | 2019-08-16 | 2019-08-23 | 2020-08-23 | Yingli Green Energy | YL310D-30b | Solar Panels |  | 0.31 | 4 | 32 | 28 |  | Fixed | Roof
Solar Registration Program | NJSRRE1541850871 | West Creek | 8092 | 18 | 12.09 | Residential | Yes | Behind the Meter | Suntuity Solar LLC | AC Electric | Accepted | 2019-08-16 | 2019-08-23 | 2020-08-23 | Enphase Energy | IQ7-60-2-US | Inverters | 240 |  | 39 |  |  | 0.97 |  | Outdoor | Behind the PV Modules
Solar Registration Program | NJSRRE1541861742 | South Plainfield | 7080 | 11 | 12.09 | Residential | Yes | Behind the Meter | Suntuity Solar LLC | PSE&G | Accepted | 2019-08-20 | 2019-08-23 | 2020-08-23 | Yingli Green Energy | YL310D-30b | Solar Panels |  | 0.31 | 29 | 216 | 21 |  | Fixed | Roof
Solar Registration Program | NJSRRE1541861742 | South Plainfield | 7080 | 11 | 12.09 | Residential | Yes | Behind the Meter | Suntuity Solar LLC | PSE&G | Accepted | 2019-08-20 | 2019-08-23 | 2020-08-23 | Yingli Green Energy | YL310D-30b | Solar Panels |  | 0.31 | 10 | 36 | 21 |  | Fixed | Roof
Solar Registration Program | NJSRRE1541861742 | South Plainfield | 7080 | 11 | 12.09 | Residential | Yes | Behind the Meter | Suntuity Solar LLC | PSE&G | Accepted | 2019-08-20 | 2019-08-23 | 2020-08-23 | Enphase Energy | IQ7-60-2-US | Inverters | 240 |  | 39 |  |  | 0.97 |  | Outdoor | Behind the PV Modules
Solar Registration Program | NJSRRE1541883632 | Hamilton Township | 8619 | 12 | 12.09 | Residential | No | Behind the Meter | Suntuity Solar LLC | PSE&G | Accepted | 2019-08-26 | 2019-08-28 | 2020-08-28 | Yingli Green Energy | YL310D-30b | Solar Panels |  | 0.31 | 24 | 164 | 42 |  | Fixed | Roof
Solar Registration Program | NJSRRE1541883632 | Hamilton Township | 8619 | 12 | 12.09 | Residential | No | Behind the Meter | Suntuity Solar LLC | PSE&G | Accepted | 2019-08-26 | 2019-08-28 | 2020-08-28 | Yingli Green Energy | YL310D-30b | Solar Panels |  | 0.31 | 15 | 164 | 14 |  | Fixed | Roof
Solar Registration Program | NJSRRE1541883632 | Hamilton Township | 8619 | 12 | 12.09 | Residential | No | Behind the Meter | Suntuity Solar LLC | PSE&G | Accepted | 2019-08-26 | 2019-08-28 | 2020-08-28 | Enphase Energy | IQ7-60-2-US | Inverters | 240 |  | 39 |  |  | 0.97 |  | Outdoor | Behind the PV Modules
Solar Registration Program | NJSRRE1542182414 | Turnersville | 8012 | 14 | 12.09 | Residential | No | Behind the Meter | Orbit Energy & Power, LLC | AC Electric | Final As-Built Received | 2019-09-04 | 2019-09-06 | 2020-09-06 | axitec | axitec 310 | Solar Panels |  | 0.31 | 19 | 0 | 20 |  | Fixed | Roof
Solar Registration Program | NJSRRE1542182414 | Turnersville | 8012 | 14 | 12.09 | Residential | No | Behind the Meter | Orbit Energy & Power, LLC | AC Electric | Final As-Built Received | 2019-09-04 | 2019-09-06 | 2020-09-06 | axitec | axitec 310 | Solar Panels |  | 0.31 | 20 | 180 | 20 |  | Fixed | Roof
Solar Registration Program | NJSRRE1542182414 | Turnersville | 8012 | 14 | 12.09 | Residential | No | Behind the Meter | Orbit Energy & Power, LLC | AC Electric | Final As-Built Received | 2019-09-04 | 2019-09-06 | 2020-09-06 | enphase | iq7 | Inverters | 240 |  | 39 |  |  | 0.986 |  | Outside | panel
Solar Registration Program | NJSRRE1542182414 | Turnersville | 8012 | 14 | 12.09 | Residential | No | Behind the Meter | Orbit Energy & Power, LLC | AC Electric | Final As-Built Received | 2019-09-04 | 2019-09-06 | 2020-09-06 | enphase | envoy | Meters |  |  | 1 |  |  |  | Yes | Outdoor
Solar Registration Program | NJSRRE1542430748 | West Creek | 8092 | 18 | 12.09 | Residential | Yes | Behind the Meter | Suntuity Solar LLC | AC Electric | Accepted | 2019-09-24 | 2019-09-25 | 2020-09-25 | Yingli Green Energy | YL310D-30b | Solar Panels |  | 0.31 | 33 | 107 | 27 |  | Fixed | Roof
Solar Registration Program | NJSRRE1542430748 | West Creek | 8092 | 18 | 12.09 | Residential | Yes | Behind the Meter | Suntuity Solar LLC | AC Electric | Accepted | 2019-09-24 | 2019-09-25 | 2020-09-25 | Yingli Green Energy | YL310D-30b | Solar Panels |  | 0.31 | 6 | 196 | 41 |  | Fixed | Roof
Solar Registration Program | NJSRRE1542430748 | West Creek | 8092 | 18 | 12.09 | Residential | Yes | Behind the Meter | Suntuity Solar LLC | AC Electric | Accepted | 2019-09-24 | 2019-09-25 | 2020-09-25 | Enphase Energy | IQ7-60-2-US | Inverters | 240 |  | 39 |  |  | 0.97 |  | Outdoor | Behind the PV Modules
Solar Registration Program | NJSRRE1542474654 | Absecon | 8201 | 19 | 12.09 | Residential | Yes | Behind the Meter | All Season Solar | AC Electric | Accepted | 2019-10-01 | 2019-10-03 | 2020-10-03 | Trina | TSM DD05H 05 II 310W AUG 2019 | Solar Panels |  | 0.31 | 34 | 222 | 18 |  | Fixed | Roof
Solar Registration Program | NJSRRE1542474654 | Absecon | 8201 | 19 | 12.09 | Residential | Yes | Behind the Meter | All Season Solar | AC Electric | Accepted | 2019-10-01 | 2019-10-03 | 2020-10-03 | Trina | TSM DD05H 05 II 310W AUG 2019 | Solar Panels |  | 0.31 | 5 | 222 | 18 |  | Fixed | Roof
Solar Registration Program | NJSRRE1542474654 | Absecon | 8201 | 19 | 12.09 | Residential | Yes | Behind the Meter | All Season Solar | AC Electric | Accepted | 2019-10-01 | 2019-10-03 | 2020-10-03 | Enphase | IQ7 | Inverters | 240 |  | 39 |  |  | 0.97 |  | Outdoor | Under Module
Solar Registration Program | NJSRRE1542497246 | Toms River | 8753 | 18 | 12.09 | Residential | No | Behind the Meter | Powerlutions | JCP&L | Accepted | 2019-10-02 | 2019-10-04 | 2020-10-04 | Axitec | AC-310P/156-72S | Solar Panels |  | 0.31 | 22 | 112 | 39 |  | Fixed | Roof
Solar Registration Program | NJSRRE1542497246 | Toms River | 8753 | 18 | 12.09 | Residential | No | Behind the Meter | Powerlutions | JCP&L | Accepted | 2019-10-02 | 2019-10-04 | 2020-10-04 | Axitec | AC-310P/156-72S | Solar Panels |  | 0.31 | 17 | 203 | 12 |  | Fixed | Roof
Solar Registration Program | NJSRRE1542497246 | Toms River | 8753 | 18 | 12.09 | Residential | No | Behind the Meter | Powerlutions | JCP&L | Accepted | 2019-10-02 | 2019-10-04 | 2020-10-04 | Solar Edge | SE10000H-US | Inverters | 10 |  | 1 |  |  | 0.99 |  | Outdoor | Near Meter
Solar Registration Program | NJSRRE1542514920 | Rio Grande | 8242 | 21 | 12.09 | Residential | Yes | Behind the Meter | Orbit Energy & Power, LLC | AC Electric | Accepted | 2019-10-08 | 2019-10-10 | 2020-10-10 | trina | tsm 310 | Solar Panels |  | 0.31 | 20 | 208 | 20 |  | Fixed | Roof
Solar Registration Program | NJSRRE1542514920 | Rio Grande | 8242 | 21 | 12.09 | Residential | Yes | Behind the Meter | Orbit Energy & Power, LLC | AC Electric | Accepted | 2019-10-08 | 2019-10-10 | 2020-10-10 | trina | tsm310 | Solar Panels |  | 0.31 | 19 | 28 | 20 |  | Fixed | Roof
Solar Registration Program | NJSRRE1542514920 | Rio Grande | 8242 | 21 | 12.09 | Residential | Yes | Behind the Meter | Orbit Energy & Power, LLC | AC Electric | Accepted | 2019-10-08 | 2019-10-10 | 2020-10-10 | enphase | iq7 | Inverters | 240 |  | 39 |  |  | 0.986 |  | Outside | panel
Solar Registration Program | NJSRRE1542540398 | Toms River | 8753 | 18 | 12.09 | Residential | No | Behind the Meter | Kopp Electric Company | JCP&L | Accepted | 2019-10-14 | 2019-10-16 | 2020-10-16 | CertainTeed | CT300M11-03 | Solar Panels |  | 0.31 | 39 | 115 | 26 |  | Fixed | Roof
Solar Registration Program | NJSRRE1542540398 | Toms River | 8753 | 18 | 12.09 | Residential | No | Behind the Meter | Kopp Electric Company | JCP&L | Accepted | 2019-10-14 | 2019-10-16 | 2020-10-16 | Solar Edge | SE11400H-US | Inverters | 11400 |  | 1 |  |  | 0.975 |  | Outdoor | next to meter
Solar Registration Program | NJSRRE1542568697 | Seaville | 8230 | 21 | 12.09 | Residential | Yes | Behind the Meter | All Season Solar | AC Electric | Accepted | 2019-10-21 | 2019-10-23 | 2020-10-23 | Trina | TSM DD05H.05II 310W AUG 2019 | Solar Panels |  | 0.31 | 25 | 223 | 23 |  | Fixed | Roof
Solar Registration Program | NJSRRE1542568697 | Seaville | 8230 | 21 | 12.09 | Residential | Yes | Behind the Meter | All Season Solar | AC Electric | Accepted | 2019-10-21 | 2019-10-23 | 2020-10-23 | Trina | TSM DD05H.05II 310W AUG 2019 | Solar Panels |  | 0.31 | 14 | 43 | 23 |  | Fixed | Roof
Solar Registration Program | NJSRRE1542568697 | Seaville | 8230 | 21 | 12.09 | Residential | Yes | Behind the Meter | All Season Solar | AC Electric | Accepted | 2019-10-21 | 2019-10-23 | 2020-10-23 | Enphase | IQ7 | Inverters | 240 |  | 39 |  |  | 0.97 |  | Outdoor | Under Module
Solar Registration Program | NJSRRE1542568703 | Little Egg Harbor | 8087 | 18 | 12.09 | Residential | Yes | Behind the Meter | Solar Energy World | AC Electric | Accepted | 2019-10-21 | 2019-10-23 | 2020-10-23 | LONGi Green Energy Technology | LR6-60PE-310M | Solar Panels |  | 0.31 | 39 | 152 | 22 |  | Fixed | Roof
Solar Registration Program | NJSRRE1542568703 | Little Egg Harbor | 8087 | 18 | 12.09 | Residential | Yes | Behind the Meter | Solar Energy World | AC Electric | Accepted | 2019-10-21 | 2019-10-23 | 2020-10-23 | Solar Edge | SE10000H-USRGM | Inverters | 10000 |  | 1 |  |  | 0.98 |  | Outside | near meter
Solar Registration Program | NJSRRE1542832930 | Lakewood | 8701 | 18 | 12.09 | Residential | No | Behind the Meter | Powerlutions | JCP&L | Accepted | 2019-10-30 | 2019-11-01 | 2020-11-01 | Axitec | AC-310P/156-72S | Solar Panels |  | 0.31 | 39 | 187 | 31 |  | Fixed | Roof
Solar Registration Program | NJSRRE1542832930 | Lakewood | 8701 | 18 | 12.09 | Residential | No | Behind the Meter | Powerlutions | JCP&L | Accepted | 2019-10-30 | 2019-11-01 | 2020-11-01 | Solar Edge | SE10000H-US | Inverters | 10 |  | 1 |  |  | 0.99 |  | Outdoor | Near Meter
Solar Registration Program | NJSRRE1542851323 | Bridgeton | 8302 | 20 | 12.09 | Residential | Yes | Behind the Meter | Sun Up Zero Down | AC Electric | Accepted | 2019-10-31 | 2019-11-05 | 2020-11-05 | Trina | TSM-310 DD05A.05 (II) | Solar Panels |  | 0.31 | 11 | 261 | 40 |  | Fixed | Roof
Solar Registration Program | NJSRRE1542851323 | Bridgeton | 8302 | 20 | 12.09 | Residential | Yes | Behind the Meter | Sun Up Zero Down | AC Electric | Accepted | 2019-10-31 | 2019-11-05 | 2020-11-05 | trina | TSM-310 DD05A.05 (II) | Solar Panels |  | 0.31 | 15 | 171 | 40 |  | Fixed | Roof
Solar Registration Program | NJSRRE1542851323 | Bridgeton | 8302 | 20 | 12.09 | Residential | Yes | Behind the Meter | Sun Up Zero Down | AC Electric | Accepted | 2019-10-31 | 2019-11-05 | 2020-11-05 | trina | TSM-310 DD05A.05 (II) | Solar Panels |  | 0.31 | 7 | 171 | 40 |  | Fixed | Roof
Solar Registration Program | NJSRRE1542851323 | Bridgeton | 8302 | 20 | 12.09 | Residential | Yes | Behind the Meter | Sun Up Zero Down | AC Electric | Accepted | 2019-10-31 | 2019-11-05 | 2020-11-05 | trina | TSM-310 DD05A.05 (II) | Solar Panels |  | 0.31 | 6 | 81 | 40 |  | Fixed | Roof
Solar Registration Program | NJSRRE1542851323 | Bridgeton | 8302 | 20 | 12.09 | Residential | Yes | Behind the Meter | Sun Up Zero Down | AC Electric | Accepted | 2019-10-31 | 2019-11-05 | 2020-11-05 | enphase | IQ7-60-2-US | Inverters | 310 |  | 39 |  |  | 0.976 |  | Other | outside wall
Solar Registration Program | NJSRRE1542883144 | Willingboro | 8046 | 13 | 12.09 | Residential | Yes | Behind the Meter | Orbit Energy & Power, LLC | PSE&G | Accepted | 2019-11-01 | 2019-11-05 | 2020-11-05 | trina | tsm 310 | Solar Panels |  | 0.31 | 3 | 237 | 15 |  | Fixed | Roof
Solar Registration Program | NJSRRE1542883144 | Willingboro | 8046 | 13 | 12.09 | Residential | Yes | Behind the Meter | Orbit Energy & Power, LLC | PSE&G | Accepted | 2019-11-01 | 2019-11-05 | 2020-11-05 | trina | tsm 310 | Solar Panels |  | 0.31 | 15 | 147 | 15 |  | Fixed | Roof
Solar Registration Program | NJSRRE1542883144 | Willingboro | 8046 | 13 | 12.09 | Residential | Yes | Behind the Meter | Orbit Energy & Power, LLC | PSE&G | Accepted | 2019-11-01 | 2019-11-05 | 2020-11-05 | trina | tsm 310 | Solar Panels |  | 0.31 | 21 | 237 | 20 |  | Fixed | Roof
Solar Registration Program | NJSRRE1542883144 | Willingboro | 8046 | 13 | 12.09 | Residential | Yes | Behind the Meter | Orbit Energy & Power, LLC | PSE&G | Accepted | 2019-11-01 | 2019-11-05 | 2020-11-05 | enphase | iq7 | Inverters | 240 |  | 39 |  |  | 0.986 |  | Outside | panel
Solar Registration Program | NJSRRE1542909569 | Stratford | 8084 | 14 | 12.09 | Residential | Yes | Behind the Meter | Orbit Energy & Power, LLC | AC Electric | Accepted | 2019-11-04 | 2019-11-06 | 2020-11-06 | trina | tsm 310 | Solar Panels |  | 0.31 | 39 | 141 | 7 |  | Fixed | Roof
Solar Registration Program | NJSRRE1542909569 | Stratford | 8084 | 14 | 12.09 | Residential | Yes | Behind the Meter | Orbit Energy & Power, LLC | AC Electric | Accepted | 2019-11-04 | 2019-11-06 | 2020-11-06 | enphase | iq7 | Inverters | 240 |  | 39 |  |  | 0.986 |  | Outside | panel
Solar Registration Program | NJSRRE1543067837 | Lakewood | 8701 | 18 | 12.09 | Residential | No | Behind the Meter | Powerlutions | JCP&L | Accepted | 2019-11-12 | 2019-11-15 | 2020-11-15 | Trina | TSM-310 DD05A | Solar Panels |  | 0.31 | 39 | 187 | 34 |  | Fixed | Roof
Solar Registration Program | NJSRRE1543067837 | Lakewood | 8701 | 18 | 12.09 | Residential | No | Behind the Meter | Powerlutions | JCP&L | Accepted | 2019-11-12 | 2019-11-15 | 2020-11-15 | Solar Edge | SE10000H-US | Inverters | 10 |  | 1 |  |  | 0.99 |  | Outdoor | Near Meter
Solar Registration Program | NJSRRE1543123225 | Marlboro | 7746 | 17 | 12.09 | Residential | No | Behind the Meter | Ampericon | JCP&L | Accepted | 2019-11-12 | 2019-11-15 | 2020-11-15 | Silfab | slA-M-310 | Solar Panels |  | 0.31 | 14 | 143 | 25 |  | Fixed | Roof
Solar Registration Program | NJSRRE1543123225 | Marlboro | 7746 | 17 | 12.09 | Residential | No | Behind the Meter | Ampericon | JCP&L | Accepted | 2019-11-12 | 2019-11-15 | 2020-11-15 | Silfab | slA-M-310 | Solar Panels |  | 0.31 | 11 | 53 | 25 |  | Fixed | Roof
Solar Registration Program | NJSRRE1543123225 | Marlboro | 7746 | 17 | 12.09 | Residential | No | Behind the Meter | Ampericon | JCP&L | Accepted | 2019-11-12 | 2019-11-15 | 2020-11-15 | Silfab | slA-M-310 | Solar Panels |  | 0.31 | 6 | 143 | 25 |  | Fixed | Roof
Solar Registration Program | NJSRRE1543123225 | Marlboro | 7746 | 17 | 12.09 | Residential | No | Behind the Meter | Ampericon | JCP&L | Accepted | 2019-11-12 | 2019-11-15 | 2020-11-15 | Silfab | slA-M-310 | Solar Panels |  | 0.31 | 8 | 53 | 25 |  | Fixed | Roof
Solar Registration Program | NJSRRE1543123225 | Marlboro | 7746 | 17 | 12.09 | Residential | No | Behind the Meter | Ampericon | JCP&L | Accepted | 2019-11-12 | 2019-11-15 | 2020-11-15 | EnPhase | IQ7 | Inverters | 240 |  | 39 |  |  | 0.965 |  | Other | Roof
Solar Registration Program | NJSRRE1543162961 | Cherry Hill | 8003 | 14 | 12.09 | Residential | No | Behind the Meter | Skyline Solar LLC | PSE&G | Accepted | 2019-11-13 | 2019-11-15 | 2020-11-15 | Certainteed | CT310M11-02 | Solar Panels |  | 0.31 | 16 | 264 | 39 |  | Fixed | Roof
Solar Registration Program | NJSRRE1543162961 | Cherry Hill | 8003 | 14 | 12.09 | Residential | No | Behind the Meter | Skyline Solar LLC | PSE&G | Accepted | 2019-11-13 | 2019-11-15 | 2020-11-15 | Certainteed | CT310M11-02 | Solar Panels |  | 0.31 | 23 | 174 | 24 |  | Fixed | Roof
Solar Registration Program | NJSRRE1543162961 | Cherry Hill | 8003 | 14 | 12.09 | Residential | No | Behind the Meter | Skyline Solar LLC | PSE&G | Accepted | 2019-11-13 | 2019-11-15 | 2020-11-15 | Solaredge | SE10000H-US | Inverters | 10000 |  | 1 |  |  | 0.99 |  | Outdoor | N/A
Solar Registration Program | NJSRRE1543436899 | Mt Ephraim | 8059 | 14 | 12.09 | Residential | Yes | Behind the Meter | Orbit Energy & Power, LLC | PSE&G | Accepted | 2019-11-22 | 2019-11-26 | 2020-11-26 | TRINA SOLAR | TSM-DD05A.08(II) 310W | Solar Panels |  | 0.31 | 20 | 275 | 18 |  | Fixed | Roof
Solar Registration Program | NJSRRE1543436899 | Mt Ephraim | 8059 | 14 | 12.09 | Residential | Yes | Behind the Meter | Orbit Energy & Power, LLC | PSE&G | Accepted | 2019-11-22 | 2019-11-26 | 2020-11-26 | TRINA SOLAR | TSM-DD05A.08(II) 310W | Solar Panels |  | 0.31 | 9 | 185 | 21 |  | Fixed | Roof
Solar Registration Program | NJSRRE1543436899 | Mt Ephraim | 8059 | 14 | 12.09 | Residential | Yes | Behind the Meter | Orbit Energy & Power, LLC | PSE&G | Accepted | 2019-11-22 | 2019-11-26 | 2020-11-26 | TRINA SOLAR | TSM-DD05A.08(II) 310W | Solar Panels |  | 0.31 | 10 | 95 | 18 |  | Fixed | Roof
Solar Registration Program | NJSRRE1543436899 | Mt Ephraim | 8059 | 14 | 12.09 | Residential | Yes | Behind the Meter | Orbit Energy & Power, LLC | PSE&G | Accepted | 2019-11-22 | 2019-11-26 | 2020-11-26 | ENPHASE | IQ7-60-2-US | Inverters | 0.24 |  | 39 |  |  | 0.99 |  | Outside | ROOF
Solar Registration Program | NJSRRE1543446641 | Lakewood | 8701 | 18 | 12.09 | Residential | No | Behind the Meter | Powerlutions | JCP&L | Accepted | 2019-11-26 | 2019-12-02 | 2020-12-02 | trina | TSM-310 DD05A | Solar Panels |  | 0.31 | 17 | 187 | 29 |  | Fixed | Roof
Solar Registration Program | NJSRRE1543446641 | Lakewood | 8701 | 18 | 12.09 | Residential | No | Behind the Meter | Powerlutions | JCP&L | Accepted | 2019-11-26 | 2019-12-02 | 2020-12-02 | trina | TSM-310 DD05A | Solar Panels |  | 0.31 | 22 | 97 | 38 |  | Fixed | Roof
Solar Registration Program | NJSRRE1543446641 | Lakewood | 8701 | 18 | 12.09 | Residential | No | Behind the Meter | Powerlutions | JCP&L | Accepted | 2019-11-26 | 2019-12-02 | 2020-12-02 | SolarEdge | SE10000H-US | Inverters | 10 |  | 1 |  |  | 0.99 |  | Outdoor | near Meter
Solar Registration Program | NJSRRE1543463406 | Titusville | 8560 | 12 | 12.09 | Residential | No | Behind the Meter | Whitman Construction, LLC | JCP&L | Accepted | 2019-12-02 | 2019-12-04 | 2020-12-04 | Trina Solar | TSM-310DD05A | Solar Panels |  | 0.31 | 39 | 175 | 22 |  | Fixed | Roof
Solar Registration Program | NJSRRE1543463406 | Titusville | 8560 | 12 | 12.09 | Residential | No | Behind the Meter | Whitman Construction, LLC | JCP&L | Accepted | 2019-12-02 | 2019-12-04 | 2020-12-04 | Trina Solar | TSM-310DD05A | Solar Panels |  | 0.31 | 39 | 175 | 22 |  | Fixed | Roof
Solar Registration Program | NJSRRE1543463406 | Titusville | 8560 | 12 | 12.09 | Residential | No | Behind the Meter | Whitman Construction, LLC | JCP&L | Accepted | 2019-12-02 | 2019-12-04 | 2020-12-04 | Trina Solar | TSM-310DD05A | Solar Panels |  | 0.31 | 39 | 175 | 22 |  | Fixed | Roof
Solar Registration Program | NJSRRE1543463406 | Titusville | 8560 | 12 | 12.09 | Residential | No | Behind the Meter | Whitman Construction, LLC | JCP&L | Accepted | 2019-12-02 | 2019-12-04 | 2020-12-04 | Trina Solar | TSM-310DD05A | Solar Panels |  | 0.31 | 39 | 175 | 22 |  | Fixed | Roof
Solar Registration Program | NJSRRE1543463406 | Titusville | 8560 | 12 | 12.09 | Residential | No | Behind the Meter | Whitman Construction, LLC | JCP&L | Accepted | 2019-12-02 | 2019-12-04 | 2020-12-04 | Enphase Energy | IQ7-60-2-US | Inverters | 0.24 |  | 39 |  |  | 0.976 |  | Outside | roof
Solar Registration Program | NJSRRE1543463406 | Titusville | 8560 | 12 | 12.09 | Residential | No | Behind the Meter | Whitman Construction, LLC | JCP&L | Accepted | 2019-12-02 | 2019-12-04 | 2020-12-04 | Enphase Energy | IQ7-60-2-US | Inverters | 0.24 |  | 39 |  |  | 0.976 |  | Outside | roof
Solar Registration Program | NJSRRE1543463406 | Titusville | 8560 | 12 | 12.09 | Residential | No | Behind the Meter | Whitman Construction, LLC | JCP&L | Accepted | 2019-12-02 | 2019-12-04 | 2020-12-04 | Enphase Energy | IQ7-60-2-US | Inverters | 0.24 |  | 39 |  |  | 0.976 |  | Outside | roof
Solar Registration Program | NJSRRE1543463406 | Titusville | 8560 | 12 | 12.09 | Residential | No | Behind the Meter | Whitman Construction, LLC | JCP&L | Accepted | 2019-12-02 | 2019-12-04 | 2020-12-04 | Enphase Energy | IQ7-60-2-US | Inverters | 0.24 |  | 39 |  |  | 0.976 |  | Outside | roof
Solar Registration Program | NJSRRE1543474321 | Margate City | 8402 | 19 | 12.09 | Residential | Yes | Behind the Meter | All Season Solar | AC Electric | Accepted | 2019-12-03 | 2019-12-05 | 2020-12-05 | Trina | TSM DD05H.05 II 310W AUG 2019 | Solar Panels |  | 0.31 | 2 | 232 | 45 |  | Fixed | Roof
Solar Registration Program | NJSRRE1543474321 | Margate City | 8402 | 19 | 12.09 | Residential | Yes | Behind the Meter | All Season Solar | AC Electric | Accepted | 2019-12-03 | 2019-12-05 | 2020-12-05 | Trina | TSM DD05H.05 II 310W AUG 2019 | Solar Panels |  | 0.31 | 25 | 52 | 32 |  | Fixed | Roof
Solar Registration Program | NJSRRE1543474321 | Margate City | 8402 | 19 | 12.09 | Residential | Yes | Behind the Meter | All Season Solar | AC Electric | Accepted | 2019-12-03 | 2019-12-05 | 2020-12-05 | Trina | TSM DD05H.05 II 310W AUG 2019 | Solar Panels |  | 0.31 | 10 | 142 | 26 |  | Fixed | Roof
Solar Registration Program | NJSRRE1543474321 | Margate City | 8402 | 19 | 12.09 | Residential | Yes | Behind the Meter | All Season Solar | AC Electric | Accepted | 2019-12-03 | 2019-12-05 | 2020-12-05 | Trina | TSM DD05H.05 II 310W AUG 2019 | Solar Panels |  | 0.31 | 2 | 232 | 45 |  | Fixed | Roof
Solar Registration Program | NJSRRE1543474321 | Margate City | 8402 | 19 | 12.09 | Residential | Yes | Behind the Meter | All Season Solar | AC Electric | Accepted | 2019-12-03 | 2019-12-05 | 2020-12-05 | Enphase | IQ7 | Inverters | 240 |  | 39 |  |  | 0.97 |  | Outdoor | Under Module
Solar Registration Program | NJSRRE1543474489 | Sicklerville | 8081 | 14 | 12.09 | Residential | Yes | Behind the Meter | Orbit Energy & Power, LLC | AC Electric | Accepted | 2019-12-03 | 2019-12-05 | 2020-12-05 | TRINA SOLAR | TSM-DD05A.08(II) 310W | Solar Panels |  | 0.31 | 27 | 221 | 29 |  | Fixed | Roof
Solar Registration Program | NJSRRE1543474489 | Sicklerville | 8081 | 14 | 12.09 | Residential | Yes | Behind the Meter | Orbit Energy & Power, LLC | AC Electric | Accepted | 2019-12-03 | 2019-12-05 | 2020-12-05 | TRINA SOLAR | TSM-DD05A.08(II) 310W | Solar Panels |  | 0.31 | 12 | 41 | 22 |  | Fixed | Roof
Solar Registration Program | NJSRRE1543474489 | Sicklerville | 8081 | 14 | 12.09 | Residential | Yes | Behind the Meter | Orbit Energy & Power, LLC | AC Electric | Accepted | 2019-12-03 | 2019-12-05 | 2020-12-05 | ENPHASE | IQ7-60-2-US | Inverters | 0.24 |  | 39 |  |  | 0.99 |  | Outside | ROOF
Solar Registration Program | NJSRRE1543481301 | Garfield | 7026 | 7 | 12.09 | Residential | No | Behind the Meter | Skyline Solar LLC | PSE&G | Accepted | 2019-12-05 | 2019-12-09 | 2020-12-09 | Certainteed | CT310M11-02 | Solar Panels |  | 0.31 | 15 | 73 | 16 |  | Fixed | Roof
Solar Registration Program | NJSRRE1543481301 | Garfield | 7026 | 7 | 12.09 | Residential | No | Behind the Meter | Skyline Solar LLC | PSE&G | Accepted | 2019-12-05 | 2019-12-09 | 2020-12-09 | Certainteed | CT310M11-02 | Solar Panels |  | 0.31 | 24 | 253 | 16 |  | Fixed | Roof
Solar Registration Program | NJSRRE1543481301 | Garfield | 7026 | 7 | 12.09 | Residential | No | Behind the Meter | Skyline Solar LLC | PSE&G | Accepted | 2019-12-05 | 2019-12-09 | 2020-12-09 | Solaredge | SE10000H-US | Inverters | 10000 |  | 1 |  |  | 0.99 |  | Outdoor | N/A
Solar Registration Program | NJSRRE1543482532 | Lakewood | 8701 | 18 | 12.09 | Residential | No | Behind the Meter | Powerlutions | JCP&L | Accepted | 2019-12-05 | 2019-12-10 | 2020-12-10 | Trina | TSM-310 DD05A | Solar Panels |  | 0.31 | 7 | 276 | 39 |  | Fixed | Roof
Solar Registration Program | NJSRRE1543482532 | Lakewood | 8701 | 18 | 12.09 | Residential | No | Behind the Meter | Powerlutions | JCP&L | Accepted | 2019-12-05 | 2019-12-10 | 2020-12-10 | Trina | TSM-310 DD05A | Solar Panels |  | 0.31 | 32 | 186 | 28 |  | Fixed | Roof
Solar Registration Program | NJSRRE1543482532 | Lakewood | 8701 | 18 | 12.09 | Residential | No | Behind the Meter | Powerlutions | JCP&L | Accepted | 2019-12-05 | 2019-12-10 | 2020-12-10 | Enphase | IQ7-60-2-US | Inverters | 240 |  | 39 |  |  | 0.97 |  | Outdoor | near panel
Solar Registration Program | NJSRRE1543495775 | Sicklerville | 8081 | 14 | 12.09 | Residential | Yes | Behind the Meter | Orbit Energy & Power, LLC | AC Electric | Accepted | 2019-12-06 | 2019-12-10 | 2020-12-10 | TRINA SOLAR | TSM-DD05A.08 (II) 310W | Solar Panels |  | 0.31 | 20 | 76 | 29 |  | Fixed | Roof
Solar Registration Program | NJSRRE1543495775 | Sicklerville | 8081 | 14 | 12.09 | Residential | Yes | Behind the Meter | Orbit Energy & Power, LLC | AC Electric | Accepted | 2019-12-06 | 2019-12-10 | 2020-12-10 | TRINA SOLAR | TSM-DD05A.08 (II) 310W | Solar Panels |  | 0.31 | 19 | 256 | 29 |  | Fixed | Roof
Solar Registration Program | NJSRRE1543495775 | Sicklerville | 8081 | 14 | 12.09 | Residential | Yes | Behind the Meter | Orbit Energy & Power, LLC | AC Electric | Accepted | 2019-12-06 | 2019-12-10 | 2020-12-10 | ENPHASE | IQ7-60-2-US | Inverters | 0.24 |  | 39 |  |  | 0.99 |  | Outside | ROOF
Solar Registration Program | NJSRRE1543513299 | Ocean | 7712 | 17 | 12.09 | Residential | No | Behind the Meter | Sundial Solar Innovations | JCP&L | Accepted | 2019-12-11 | 2019-12-16 | 2020-12-16 | Mission | MSE310 PERC60 | Solar Panels |  | 0.31 | 39 | 165 | 20 |  | Fixed | Roof
Solar Registration Program | NJSRRE1543513299 | Ocean | 7712 | 17 | 12.09 | Residential | No | Behind the Meter | Sundial Solar Innovations | JCP&L | Accepted | 2019-12-11 | 2019-12-16 | 2020-12-16 | Enphase | IQ7+ | Inverters | 290 |  | 39 |  |  | 0.97 |  | Outside | roof
Solar Registration Program | NJSRRE1543552660 | Burlington TWP | 8016 | 13 | 12.09 | Residential | Yes | Behind the Meter | 1st Light Energy Inc | PSE&G | Accepted | 2019-12-16 | 2019-12-19 | 2020-12-19 | Longi | LR6-60HPB-310M | Solar Panels |  | 0.31 | 14 | 39 | 23 |  | Fixed | Roof
Solar Registration Program | NJSRRE1543552660 | Burlington TWP | 8016 | 13 | 12.09 | Residential | Yes | Behind the Meter | 1st Light Energy Inc | PSE&G | Accepted | 2019-12-16 | 2019-12-19 | 2020-12-19 | Longi | LR6-60HPB-310M | Solar Panels |  | 0.31 | 10 | 219 | 23 |  | Fixed | Roof
Solar Registration Program | NJSRRE1543552660 | Burlington TWP | 8016 | 13 | 12.09 | Residential | Yes | Behind the Meter | 1st Light Energy Inc | PSE&G | Accepted | 2019-12-16 | 2019-12-19 | 2020-12-19 | Longi | LR6-60HPB-310M | Solar Panels |  | 0.31 | 15 | 128 | 18 |  | Fixed | Roof
Solar Registration Program | NJSRRE1543552660 | Burlington TWP | 8016 | 13 | 12.09 | Residential | Yes | Behind the Meter | 1st Light Energy Inc | PSE&G | Accepted | 2019-12-16 | 2019-12-19 | 2020-12-19 | SolarEdge | SE10000H-USRGM (240V) | Inverters | 10000 |  | 1 |  |  | 0.99 |  | Outside | within 10 feet of meter
Solar Registration Program | NJSRRE1540973134 | Paterson | 7503 | 6 | 12.1 | Residential | Yes | Behind the Meter | SunPower Corporation, Systems | PSE&G | Accepted | 2019-05-10 | 2019-05-14 | 2020-05-14 | SUNPOWER | SPR-E20-327-E-AC | Solar Panels |  | 0.327 | 13 | 217 | 8 |  | Fixed | Roof
Solar Registration Program | NJSRRE1540973134 | Paterson | 7503 | 6 | 12.1 | Residential | Yes | Behind the Meter | SunPower Corporation, Systems | PSE&G | Accepted | 2019-05-10 | 2019-05-14 | 2020-05-14 | SUNPOWER | SPR-E20-327-E-AC | Solar Panels |  | 0.327 | 12 | 217 | 18 |  | Fixed | Roof
Solar Registration Program | NJSRRE1540973134 | Paterson | 7503 | 6 | 12.1 | Residential | Yes | Behind the Meter | SunPower Corporation, Systems | PSE&G | Accepted | 2019-05-10 | 2019-05-14 | 2020-05-14 | SUNPOWER | SPR-E20-327-E-AC | Solar Panels |  | 0.327 | 12 | 217 | 30 |  | Fixed | Roof
Solar Registration Program | NJSRRE1540973134 | Paterson | 7503 | 6 | 12.1 | Residential | Yes | Behind the Meter | SunPower Corporation, Systems | PSE&G | Accepted | 2019-05-10 | 2019-05-14 | 2020-05-14 | SUNPOWER | SPR-E20-327-E-AC | Inverters | 320 |  | 37 |  |  | 0.96 |  | Other | under each panel
Solar Registration Program | NJSRRE1541032088 | ATLANTIC HIGHLANDS | 7716 | 17 | 12.1 | Residential | No | Behind the Meter | SEA BRIGHT SOLAR, LLC | JCP&L | Accepted | 2019-05-22 | 2019-05-28 | 2020-05-28 | SUNPOWER | SPR-E20-327-C-AC | Solar Panels |  | 0.327 | 29 | 210 | 2 |  | Fixed | Roof | SW
Solar Registration Program | NJSRRE1541032088 | ATLANTIC HIGHLANDS | 7716 | 17 | 12.1 | Residential | No | Behind the Meter | SEA BRIGHT SOLAR, LLC | JCP&L | Accepted | 2019-05-22 | 2019-05-28 | 2020-05-28 | SUNPOWER | SPR-E20-327-C-AC | Solar Panels |  | 0.327 | 8 | 210 | 30 |  | Fixed | Roof | SW
Solar Registration Program | NJSRRE1541032088 | ATLANTIC HIGHLANDS | 7716 | 17 | 12.1 | Residential | No | Behind the Meter | SEA BRIGHT SOLAR, LLC | JCP&L | Accepted | 2019-05-22 | 2019-05-28 | 2020-05-28 | SUNPOWER | SPR-E20-327-C-AC | Inverters | 320 |  | 37 |  |  | 0.96 |  | Outside | BENEATH ARRAY
Solar Registration Program | NJSRRE1541063694 | Maplewood | 7040 | 9 | 12.1 | Residential | No | Behind the Meter | SunPower Corporation, Systems | PSE&G | Accepted | 2019-05-31 | 2019-06-04 | 2020-06-04 | SUNPOWER | SPR-E20-327-E-AC | Solar Panels |  | 0.327 | 17 | 302 | 23 |  | Fixed | Roof
Solar Registration Program | NJSRRE1541063694 | Maplewood | 7040 | 9 | 12.1 | Residential | No | Behind the Meter | SunPower Corporation, Systems | PSE&G | Accepted | 2019-05-31 | 2019-06-04 | 2020-06-04 | SUNPOWER | SPR-E20-327-E-AC | Solar Panels |  | 0.327 | 20 | 122 | 23 |  | Fixed | Roof
Solar Registration Program | NJSRRE1541063694 | Maplewood | 7040 | 9 | 12.1 | Residential | No | Behind the Meter | SunPower Corporation, Systems | PSE&G | Accepted | 2019-05-31 | 2019-06-04 | 2020-06-04 | SUNPOWER | SPR-E20-327-E-AC | Inverters | 320 |  | 37 |  |  | 0.96 |  | Other | under each panel
Solar Registration Program | NJSRRE1542372999 | Westampton | 8060 | 13 | 12.1 | Residential | Yes | Behind the Meter | Vision Solar LLC | PSE&G | Accepted | 2019-09-09 | 2019-09-11 | 2020-09-11 | sunpower | e20-327-e-ac | Solar Panels |  | 0.327 | 15 | 215 | 27 |  | Fixed | Roof
Solar Registration Program | NJSRRE1542372999 | Westampton | 8060 | 13 | 12.1 | Residential | Yes | Behind the Meter | Vision Solar LLC | PSE&G | Accepted | 2019-09-09 | 2019-09-11 | 2020-09-11 | sunpower | e20-327-e-ac | Solar Panels |  | 0.327 | 4 | 215 | 27 |  | Fixed | Roof
Solar Registration Program | NJSRRE1542372999 | Westampton | 8060 | 13 | 12.1 | Residential | Yes | Behind the Meter | Vision Solar LLC | PSE&G | Accepted | 2019-09-09 | 2019-09-11 | 2020-09-11 | sunpower | e20-327-e-ac | Solar Panels |  | 0.327 | 4 | 35 | 27 |  | Fixed | Roof
Solar Registration Program | NJSRRE1542372999 | Westampton | 8060 | 13 | 12.1 | Residential | Yes | Behind the Meter | Vision Solar LLC | PSE&G | Accepted | 2019-09-09 | 2019-09-11 | 2020-09-11 | sunpower | e20-327-e-ac | Solar Panels |  | 0.327 | 14 | 35 | 27 |  | Fixed | Roof
Solar Registration Program | NJSRRE1542372999 | Westampton | 8060 | 13 | 12.1 | Residential | Yes | Behind the Meter | Vision Solar LLC | PSE&G | Accepted | 2019-09-09 | 2019-09-11 | 2020-09-11 | sunpower | e20-327-e-ac | Inverters | 0.32 |  | 37 |  |  | 0.96 |  | Other | behind panels
Solar Registration Program | NJSRRE1542548518 | South Brunswick | 8810 | 11 | 12.1 | Residential | No | Behind the Meter | Sunpower Capital LLC | PSE&G | Accepted | 2019-10-16 | 2019-10-18 | 2020-10-18 | SUNPOWER | 327W | Solar Panels |  | 0.327 | 37 | 268 | 23 |  | Fixed | Roof
Solar Registration Program | NJSRRE1542548518 | South Brunswick | 8810 | 11 | 12.1 | Residential | No | Behind the Meter | Sunpower Capital LLC | PSE&G | Accepted | 2019-10-16 | 2019-10-18 | 2020-10-18 | SUNPOWER | TYPE E | Inverters | 320 |  | 37 |  |  | 0.92 |  | Outside | NA
Solar Registration Program | NJSRRE1542946703 | Hightstown | 8520 | 12 | 12.1 | Residential | Yes | Behind the Meter | GenRenew, LLC | JCP&L | Accepted | 2019-11-05 | 2019-11-06 | 2020-11-06 | sunpower | SPR-E20-327-E-AC | Solar Panels |  | 0.327 | 11 | 282 | 18 |  | Fixed | Roof
Solar Registration Program | NJSRRE1542946703 | Hightstown | 8520 | 12 | 12.1 | Residential | Yes | Behind the Meter | GenRenew, LLC | JCP&L | Accepted | 2019-11-05 | 2019-11-06 | 2020-11-06 | sunpower | SPR-E20-327-E-AC | Solar Panels |  | 0.327 | 16 | 192 | 18 |  | Fixed | Roof
Solar Registration Program | NJSRRE1542946703 | Hightstown | 8520 | 12 | 12.1 | Residential | Yes | Behind the Meter | GenRenew, LLC | JCP&L | Accepted | 2019-11-05 | 2019-11-06 | 2020-11-06 | sunpower | SPR-E20-327-E-AC | Solar Panels |  | 0.327 | 10 | 102 | 18 |  | Fixed | Roof
Solar Registration Program | NJSRRE1542946703 | Hightstown | 8520 | 12 | 12.1 | Residential | Yes | Behind the Meter | GenRenew, LLC | JCP&L | Accepted | 2019-11-05 | 2019-11-06 | 2020-11-06 | sunpower | MI-C-320-US208/240-10 | Inverters | 320 |  | 37 |  |  | 0.96 |  | Outdoor | microinverter located under modules
Solar Registration Program | NJSRRE1543543152 | Parlin | 8859 | 11 | 12.1 | Residential | Yes | Behind the Meter | GenRenew, LLC | JCP&L | Accepted | 2019-12-13 | 2019-12-18 | 2020-12-18 | sunpower | SPR-E20-327-E-AC | Solar Panels |  | 0.327 | 9 | 95 | 23 |  | Fixed | Roof
Solar Registration Program | NJSRRE1543543152 | Parlin | 8859 | 11 | 12.1 | Residential | Yes | Behind the Meter | GenRenew, LLC | JCP&L | Accepted | 2019-12-13 | 2019-12-18 | 2020-12-18 | sunpower | SPR-E20-327-E-AC | Solar Panels |  | 0.327 | 28 | 275 | 23 |  | Fixed | Roof
Solar Registration Program | NJSRRE1543543152 | Parlin | 8859 | 11 | 12.1 | Residential | Yes | Behind the Meter | GenRenew, LLC | JCP&L | Accepted | 2019-12-13 | 2019-12-18 | 2020-12-18 | sunpower | MI-C-320-US208/240-10 | Inverters | 320 |  | 37 |  |  | 0.96 |  | Outside | MICROINVERTERS LOCATED UNDER MODULES
Solar Registration Program | NJSRRE1543821814 | Lakewood | 8701 | 18 | 12.1 | Residential | No | Behind the Meter | Kamtech Solar Solutions | JCP&L | Accepted | 2019-12-26 | 2019-12-31 | 2020-12-31 | Sunpower Corp | SPWR-E20-327-AC-E | Solar Panels |  | 0.327 | 22 | 222 | 34 |  | Fixed | Roof
Solar Registration Program | NJSRRE1543821814 | Lakewood | 8701 | 18 | 12.1 | Residential | No | Behind the Meter | Kamtech Solar Solutions | JCP&L | Accepted | 2019-12-26 | 2019-12-31 | 2020-12-31 | Sunpower Corp | SPWR-E20-327-AC-E | Solar Panels |  | 0.327 | 9 | 132 | 47 |  | Fixed | Roof
Solar Registration Program | NJSRRE1543821814 | Lakewood | 8701 | 18 | 12.1 | Residential | No | Behind the Meter | Kamtech Solar Solutions | JCP&L | Accepted | 2019-12-26 | 2019-12-31 | 2020-12-31 | Sunpower Corp | SPWR-E20-327-AC-E | Solar Panels |  | 0.327 | 6 | 132 | 32 |  | Fixed | Roof
Solar Registration Program | NJSRRE1543821814 | Lakewood | 8701 | 18 | 12.1 | Residential | No | Behind the Meter | Kamtech Solar Solutions | JCP&L | Accepted | 2019-12-26 | 2019-12-31 | 2020-12-31 | Sunpower Corp | IQ-7X | Inverters | 0.315 |  | 37 |  |  | 0.975 |  | Outdoor | Underneath each module
Solar Registration Program | NJSRRE1541841258 | Williamstown | 8094 | 15 | 12.16 | Residential | Yes | Behind the Meter | Castle Energy, LLC | AC Electric | Accepted | 2019-08-15 | 2019-08-23 | 2020-08-23 | LG Electronics | LG320E1K-A5 | Solar Panels |  | 0.32 | 20 | 89 | 9 |  | Fixed | Roof
Solar Registration Program | NJSRRE1541841258 | Williamstown | 8094 | 15 | 12.16 | Residential | Yes | Behind the Meter | Castle Energy, LLC | AC Electric | Accepted | 2019-08-15 | 2019-08-23 | 2020-08-23 | LG Electronics | LG320E1K-A5 | Solar Panels |  | 0.32 | 18 | 269 | 20 |  | Fixed | Roof
Solar Registration Program | NJSRRE1541841258 | Williamstown | 8094 | 15 | 12.16 | Residential | Yes | Behind the Meter | Castle Energy, LLC | AC Electric | Accepted | 2019-08-15 | 2019-08-23 | 2020-08-23 | Enphase Energy | IQ7-60-2-US | Inverters | 240 |  | 38 |  |  | 0.967 |  | Outside | on the rooftop under each solar panel
Solar Registration Program | NJSRRE1542377452 | northfield | 8225 | 19 | 12.16 | Commercial | Yes | Behind the Meter | CE Team Inc. | AC Electric | Accepted | 2019-09-10 | 2019-09-26 | 2020-09-26 | Axitec | AC-380MH/144S | Solar Panels |  | 0.38 | 32 | 142 | 10 |  | Fixed | Roof
Solar Registration Program | NJSRRE1542377452 | northfield | 8225 | 19 | 12.16 | Commercial | Yes | Behind the Meter | CE Team Inc. | AC Electric | Accepted | 2019-09-10 | 2019-09-26 | 2020-09-26 | solaredge | se9000u | Inverters | 9000 |  | 1 |  |  | 0.965 |  | Outdoor | roof
Solar Registration Program | NJSRRE1542416642 | RIVER VALE | 7675 | 7 | 12.16 | Residential | No | Behind the Meter | Infinity Solar Systems | PSE&G | Accepted | 2019-09-18 | 2019-09-20 | 2020-09-20 | LG | LG-320-N1K-V5 | Solar Panels |  | 0.32 | 38 | 261 | 35 |  | Fixed | Roof
Solar Registration Program | NJSRRE1542416642 | RIVER VALE | 7675 | 7 | 12.16 | Residential | No | Behind the Meter | Infinity Solar Systems | PSE&G | Accepted | 2019-09-18 | 2019-09-20 | 2020-09-20 | ENPHASE | IQ7-60-X-US | Inverters | 240 |  | 38 |  |  | 0.97 |  | Other | MICROINVERTERS
Solar Registration Program | NJSRRE1542525265 | northfield | 8225 | 19 | 12.16 | Commercial | Yes | Behind the Meter | CE Team Inc. | AC Electric | Accepted | 2019-10-10 | 2019-10-14 | 2020-10-14 | Axitec | AC380-72M | Solar Panels |  | 0.38 | 32 | 161 | 10 |  | Fixed | Roof
Solar Registration Program | NJSRRE1542525265 | northfield | 8225 | 19 | 12.16 | Commercial | Yes | Behind the Meter | CE Team Inc. | AC Electric | Accepted | 2019-10-10 | 2019-10-14 | 2020-10-14 | Solaredge | SE9000US | Inverters | 9000 |  | 1 |  |  | 0.955 |  | Outside | roof
Solar Registration Program | NJSRRE1542525284 | northfield | 8225 | 19 | 12.16 | Commercial | Yes | Behind the Meter | CE Team Inc. | AC Electric | Accepted | 2019-10-10 | 2019-10-14 | 2020-10-14 | Axitec | AC380-72S | Solar Panels |  | 0.38 | 32 | 161 | 10 |  | Fixed | Roof
Solar Registration Program | NJSRRE1542525284 | northfield | 8225 | 19 | 12.16 | Commercial | Yes | Behind the Meter | CE Team Inc. | AC Electric | Accepted | 2019-10-10 | 2019-10-14 | 2020-10-14 | Solaredge | SE9000U | Inverters | 9000 |  | 1 |  |  | 0.955 |  | Outdoor | roof
Solar Registration Program | NJSRRE1542778373 | Randolph | 7869 | 3 | 12.16 | Residential | No | Behind the Meter | CE Team Inc. | JCP&L | Accepted | 2019-10-30 | 2019-11-01 | 2020-11-01 | Hanwha | Qcell 320 | Solar Panels |  | 0.32 | 16 | 132 | 24 |  | Fixed | Roof
Solar Registration Program | NJSRRE1542778373 | Randolph | 7869 | 3 | 12.16 | Residential | No | Behind the Meter | CE Team Inc. | JCP&L | Accepted | 2019-10-30 | 2019-11-01 | 2020-11-01 | hanwha | qcell 320 | Solar Panels |  | 0.32 | 3 | 42 | 24 |  | Fixed | Roof
Solar Registration Program | NJSRRE1542778373 | Randolph | 7869 | 3 | 12.16 | Residential | No | Behind the Meter | CE Team Inc. | JCP&L | Accepted | 2019-10-30 | 2019-11-01 | 2020-11-01 | Hanwha | Qcell 320 | Solar Panels |  | 0.32 | 19 | 222 | 24 |  | Fixed | Roof
Solar Registration Program | NJSRRE1542778373 | Randolph | 7869 | 3 | 12.16 | Residential | No | Behind the Meter | CE Team Inc. | JCP&L | Accepted | 2019-10-30 | 2019-11-01 | 2020-11-01 | AP Systems | I600 | Inverters | 10412 |  | 19 |  |  | 0.965 |  | Outdoor | under roof
Solar Registration Program | NJSRRE1540244583 | Califon | 7830 | 4 | 12.18 | Residential | Yes | Behind the Meter | Sunrun Installation Services, Inc. | JCP&L | Accepted | 2019-01-15 | 2019-01-17 | 2020-01-17 | REC Solar | REC290TP2 BLK | Solar Panels |  | 0.29 | 13 | 159 | 34 |  | Fixed | Roof
Solar Registration Program | NJSRRE1540244583 | Califon | 7830 | 4 | 12.18 | Residential | Yes | Behind the Meter | Sunrun Installation Services, Inc. | JCP&L | Accepted | 2019-01-15 | 2019-01-17 | 2020-01-17 | REC Solar | REC290TP2 BLK | Solar Panels |  | 0.29 | 29 | 339 | 18 |  | Fixed | Roof
Solar Registration Program | NJSRRE1540244583 | Califon | 7830 | 4 | 12.18 | Residential | Yes | Behind the Meter | Sunrun Installation Services, Inc. | JCP&L | Accepted | 2019-01-15 | 2019-01-17 | 2020-01-17 | SMA America | SB5.0-1SP-US-40 | Inverters | 5000 |  | 2 |  |  | 0.96 |  | Outdoor | Next To Meter
Solar Registration Program | NJSRRE1540496807 | Wharton | 7885 | 3 | 12.18 | Residential | No | Behind the Meter | Sunrun, Inc | JCP&L | Accepted | 2019-03-18 | 2019-03-19 | 2020-03-19 | REC Solar | REC290TP2 BLK | Solar Panels |  | 0.29 | 8 | 90 | 27 |  | Fixed | Roof
Solar Registration Program | NJSRRE1540496807 | Wharton | 7885 | 3 | 12.18 | Residential | No | Behind the Meter | Sunrun, Inc | JCP&L | Accepted | 2019-03-18 | 2019-03-19 | 2020-03-19 | REC Solar | REC290TP2 BLK | Solar Panels |  | 0.29 | 17 | 270 | 27 |  | Fixed | Roof
Solar Registration Program | NJSRRE1540496807 | Wharton | 7885 | 3 | 12.18 | Residential | No | Behind the Meter | Sunrun, Inc | JCP&L | Accepted | 2019-03-18 | 2019-03-19 | 2020-03-19 | REC Solar | REC290TP2 BLK | Solar Panels |  | 0.29 | 17 | 180 | 27 |  | Fixed | Roof
Solar Registration Program | NJSRRE1540496807 | Wharton | 7885 | 3 | 12.18 | Residential | No | Behind the Meter | Sunrun, Inc | JCP&L | Accepted | 2019-03-18 | 2019-03-19 | 2020-03-19 | SMA America | SB5.0-1SP-US-40 | Inverters | 5000 |  | 1 |  |  | 0.96 |  | Outdoor | Next To Meter
Solar Registration Program | NJSRRE1540496807 | Wharton | 7885 | 3 | 12.18 | Residential | No | Behind the Meter | Sunrun, Inc | JCP&L | Accepted | 2019-03-18 | 2019-03-19 | 2020-03-19 | SMA America | SB6.0-1SP-US-40 | Inverters | 6000 |  | 1 |  |  | 0.96 |  | Outdoor | Next To Meter
Solar Registration Program | NJSRRE1540894654 | Clifton City | 7011 | 6 | 12.18 | Residential | Yes | Behind the Meter | Sunrun Installation Services, Inc. | PSE&G | Accepted | 2019-04-25 | 2019-04-26 | 2020-04-26 | REC Solar | REC290TP2 BLK | Solar Panels |  | 0.29 | 14 | 217 | 40 |  | Fixed | Roof
Solar Registration Program | NJSRRE1540894654 | Clifton City | 7011 | 6 | 12.18 | Residential | Yes | Behind the Meter | Sunrun Installation Services, Inc. | PSE&G | Accepted | 2019-04-25 | 2019-04-26 | 2020-04-26 | REC Solar | REC290TP2 BLK | Solar Panels |  | 0.29 | 28 | 37 | 40 |  | Fixed | Roof
Solar Registration Program | NJSRRE1540894654 | Clifton City | 7011 | 6 | 12.18 | Residential | Yes | Behind the Meter | Sunrun Installation Services, Inc. | PSE&G | Accepted | 2019-04-25 | 2019-04-26 | 2020-04-26 | SMA America | SB 5.0-1SP-US-40 | Inverters | 5000 |  | 2 |  |  | 0.96 |  | Outdoor | Next to Meter
Solar Registration Program | NJSRRE1541118106 | Egg Harbor Township | 8234 | 19 | 12.18 | Residential | Yes | Behind the Meter | Sunrun Installation Services, Inc. | AC Electric | Accepted | 2019-06-05 | 2019-06-10 | 2020-06-10 | REC Solar | REC290TP2 BLK | Solar Panels |  | 0.29 | 7 | 230 | 34 |  | Fixed | Roof
Solar Registration Program | NJSRRE1541118106 | Egg Harbor Township | 8234 | 19 | 12.18 | Residential | Yes | Behind the Meter | Sunrun Installation Services, Inc. | AC Electric | Accepted | 2019-06-05 | 2019-06-10 | 2020-06-10 | REC Solar | REC290TP2 BLK | Solar Panels |  | 0.29 | 35 | 140 | 34 |  | Fixed | Roof
Solar Registration Program | NJSRRE1541118106 | Egg Harbor Township | 8234 | 19 | 12.18 | Residential | Yes | Behind the Meter | Sunrun Installation Services, Inc. | AC Electric | Accepted | 2019-06-05 | 2019-06-10 | 2020-06-10 | Ningbo Ginlong Technologies | Solis-1P10K-4G-US | Inverters | 10000 |  | 1 |  |  | 0.96 |  | Outdoor | Next To Meter
Solar Registration Program | NJSRRE1541518214 | Bridgeton | 8302 | 20 | 12.18 | Residential | Yes | Behind the Meter | Sunrun Installation Services, Inc. | AC Electric | Accepted | 2019-07-01 | 2019-07-03 | 2020-07-03 | REC Solar | REC290TP2 BLK | Solar Panels |  | 0.29 | 19 | 181 | 34 |  | Fixed | Roof
Solar Registration Program | NJSRRE1541518214 | Bridgeton | 8302 | 20 | 12.18 | Residential | Yes | Behind the Meter | Sunrun Installation Services, Inc. | AC Electric | Accepted | 2019-07-01 | 2019-07-03 | 2020-07-03 | REC Solar | REC290TP2 BLK | Solar Panels |  | 0.29 | 3 | 91 | 34 |  | Fixed | Roof
Solar Registration Program | NJSRRE1541518214 | Bridgeton | 8302 | 20 | 12.18 | Residential | Yes | Behind the Meter | Sunrun Installation Services, Inc. | AC Electric | Accepted | 2019-07-01 | 2019-07-03 | 2020-07-03 | REC Solar | REC290TP2 BLK | Solar Panels |  | 0.29 | 2 | 272 | 28 |  | Fixed | Roof
Solar Registration Program | NJSRRE1541518214 | Bridgeton | 8302 | 20 | 12.18 | Residential | Yes | Behind the Meter | Sunrun Installation Services, Inc. | AC Electric | Accepted | 2019-07-01 | 2019-07-03 | 2020-07-03 | REC Solar | REC290TP2 BLK | Solar Panels |  | 0.29 | 10 | 2 | 34 |  | Fixed | Roof
Solar Registration Program | NJSRRE1541518214 | Bridgeton | 8302 | 20 | 12.18 | Residential | Yes | Behind the Meter | Sunrun Installation Services, Inc. | AC Electric | Accepted | 2019-07-01 | 2019-07-03 | 2020-07-03 | REC Solar | REC290TP2 BLK | Solar Panels |  | 0.29 | 8 | 2 | 14 |  | Fixed | Roof
Solar Registration Program | NJSRRE1541518214 | Bridgeton | 8302 | 20 | 12.18 | Residential | Yes | Behind the Meter | Sunrun Installation Services, Inc. | AC Electric | Accepted | 2019-07-01 | 2019-07-03 | 2020-07-03 | SolarEdge Technologies | SE11400H-USRGM | Inverters | 11400 |  | 1 |  |  | 0.96 |  | Outdoor | Next To Meter
Solar Registration Program | NJSRRE1541691908 | Branchville | 7826 | 1 | 12.18 | Residential | Yes | Behind the Meter | Sunrun Installation Services, Inc. | JCP&L | Accepted | 2019-07-20 | 2019-07-23 | 2020-07-23 | REC Solar | REC290TP2 BLK | Solar Panels |  | 0.29 | 37 | 134 | 18 |  | Fixed | Roof
Solar Registration Program | NJSRRE1541691908 | Branchville | 7826 | 1 | 12.18 | Residential | Yes | Behind the Meter | Sunrun Installation Services, Inc. | JCP&L | Accepted | 2019-07-20 | 2019-07-23 | 2020-07-23 | REC Solar | REC290TP2 BLK | Solar Panels |  | 0.29 | 5 | 314 | 18 |  | Fixed | Roof
Solar Registration Program | NJSRRE1541691908 | Branchville | 7826 | 1 | 12.18 | Residential | Yes | Behind the Meter | Sunrun Installation Services, Inc. | JCP&L | Accepted | 2019-07-20 | 2019-07-23 | 2020-07-23 | Ningbo Ginlong Technologies | Solis-1P10K-4G-US | Inverters | 10000 |  | 1 |  |  | 0.96 |  | Outdoor | Next To Meter
Solar Registration Program | NJSRRE1541696823 | Edison | 8817 | 11 | 12.18 | Residential | Yes | Behind the Meter | Sunrun Installation Services, Inc. | PSE&G | Accepted | 2019-07-23 | 2019-07-26 | 2020-07-26 | REC Solar | REC290TP2 BLK | Solar Panels |  | 0.29 | 18 | 313 | 18 |  | Fixed | Roof
Solar Registration Program | NJSRRE1541696823 | Edison | 8817 | 11 | 12.18 | Residential | Yes | Behind the Meter | Sunrun Installation Services, Inc. | PSE&G | Accepted | 2019-07-23 | 2019-07-26 | 2020-07-26 | REC Solar | REC290TP2 BLK | Solar Panels |  | 0.29 | 24 | 133 | 18 |  | Fixed | Roof
Solar Registration Program | NJSRRE1541696823 | Edison | 8817 | 11 | 12.18 | Residential | Yes | Behind the Meter | Sunrun Installation Services, Inc. | PSE&G | Accepted | 2019-07-23 | 2019-07-26 | 2020-07-26 | Ningbo Ginlong Technologies | Solis-1P10K-4G-US | Inverters | 10000 |  | 1 |  |  | 0.96 |  | Outdoor | Next To Meter
Solar Registration Program | NJSRRE1542412362 | Westfield Town | 7090 | 10 | 12.18 | Residential | Yes | Behind the Meter | Sunrun Installation Services, Inc. | PSE&G | Accepted | 2019-09-17 | 2019-09-19 | 2020-09-19 | REC Solar | REC290TP2 BLK | Solar Panels |  | 0.29 | 15 | 127 | 18 |  | Fixed | Roof
Solar Registration Program | NJSRRE1542412362 | Westfield Town | 7090 | 10 | 12.18 | Residential | Yes | Behind the Meter | Sunrun Installation Services, Inc. | PSE&G | Accepted | 2019-09-17 | 2019-09-19 | 2020-09-19 | REC Solar | REC290TP2 BLK | Solar Panels |  | 0.29 | 27 | 307 | 30 |  | Fixed | Roof
Solar Registration Program | NJSRRE1542412362 | Westfield Town | 7090 | 10 | 12.18 | Residential | Yes | Behind the Meter | Sunrun Installation Services, Inc. | PSE&G | Accepted | 2019-09-17 | 2019-09-19 | 2020-09-19 | Ningbo Ginlong Technologies | Solis-1P7.6K-4G-US | Inverters | 7600 |  | 1 |  |  | 0.96 |  | Outdoor | Next To Meter
Solar Registration Program | NJSRRE1542412362 | Westfield Town | 7090 | 10 | 12.18 | Residential | Yes | Behind the Meter | Sunrun Installation Services, Inc. | PSE&G | Accepted | 2019-09-17 | 2019-09-19 | 2020-09-19 | Ningbo Ginlong Technologies | Solis-1P3K-4G-US | Inverters | 3000 |  | 1 |  |  | 0.96 |  | Outdoor | Next To Meter
Solar Registration Program | NJSRRE1542422845 | South Dennis | 8210 | 21 | 12.18 | Residential | Yes | Behind the Meter | Sunrun Installation Services, Inc. | AC Electric | Accepted | 2019-09-19 | 2019-09-23 | 2020-09-23 | REC Solar | REC290TP2 BLK | Solar Panels |  | 0.29 | 21 | 185 | 27 |  | Fixed | Roof
Solar Registration Program | NJSRRE1542422845 | South Dennis | 8210 | 21 | 12.18 | Residential | Yes | Behind the Meter | Sunrun Installation Services, Inc. | AC Electric | Accepted | 2019-09-19 | 2019-09-23 | 2020-09-23 | REC Solar | REC290TP2 BLK | Solar Panels |  | 0.29 | 13 | 5 | 27 |  | Fixed | Roof
Solar Registration Program | NJSRRE1542422845 | South Dennis | 8210 | 21 | 12.18 | Residential | Yes | Behind the Meter | Sunrun Installation Services, Inc. | AC Electric | Accepted | 2019-09-19 | 2019-09-23 | 2020-09-23 | REC Solar | REC290TP2 BLK | Solar Panels |  | 0.29 | 8 | 185 | 18 |  | Fixed | Roof
Solar Registration Program | NJSRRE1542422845 | South Dennis | 8210 | 21 | 12.18 | Residential | Yes | Behind the Meter | Sunrun Installation Services, Inc. | AC Electric | Accepted | 2019-09-19 | 2019-09-23 | 2020-09-23 | Ningbo Ginlong Technologies | Solis-1P10K-4G-US | Inverters | 10000 |  | 1 |  |  | 0.96 |  | Outdoor | Next To Meter
Solar Registration Program | NJSRRE1543416839 | Blairstown | 7825 | 2 | 12.18 | Residential | Yes | Behind the Meter | Sunrun Installation Services, Inc. | JCP&L | Accepted | 2019-11-17 | 2019-11-20 | 2020-11-20 | REC Solar | REC290TP2 BLK | Solar Panels |  | 0.29 | 10 | 266 | 28 |  | Fixed | Roof
Solar Registration Program | NJSRRE1543416839 | Blairstown | 7825 | 2 | 12.18 | Residential | Yes | Behind the Meter | Sunrun Installation Services, Inc. | JCP&L | Accepted | 2019-11-17 | 2019-11-20 | 2020-11-20 | REC Solar | REC290TP2 BLK | Solar Panels |  | 0.29 | 6 | 353 | 27 |  | Fixed | Roof
Solar Registration Program | NJSRRE1543416839 | Blairstown | 7825 | 2 | 12.18 | Residential | Yes | Behind the Meter | Sunrun Installation Services, Inc. | JCP&L | Accepted | 2019-11-17 | 2019-11-20 | 2020-11-20 | REC Solar | REC290TP2 BLK | Solar Panels |  | 0.29 | 24 | 175 | 27 |  | Fixed | Roof
Solar Registration Program | NJSRRE1543416839 | Blairstown | 7825 | 2 | 12.18 | Residential | Yes | Behind the Meter | Sunrun Installation Services, Inc. | JCP&L | Accepted | 2019-11-17 | 2019-11-20 | 2020-11-20 | REC Solar | REC290TP2 BLK | Solar Panels |  | 0.29 | 2 | 87 | 30 |  | Fixed | Roof
Solar Registration Program | NJSRRE1543416839 | Blairstown | 7825 | 2 | 12.18 | Residential | Yes | Behind the Meter | Sunrun Installation Services, Inc. | JCP&L | Accepted | 2019-11-17 | 2019-11-20 | 2020-11-20 | Enphase Energy | IQ7-60-x-US (240V) | Inverters | 240 |  | 42 |  |  | 0.96 |  | Outdoor | Rooftop
Solar Registration Program | NJSRRE1543416843 | Chesterfield | 8515 | 13 | 12.18 | Residential | No | Behind the Meter | Sunrun Installation Services, Inc. | PSE&G | Accepted | 2019-11-17 | 2019-11-20 | 2020-11-20 | REC Solar | REC290TP2 BLK | Solar Panels |  | 0.29 | 25 | 185 | 40 |  | Fixed | Roof
Solar Registration Program | NJSRRE1543416843 | Chesterfield | 8515 | 13 | 12.18 | Residential | No | Behind the Meter | Sunrun Installation Services, Inc. | PSE&G | Accepted | 2019-11-17 | 2019-11-20 | 2020-11-20 | REC Solar | REC290TP2 BLK | Solar Panels |  | 0.29 | 17 | 185 | 40 |  | Fixed | Roof
Solar Registration Program | NJSRRE1543416843 | Chesterfield | 8515 | 13 | 12.18 | Residential | No | Behind the Meter | Sunrun Installation Services, Inc. | PSE&G | Accepted | 2019-11-17 | 2019-11-20 | 2020-11-20 | SolarEdge Technologies | SE7600A-USS2RGM | Inverters | 7600 |  | 1 |  |  | 0.96 |  | Outdoor | Next To Meter
Solar Registration Program | NJSRRE1543416843 | Chesterfield | 8515 | 13 | 12.18 | Residential | No | Behind the Meter | Sunrun Installation Services, Inc. | PSE&G | Accepted | 2019-11-17 | 2019-11-20 | 2020-11-20 | SolarEdge Technologies | SE6000H-USRGM | Inverters | 6000 |  | 1 |  |  | 0.96 |  | Outdoor | Next To Meter
Solar Registration Program | NJSRRE1543416843 | Chesterfield | 8515 | 13 | 12.18 | Residential | No | Behind the Meter | Sunrun Installation Services, Inc. | PSE&G | Accepted | 2019-11-17 | 2019-11-20 | 2020-11-20 | LG Chem | RESU 10H SEG | Electric Storage Battery |  |  | 1 |  |  |  | Lithium Ion |  | outside
Solar Registration Program | NJSRRE1543446968 | Newton | 7860 | 1 | 12.18 | Residential | Yes | Behind the Meter | Sunrun Installation Services, Inc. | JCP&L | Accepted | 2019-11-26 | 2019-12-02 | 2020-12-02 | REC Solar | REC290TP2 BLK | Solar Panels |  | 0.29 | 18 | 261 | 27 |  | Fixed | Roof
Solar Registration Program | NJSRRE1543446968 | Newton | 7860 | 1 | 12.18 | Residential | Yes | Behind the Meter | Sunrun Installation Services, Inc. | JCP&L | Accepted | 2019-11-26 | 2019-12-02 | 2020-12-02 | REC Solar | REC290TP2 BLK | Solar Panels |  | 0.29 | 24 | 81 | 27 |  | Fixed | Roof
Solar Registration Program | NJSRRE1543446968 | Newton | 7860 | 1 | 12.18 | Residential | Yes | Behind the Meter | Sunrun Installation Services, Inc. | JCP&L | Accepted | 2019-11-26 | 2019-12-02 | 2020-12-02 | Delta Electronics | M10-TL-US | Inverters | 9600 |  | 1 |  |  | 0.96 |  | Outdoor | Next To Meter
Solar Registration Program | NJSRRE1543465390 | Red Bank | 7701 | 17 | 12.18 | Residential | Yes | Behind the Meter | Sunrun Installation Services, Inc. | JCP&L | Accepted | 2019-12-02 | 2019-12-05 | 2020-12-05 | REC Solar | REC290TP2 BLK | Solar Panels |  | 0.29 | 20 | 242 | 23 |  | Fixed | Roof
Solar Registration Program | NJSRRE1543465390 | Red Bank | 7701 | 17 | 12.18 | Residential | Yes | Behind the Meter | Sunrun Installation Services, Inc. | JCP&L | Accepted | 2019-12-02 | 2019-12-05 | 2020-12-05 | REC Solar | REC290TP2 BLK | Solar Panels |  | 0.29 | 11 | 152 | 23 |  | Fixed | Roof
Solar Registration Program | NJSRRE1543465390 | Red Bank | 7701 | 17 | 12.18 | Residential | Yes | Behind the Meter | Sunrun Installation Services, Inc. | JCP&L | Accepted | 2019-12-02 | 2019-12-05 | 2020-12-05 | REC Solar | REC290TP2 BLK | Solar Panels |  | 0.29 | 11 | 62 | 23 |  | Fixed | Roof
Solar Registration Program | NJSRRE1543465390 | Red Bank | 7701 | 17 | 12.18 | Residential | Yes | Behind the Meter | Sunrun Installation Services, Inc. | JCP&L | Accepted | 2019-12-02 | 2019-12-05 | 2020-12-05 | Delta Electronics | M10-TL-US | Inverters | 9600 |  | 1 |  |  | 0.96 |  | Outdoor | Next To Meter
Solar Registration Program | NJSRRE1543553212 | Teaneck | 7666 | 7 | 12.18 | Residential | Yes | Behind the Meter | Sunrun Installation Services, Inc. | PSE&G | Accepted | 2019-12-16 | 2019-12-19 | 2020-12-19 | REC Solar | REC290TP2 BLK | Solar Panels |  | 0.29 | 15 | 112 | 37 |  | Fixed | Roof
Solar Registration Program | NJSRRE1543553212 | Teaneck | 7666 | 7 | 12.18 | Residential | Yes | Behind the Meter | Sunrun Installation Services, Inc. | PSE&G | Accepted | 2019-12-16 | 2019-12-19 | 2020-12-19 | REC Solar | REC290TP2 BLK | Solar Panels |  | 0.29 | 14 | 292 | 18 |  | Fixed | Roof
Solar Registration Program | NJSRRE1543553212 | Teaneck | 7666 | 7 | 12.18 | Residential | Yes | Behind the Meter | Sunrun Installation Services, Inc. | PSE&G | Accepted | 2019-12-16 | 2019-12-19 | 2020-12-19 | REC Solar | REC290TP2 BLK | Solar Panels |  | 0.29 | 9 | 202 | 23 |  | Fixed | Roof
Solar Registration Program | NJSRRE1543553212 | Teaneck | 7666 | 7 | 12.18 | Residential | Yes | Behind the Meter | Sunrun Installation Services, Inc. | PSE&G | Accepted | 2019-12-16 | 2019-12-19 | 2020-12-19 | REC Solar | REC290TP2 BLK | Solar Panels |  | 0.29 | 4 | 22 | 23 |  | Fixed | Roof
Solar Registration Program | NJSRRE1543553212 | Teaneck | 7666 | 7 | 12.18 | Residential | Yes | Behind the Meter | Sunrun Installation Services, Inc. | PSE&G | Accepted | 2019-12-16 | 2019-12-19 | 2020-12-19 | Enphase Energy | IQ7-60-x-US (240V) | Inverters | 240 |  | 42 |  |  | 0.96 |  | Outdoor | Rooftop
Solar Registration Program | NJSRRE1540853483 | East Brunswick TWP | 8816 | 11 | 12.2 | Residential | No | Behind the Meter | Solar Spectrum LLC | PSE&G | Accepted | 2019-04-15 | 2019-04-23 | 2020-04-23 | Hanwa Q Cells | Q.PEAK-G4.1-305 | Solar Panels |  | 0.305 | 12 | 80 | 15 |  | Fixed | Roof
Solar Registration Program | NJSRRE1540853483 | East Brunswick TWP | 8816 | 11 | 12.2 | Residential | No | Behind the Meter | Solar Spectrum LLC | PSE&G | Accepted | 2019-04-15 | 2019-04-23 | 2020-04-23 | Hanwa Q Cells | Q.PEAK-G4.1-305 | Solar Panels |  | 0.305 | 28 | 260 | 15 |  | Fixed | Roof
Solar Registration Program | NJSRRE1540853483 | East Brunswick TWP | 8816 | 11 | 12.2 | Residential | No | Behind the Meter | Solar Spectrum LLC | PSE&G | Accepted | 2019-04-15 | 2019-04-23 | 2020-04-23 | Solar Edge Technologies | SE1000H-US | Inverters | 42 |  | 1 |  |  | 0.99 |  | Outdoor | Near Meter
Solar Registration Program | NJSRRE1541420331 | West Windsor Township | 8550 | 12 | 12.21 | Residential | No | Behind the Meter | Sunrun Installation Services, Inc. | PSE&G | Accepted | 2019-06-18 | 2019-06-21 | 2020-06-21 | LG Electronics | LG330N1C-A5 | Solar Panels |  | 0.33 | 19 | 257 | 30 |  | Fixed | Roof
Solar Registration Program | NJSRRE1541420331 | West Windsor Township | 8550 | 12 | 12.21 | Residential | No | Behind the Meter | Sunrun Installation Services, Inc. | PSE&G | Accepted | 2019-06-18 | 2019-06-21 | 2020-06-21 | LG Electronics | LG330N1C-A5 | Solar Panels |  | 0.33 | 18 | 168 | 30 |  | Fixed | Roof
Solar Registration Program | NJSRRE1541420331 | West Windsor Township | 8550 | 12 | 12.21 | Residential | No | Behind the Meter | Sunrun Installation Services, Inc. | PSE&G | Accepted | 2019-06-18 | 2019-06-21 | 2020-06-21 | Ningbo Ginlong Technologies | Solis-1P7.6K-4G-US | Inverters | 7600 |  | 1 |  |  | 0.96 |  | Outdoor | Next To Meter
Solar Registration Program | NJSRRE1541883960 | South Orange | 7079 | 9 | 12.21 | Residential | No | Behind the Meter | Green Power Energy | PSE&G | Final As-Built Received | 2019-08-26 | 2019-08-28 | 2020-08-28 | Panasonic | VBHN330SA17 | Solar Panels |  | 0.33 | 5 | 120 | 15 |  | Fixed | Roof
Solar Registration Program | NJSRRE1541883960 | South Orange | 7079 | 9 | 12.21 | Residential | No | Behind the Meter | Green Power Energy | PSE&G | Final As-Built Received | 2019-08-26 | 2019-08-28 | 2020-08-28 | Panasonic | VBHN330SA17 | Solar Panels |  | 0.33 | 16 | 200 | 20 |  | Fixed | Roof
Solar Registration Program | NJSRRE1541883960 | South Orange | 7079 | 9 | 12.21 | Residential | No | Behind the Meter | Green Power Energy | PSE&G | Final As-Built Received | 2019-08-26 | 2019-08-28 | 2020-08-28 | Panasonic | VBHN330SA17 | Solar Panels |  | 0.33 | 16 | 300 | 20 |  | Fixed | Roof
Solar Registration Program | NJSRRE1541883960 | South Orange | 7079 | 9 | 12.21 | Residential | No | Behind the Meter | Green Power Energy | PSE&G | Final As-Built Received | 2019-08-26 | 2019-08-28 | 2020-08-28 | Itron | CL200 | Meters |  |  | 1 |  |  |  | Yes | Outdoor
Solar Registration Program | NJSRRE1541883960 | South Orange | 7079 | 9 | 12.21 | Residential | No | Behind the Meter | Green Power Energy | PSE&G | Final As-Built Received | 2019-08-26 | 2019-08-28 | 2020-08-28 | Solar Edge | SE11400H-US | Inverters | 11400 |  | 1 |  |  | 0.97 |  | Outside | next to meter
Solar Registration Program | NJSRRE1542422956 | Tabernacle | 8088 | 13 | 12.21 | Residential | No | Behind the Meter | Raynor Electric | AC Electric | Final As-Built Received | 2019-09-20 | 2019-09-23 | 2020-09-23 | Panasonic | VBHN330SA17 | Solar Panels |  | 0.33 | 37 | 110290 | 28 |  | Fixed | Roof
Solar Registration Program | NJSRRE1542422956 | Tabernacle | 8088 | 13 | 12.21 | Residential | No | Behind the Meter | Raynor Electric | AC Electric | Final As-Built Received | 2019-09-20 | 2019-09-23 | 2020-09-23 | enphase | IQ7X | Inverters | 11650 |  | 39 |  |  | 0.975 |  | Outdoor | roof
Solar Registration Program | NJSRRE1542559565 | Englishtown | 7726 | 17 | 12.21 | Residential | No | Behind the Meter | Sunrun Installation Services, Inc. | JCP&L | Accepted | 2019-10-18 | 2019-10-22 | 2020-10-22 | LG Electronics | LG330N1C-A5 | Solar Panels |  | 0.33 | 7 | 293 | 23 |  | Fixed | Roof
Solar Registration Program | NJSRRE1542559565 | Englishtown | 7726 | 17 | 12.21 | Residential | No | Behind the Meter | Sunrun Installation Services, Inc. | JCP&L | Accepted | 2019-10-18 | 2019-10-22 | 2020-10-22 | LG Electronics | LG330N1C-A5 | Solar Panels |  | 0.33 | 19 | 116 | 23 |  | Fixed | Roof
Solar Registration Program | NJSRRE1542559565 | Englishtown | 7726 | 17 | 12.21 | Residential | No | Behind the Meter | Sunrun Installation Services, Inc. | JCP&L | Accepted | 2019-10-18 | 2019-10-22 | 2020-10-22 | LG Electronics | LG330N1C-A5 | Solar Panels |  | 0.33 | 5 | 26 | 23 |  | Fixed | Roof
Solar Registration Program | NJSRRE1542559565 | Englishtown | 7726 | 17 | 12.21 | Residential | No | Behind the Meter | Sunrun Installation Services, Inc. | JCP&L | Accepted | 2019-10-18 | 2019-10-22 | 2020-10-22 | LG Electronics | LG330N1C-A5 | Solar Panels |  | 0.33 | 6 | 207 | 23 |  | Fixed | Roof
Solar Registration Program | NJSRRE1542559565 | Englishtown | 7726 | 17 | 12.21 | Residential | No | Behind the Meter | Sunrun Installation Services, Inc. | JCP&L | Accepted | 2019-10-18 | 2019-10-22 | 2020-10-22 | SolarEdge Technologies | SE11400H-USRGM | Inverters | 11400 |  | 1 |  |  | 0.96 |  | Outdoor | Next To Meter
Solar Registration Program | NJSRRE1542580024 | Montgomery | 8502 | 5 | 12.21 | Residential | No | Behind the Meter | Sunrun Installation Services, Inc. | PSE&G | Accepted | 2019-10-23 | 2019-10-25 | 2020-10-25 | LG Electronics | LG330N1C-A5 | Solar Panels |  | 0.33 | 37 | 196 | 40 |  | Fixed | Roof
Solar Registration Program | NJSRRE1542580024 | Montgomery | 8502 | 5 | 12.21 | Residential | No | Behind the Meter | Sunrun Installation Services, Inc. | PSE&G | Accepted | 2019-10-23 | 2019-10-25 | 2020-10-25 | Delta Electronics | M10-TL-US | Inverters | 9600 |  | 1 |  |  | 0.96 |  | Outdoor | Next To Meter
Solar Registration Program | NJSRRE1542443710 | Parlin | 8859 | 11 | 12.22 | Residential | Yes | Behind the Meter | Vivint Solar Developer, LLC | JCP&L | Accepted | 2019-09-26 | 2019-09-30 | 2020-09-30 | Trina Solar | TSM-260PD05.08 | Solar Panels |  | 0.26 | 7 | 134 | 10 |  | Fixed | Roof
Solar Registration Program | NJSRRE1542443710 | Parlin | 8859 | 11 | 12.22 | Residential | Yes | Behind the Meter | Vivint Solar Developer, LLC | JCP&L | Accepted | 2019-09-26 | 2019-09-30 | 2020-09-30 | Trina Solar | TSM-260PD05.08 | Solar Panels |  | 0.26 | 4 | 132 | 15 |  | Fixed | Roof
Solar Registration Program | NJSRRE1542443710 | Parlin | 8859 | 11 | 12.22 | Residential | Yes | Behind the Meter | Vivint Solar Developer, LLC | JCP&L | Accepted | 2019-09-26 | 2019-09-30 | 2020-09-30 | Trina Solar | TSM-260PD05.08 | Solar Panels |  | 0.26 | 17 | 222 | 26 |  | Fixed | Roof
Solar Registration Program | NJSRRE1542443710 | Parlin | 8859 | 11 | 12.22 | Residential | Yes | Behind the Meter | Vivint Solar Developer, LLC | JCP&L | Accepted | 2019-09-26 | 2019-09-30 | 2020-09-30 | Trina Solar | TSM-260PD05.08 | Solar Panels |  | 0.26 | 19 | 221 | 20 |  | Fixed | Roof
Solar Registration Program | NJSRRE1542443710 | Parlin | 8859 | 11 | 12.22 | Residential | Yes | Behind the Meter | Vivint Solar Developer, LLC | JCP&L | Accepted | 2019-09-26 | 2019-09-30 | 2020-09-30 | Enphase | M215-60-2LL-S22-IG | Inverters | 215 |  | 47 |  |  | 0.96 |  | Other | Underneath each module
Solar Registration Program | NJSRRE1540856391 | Turnsersville | 8012 | 14 | 12.24 | Residential | No | Behind the Meter | Green Power Energy | AC Electric | Accepted | 2019-04-16 | 2019-04-17 | 2020-04-17 | S-Energy | SN360M-10 | Solar Panels |  | 0.36 | 34 | 263 | 37 |  | Fixed | Roof
Solar Registration Program | NJSRRE1540856391 | Turnsersville | 8012 | 14 | 12.24 | Residential | No | Behind the Meter | Green Power Energy | AC Electric | Accepted | 2019-04-16 | 2019-04-17 | 2020-04-17 | Solar Edge | SE7600H-US | Inverters | 7600 |  | 2 |  |  | 0.97 |  | Outside | next to meter
Solar Registration Program | NJSRRE1540859077 | Hillsborough Township | 8844 | 5 | 12.24 | Residential | No | Behind the Meter | SunPower Capital LLC | PSE&G | Accepted | 2019-04-17 | 2019-04-19 | 2020-04-19 | SunPower | SPR-X22-360-E-AC | Solar Panels |  | 0.36 | 28 | 173 | 29 |  | Fixed | Roof
Solar Registration Program | NJSRRE1540859077 | Hillsborough Township | 8844 | 5 | 12.24 | Residential | No | Behind the Meter | SunPower Capital LLC | PSE&G | Accepted | 2019-04-17 | 2019-04-19 | 2020-04-19 | SunPower | SPR-X22-360-E-AC | Solar Panels |  | 0.36 | 6 | 173 | 29 |  | Fixed | Roof
Solar Registration Program | NJSRRE1540859077 | Hillsborough Township | 8844 | 5 | 12.24 | Residential | No | Behind the Meter | SunPower Capital LLC | PSE&G | Accepted | 2019-04-17 | 2019-04-19 | 2020-04-19 | SunPower | SPR-X22-360-E-AC | Inverters | 0.32 |  | 34 |  |  | 0.222 |  | Other | Roof Mounted AC Modules
Solar Registration Program | NJSRRE1540859077 | Hillsborough Township | 8844 | 5 | 12.24 | Residential | No | Behind the Meter | SunPower Capital LLC | PSE&G | Accepted | 2019-04-17 | 2019-04-19 | 2020-04-19 | SunPower | PVS5x | Meters |  |  | 1 |  |  |  | Yes | Outdoor
Solar Registration Program | NJSRRE1541084486 | Belvidere | 7823 | 2 | 12.24 | Residential | Yes | Behind the Meter | Sunrun Installation Services, Inc. | JCP&L | Accepted | 2019-06-04 | 2019-06-07 | 2020-06-07 | LG Electronics | LG360Q1C-A5 | Solar Panels |  | 0.36 | 28 | 107 | 27 |  | Fixed | Roof
Solar Registration Program | NJSRRE1541084486 | Belvidere | 7823 | 2 | 12.24 | Residential | Yes | Behind the Meter | Sunrun Installation Services, Inc. | JCP&L | Accepted | 2019-06-04 | 2019-06-07 | 2020-06-07 | LG Electronics | LG360Q1C-A5 | Solar Panels |  | 0.36 | 6 | 287 | 27 |  | Fixed | Roof
Solar Registration Program | NJSRRE1541084486 | Belvidere | 7823 | 2 | 12.24 | Residential | Yes | Behind the Meter | Sunrun Installation Services, Inc. | JCP&L | Accepted | 2019-06-04 | 2019-06-07 | 2020-06-07 | Ningbo Ginlong Technologies | Solis-1P7.6K-4G-US | Inverters | 7600 |  | 1 |  |  | 0.96 |  | Outdoor | Next To Meter
Solar Registration Program | NJSRRE1541084486 | Belvidere | 7823 | 2 | 12.24 | Residential | Yes | Behind the Meter | Sunrun Installation Services, Inc. | JCP&L | Accepted | 2019-06-04 | 2019-06-07 | 2020-06-07 | Ningbo Ginlong Technologies | Solis-1P3K-4G-US | Inverters | 3000 |  | 1 |  |  | 0.96 |  | Outdoor | Next To Meter
Solar Registration Program | NJSRRE1541631470 | DOVER | 7801 | 3 | 12.24 | Commercial | No | Behind the Meter | DC SOLAR INTEGRATORS | JCP&L | Accepted | 2019-07-11 | 2019-08-06 | 2020-08-06 | AXITEC | AC-360M/156-72S | Solar Panels |  | 0.36 | 34 | 30 | 16 |  | Fixed | Roof
Solar Registration Program | NJSRRE1541631470 | DOVER | 7801 | 3 | 12.24 | Commercial | No | Behind the Meter | DC SOLAR INTEGRATORS | JCP&L | Accepted | 2019-07-11 | 2019-08-06 | 2020-08-06 | SOLAREDGE | SE11400H-US (240) | Inverters | 47.5 |  | 1 |  |  | 0.99 |  | Outside | OUTSIDE
Solar Registration Program | NJSRRE1541631498 | DOVER | 7801 | 3 | 12.24 | Commercial | No | Behind the Meter | DC SOLAR INTEGRATORS | JCP&L | Accepted | 2019-07-11 | 2019-08-06 | 2020-08-06 | AXITEC | AC-360M/156-72S | Solar Panels |  | 0.36 | 34 | 30 | 16 |  | Fixed | Roof
Solar Registration Program | NJSRRE1541631498 | DOVER | 7801 | 3 | 12.24 | Commercial | No | Behind the Meter | DC SOLAR INTEGRATORS | JCP&L | Accepted | 2019-07-11 | 2019-08-06 | 2020-08-06 | SOLAREDGE | SE11400H-US (240) | Inverters | 47.5 |  | 1 |  |  | 0.99 |  | Outside | OUTSIDE
Solar Registration Program | NJSRRE1541976805 | Califon | 7830 | 4 | 12.24 | Residential | No | Behind the Meter | SunPower Capital LLC | JCP&L | As-Built Incomplete | 2019-09-23 | 2019-09-23 | 2020-09-23 | sunpower | spr-x22-360-e-ac | Solar Panels |  | 0.36 | 13 | 149 | 30 |  | Fixed | Roof
Solar Registration Program | NJSRRE1541976805 | Califon | 7830 | 4 | 12.24 | Residential | No | Behind the Meter | SunPower Capital LLC | JCP&L | As-Built Incomplete | 2019-09-23 | 2019-09-23 | 2020-09-23 | sunpower | spr-x22-360-e-ac | Solar Panels |  | 0.36 | 21 | 149 | 30 |  | Fixed | Roof
Solar Registration Program | NJSRRE1541976805 | Califon | 7830 | 4 | 12.24 | Residential | No | Behind the Meter | SunPower Capital LLC | JCP&L | As-Built Incomplete | 2019-09-23 | 2019-09-23 | 2020-09-23 | sunpower | spr-x22-360-e-ac | Inverters | 0.36 |  | 34 |  |  | 0.96 |  | Other | behind panels
Solar Registration Program | NJSRRE1542161774 | Woodbridge Township | 8863 | 11 | 12.24 | Residential | No | Behind the Meter | SunPower Corporation, Systems | PSE&G | Accepted | 2019-09-04 | 2019-09-06 | 2020-09-06 | SUNPOWER | SPR-X22-360-E-AC | Solar Panels |  | 0.36 | 5 | 18 | 33 |  | Fixed | Roof
Solar Registration Program | NJSRRE1542161774 | Woodbridge Township | 8863 | 11 | 12.24 | Residential | No | Behind the Meter | SunPower Corporation, Systems | PSE&G | Accepted | 2019-09-04 | 2019-09-06 | 2020-09-06 | SUNPOWER | SPR-X22-360-E-AC | Solar Panels |  | 0.36 | 29 | 198 | 33 |  | Fixed | Roof
Solar Registration Program | NJSRRE1542161774 | Woodbridge Township | 8863 | 11 | 12.24 | Residential | No | Behind the Meter | SunPower Corporation, Systems | PSE&G | Accepted | 2019-09-04 | 2019-09-06 | 2020-09-06 | SUNPOWER | SPR-X22-360-E-AC | Inverters | 320 |  | 34 |  |  | 0.96 |  | Other | under each panel
Solar Registration Program | NJSRRE1542767371 | Middletown | 7748 | 17 | 12.24 | Residential | No | Behind the Meter | Green Power energy | JCP&L | Accepted | 2019-10-30 | 2019-11-01 | 2020-11-01 | Panasonic | VBHN340SA17 | Solar Panels |  | 0.34 | 16 | 267 | 23 |  | Fixed | Roof
Solar Registration Program | NJSRRE1542767371 | Middletown | 7748 | 17 | 12.24 | Residential | No | Behind the Meter | Green Power energy | JCP&L | Accepted | 2019-10-30 | 2019-11-01 | 2020-11-01 | Panasonic | VBHN340SA17 | Solar Panels |  | 0.34 | 20 | 266 | 23 |  | Fixed | Roof
Solar Registration Program | NJSRRE1542767371 | Middletown | 7748 | 17 | 12.24 | Residential | No | Behind the Meter | Green Power energy | JCP&L | Accepted | 2019-10-30 | 2019-11-01 | 2020-11-01 | SolarEdge | SE11400H-US | Inverters | 11400 |  | 1 |  |  | 0.97 |  | Outside | Next to meter
Solar Registration Program | NJSRRE1542832715 | Mansfield | 8022 | 13 | 12.24 | Residential | No | Behind the Meter | SunPower Corporation, Systems | PSE&G | Accepted | 2019-10-30 | 2019-11-01 | 2020-11-01 | SUNPOWER | SPR-X22-360-E-AC | Solar Panels |  | 0.36 | 17 | 190 | 30 |  | Fixed | Roof
Solar Registration Program | NJSRRE1542832715 | Mansfield | 8022 | 13 | 12.24 | Residential | No | Behind the Meter | SunPower Corporation, Systems | PSE&G | Accepted | 2019-10-30 | 2019-11-01 | 2020-11-01 | SUNPOWER | SPR-X22-360-E-AC | Solar Panels |  | 0.36 | 17 | 190 | 30 |  | Fixed | Roof
Solar Registration Program | NJSRRE1542832715 | Mansfield | 8022 | 13 | 12.24 | Residential | No | Behind the Meter | SunPower Corporation, Systems | PSE&G | Accepted | 2019-10-30 | 2019-11-01 | 2020-11-01 | SUNPOWER | SPR-X22-360-E-AC | Inverters | 320 |  | 34 |  |  | 0.96 |  | Other | under each panel
Solar Registration Program | NJSRRE1543451679 | Evesham Township | 8053 | 13 | 12.24 | Residential | Yes | Behind the Meter | Seabright Solar | PSE&G | Accepted | 2019-11-27 | 2019-12-03 | 2020-12-03 | Sunpower | SPR-X22-360 | Solar Panels |  | 0.36 | 34 | 90 | 31 |  | Fixed | Roof
Solar Registration Program | NJSRRE1543451679 | Evesham Township | 8053 | 13 | 12.24 | Residential | Yes | Behind the Meter | Seabright Solar | PSE&G | Accepted | 2019-11-27 | 2019-12-03 | 2020-12-03 | Sunpowe | SPR-X22-360 | Inverters | 0.32 |  | 34 |  |  | 0.99 |  | Outside | Roof
Solar Registration Program | NJSRRE1541131698 | Bayonne City | 7002 | 8 | 12.25 | Residential | No | Behind the Meter | Ampericon | PSE&G | Accepted | 2019-06-11 | 2019-06-14 | 2020-06-14 | ilfab | SLA-M-350 | Solar Panels |  | 0.35 | 18 | 120 | 10 |  | Fixed | Roof
Solar Registration Program | NJSRRE1541131698 | Bayonne City | 7002 | 8 | 12.25 | Residential | No | Behind the Meter | Ampericon | PSE&G | Accepted | 2019-06-11 | 2019-06-14 | 2020-06-14 | Silfab | SLA-M-350 | Solar Panels |  | 0.35 | 17 | 300 | 10 |  | Fixed | Roof
Solar Registration Program | NJSRRE1541131698 | Bayonne City | 7002 | 8 | 12.25 | Residential | No | Behind the Meter | Ampericon | PSE&G | Accepted | 2019-06-11 | 2019-06-14 | 2020-06-14 | EnPhase | IQ7+ | Inverters | 290 |  | 35 |  |  | 0.965 |  | Outside | Roof
Solar Registration Program | NJSRRE1542390038 | SHREWSBURY | 7702 | 17 | 12.25 | School Other | No | Behind the Meter | SEA BRIGHT SOLAR, LLC | JCP&L | Accepted | 2019-09-11 | 2019-09-13 | 2020-09-13 | SUNPOWER | SPR-P19-395-COM | Solar Panels |  | 0.395 | 19 | 175 | 32 |  | Fixed | Roof | SOUTH
Solar Registration Program | NJSRRE1542390038 | SHREWSBURY | 7702 | 17 | 12.25 | School Other | No | Behind the Meter | SEA BRIGHT SOLAR, LLC | JCP&L | Accepted | 2019-09-11 | 2019-09-13 | 2020-09-13 | SUNPOWER | SPR-P19-395-COM | Solar Panels |  | 0.395 | 10 | 265 | 45 |  | Fixed | Roof | WEST
Solar Registration Program | NJSRRE1542390038 | SHREWSBURY | 7702 | 17 | 12.25 | School Other | No | Behind the Meter | SEA BRIGHT SOLAR, LLC | JCP&L | Accepted | 2019-09-11 | 2019-09-13 | 2020-09-13 | SUNPOWER | SPR-P19-395-COM | Solar Panels |  | 0.395 | 2 | 265 | 45 |  | Fixed | Roof | WEST
Solar Registration Program | NJSRRE1542390038 | SHREWSBURY | 7702 | 17 | 12.25 | School Other | No | Behind the Meter | SEA BRIGHT SOLAR, LLC | JCP&L | Accepted | 2019-09-11 | 2019-09-13 | 2020-09-13 | SOLAR EDGE | SE14.4KUS | Inverters | 14400 |  | 1 |  |  | 0.97 |  | Indoor | ELECTRICAL ROOM
Solar Registration Program | NJSRRE1542515190 | Long Branch | 7740 | 17 | 12.25 | Residential | No | Behind the Meter | SunPower Corporation, Systems | JCP&L | Accepted | 2019-10-08 | 2019-10-10 | 2020-10-10 | SUNPOWER | SPR-X21-350-BLK-E-AC | Solar Panels |  | 0.35 | 21 | 253 | 30 |  | Fixed | Roof
Solar Registration Program | NJSRRE1542515190 | Long Branch | 7740 | 17 | 12.25 | Residential | No | Behind the Meter | SunPower Corporation, Systems | JCP&L | Accepted | 2019-10-08 | 2019-10-10 | 2020-10-10 | SUNPOWER | SPR-X21-350-BLK-E-AC | Solar Panels |  | 0.35 | 14 | 253 | 30 |  | Fixed | Roof
Solar Registration Program | NJSRRE1542515190 | Long Branch | 7740 | 17 | 12.25 | Residential | No | Behind the Meter | SunPower Corporation, Systems | JCP&L | Accepted | 2019-10-08 | 2019-10-10 | 2020-10-10 | SUNPOWER | SPR-X21-350-BLK-E-AC | Inverters | 320 |  | 35 |  |  | 0.96 |  | Other | under each panel
Solar Registration Program | NJSRRE1542685044 | Collingswood | 8108 | 14 | 12.25 | Residential | No | Behind the Meter | Azimuth Renewable Energy | PSE&G | Accepted | 2019-10-28 | 2019-10-30 | 2020-10-30 | LG | LG LG350Q1C-A5 | Solar Panels |  | 0.35 | 35 | Portrait | 40 |  | Fixed | Roof
Solar Registration Program | NJSRRE1542685044 | Collingswood | 8108 | 14 | 12.25 | Residential | No | Behind the Meter | Azimuth Renewable Energy | PSE&G | Accepted | 2019-10-28 | 2019-10-30 | 2020-10-30 | Enphase | Envoy-s | Meters |  |  | 1 |  |  |  | Yes | Outdoor
Solar Registration Program | NJSRRE1542685044 | Collingswood | 8108 | 14 | 12.25 | Residential | No | Behind the Meter | Azimuth Renewable Energy | PSE&G | Accepted | 2019-10-28 | 2019-10-30 | 2020-10-30 | Enphase | IQ 7 | Inverters | 0.24 |  | 35 |  |  | 0.975 |  | Outdoor | Roof
Solar Registration Program | NJSRRE1543477507 | Mount Laurel Township | 8054 | 13 | 12.25 | Residential | Yes | Behind the Meter | SunnyMac LLC | PSE&G | Accepted | 2019-12-04 | 2019-12-06 | 2020-12-06 | SunPower | SPR-X21-350 | Solar Panels |  | 0.35 | 16 | 46 | 19 |  | Fixed | Roof
Solar Registration Program | NJSRRE1543477507 | Mount Laurel Township | 8054 | 13 | 12.25 | Residential | Yes | Behind the Meter | SunnyMac LLC | PSE&G | Accepted | 2019-12-04 | 2019-12-06 | 2020-12-06 | SunPower | SPR-X21-350 | Solar Panels |  | 0.35 | 19 | 226 | 18 |  | Fixed | Roof
Solar Registration Program | NJSRRE1543477507 | Mount Laurel Township | 8054 | 13 | 12.25 | Residential | Yes | Behind the Meter | SunnyMac LLC | PSE&G | Accepted | 2019-12-04 | 2019-12-06 | 2020-12-06 | Enphase | IQ7XS-96-ACM-US | Inverters | 0.315 |  | 35 |  |  | 0.99 |  | Outdoor | roof
Solar Registration Program | NJSRRE1540253570 | Pennsville | 8070 | 16 | 12.29 | Residential | Yes | Behind the Meter | Pro Custom Solar dba Momentum Solar | AC Electric | Accepted | 2019-01-17 | 2019-01-21 | 2020-01-21 | HANWHA | Q.PEAK DUO BLK-G5 315 | Solar Panels |  | 0.315 | 24 | 135 | 34 |  | Fixed | Roof
Solar Registration Program | NJSRRE1540253570 | Pennsville | 8070 | 16 | 12.29 | Residential | Yes | Behind the Meter | Pro Custom Solar dba Momentum Solar | AC Electric | Accepted | 2019-01-17 | 2019-01-21 | 2020-01-21 | HANWHA | Q.PEAK DUO BLK-G5 315 | Solar Panels |  | 0.315 | 15 | 315 | 34 |  | Fixed | Roof
Solar Registration Program | NJSRRE1540253570 | Pennsville | 8070 | 16 | 12.29 | Residential | Yes | Behind the Meter | Pro Custom Solar dba Momentum Solar | AC Electric | Accepted | 2019-01-17 | 2019-01-21 | 2020-01-21 | ENPHASE | IQ7-60-2-US | Inverters | 250 |  | 39 |  |  | 0.97 |  | Outdoor | ROOF
Solar Registration Program | NJSRRE1540285544 | Old Bridge | 8857 | 11 | 12.29 | Residential | Yes | Behind the Meter | Pro Custom Solar dba Momentum Solar | JCP&L | Accepted | 2019-01-24 | 2019-01-28 | 2020-01-28 | HANWHA | Q.PEAK DUO BLK-G5 315 | Solar Panels |  | 0.315 | 19 | 45 | 29 |  | Fixed | Roof
Solar Registration Program | NJSRRE1540285544 | Old Bridge | 8857 | 11 | 12.29 | Residential | Yes | Behind the Meter | Pro Custom Solar dba Momentum Solar | JCP&L | Accepted | 2019-01-24 | 2019-01-28 | 2020-01-28 | HANWHA | Q.PEAK DUO BLK-G5 315 | Solar Panels |  | 0.315 | 20 | 225 | 18 |  | Fixed | Roof
Solar Registration Program | NJSRRE1540285544 | Old Bridge | 8857 | 11 | 12.29 | Residential | Yes | Behind the Meter | Pro Custom Solar dba Momentum Solar | JCP&L | Accepted | 2019-01-24 | 2019-01-28 | 2020-01-28 | ENPHASE | IQ7-60-2-US | Inverters | 250 |  | 39 |  |  | 0.97 |  | Outdoor | ROOF
Solar Registration Program | NJSRRE1540295624 | Prospect Park | 7508 | 6 | 12.29 | Residential | Yes | Behind the Meter | Trinity Solar | PSE&G | Accepted | 2019-01-29 | 2019-01-30 | 2020-01-30 | HANWHA | Q.PEAK DUO BLK-G5 315 | Solar Panels |  | 0.315 | 17 | 337 | 30 |  | Fixed | Roof
Solar Registration Program | NJSRRE1540295624 | Prospect Park | 7508 | 6 | 12.29 | Residential | Yes | Behind the Meter | Trinity Solar | PSE&G | Accepted | 2019-01-29 | 2019-01-30 | 2020-01-30 | HANWHA | Q.PEAK DUO BLK-G5 315 | Solar Panels |  | 0.315 | 15 | 157 | 30 |  | Fixed | Roof
Solar Registration Program | NJSRRE1540295624 | Prospect Park | 7508 | 6 | 12.29 | Residential | Yes | Behind the Meter | Trinity Solar | PSE&G | Accepted | 2019-01-29 | 2019-01-30 | 2020-01-30 | HANWHA | Q.PEAK DUO BLK-G5 315 | Solar Panels |  | 0.315 | 7 | 157 | 12 |  | Fixed | Roof
Solar Registration Program | NJSRRE1540295624 | Prospect Park | 7508 | 6 | 12.29 | Residential | Yes | Behind the Meter | Trinity Solar | PSE&G | Accepted | 2019-01-29 | 2019-01-30 | 2020-01-30 | Solar Edge | SE10000H-US000NNC2 | Inverters | 10000 |  | 1 |  |  | 0.97 |  | Outdoor | side of home
Solar Registration Program | NJSRRE1540307233 | FREEHOLD | 7728 | 17 | 12.29 | Residential | Yes | Behind the Meter | Vivint Solar Developer, LLC | JCP&L | Accepted | 2019-02-01 | 2019-02-04 | 2020-02-04 | Hanwha Solar | Q.PEAK DUO BLK-G5 315 | Solar Panels |  | 0.315 | 31 | 285 | 20 |  | Fixed | Roof
Solar Registration Program | NJSRRE1540307233 | FREEHOLD | 7728 | 17 | 12.29 | Residential | Yes | Behind the Meter | Vivint Solar Developer, LLC | JCP&L | Accepted | 2019-02-01 | 2019-02-04 | 2020-02-04 | Hanwha Solar | Q.PEAK DUO BLK-G5 315 | Solar Panels |  | 0.315 | 8 | 195 | 20 |  | Fixed | Roof
Solar Registration Program | NJSRRE1540307233 | FREEHOLD | 7728 | 17 | 12.29 | Residential | Yes | Behind the Meter | Vivint Solar Developer, LLC | JCP&L | Accepted | 2019-02-01 | 2019-02-04 | 2020-02-04 | Solar Edge | SE10000H-US | Inverters | 10000 |  | 1 |  |  | 0.992 |  | Outdoor | Near the Utility Meter
Solar Registration Program | NJSRRE1540396220 | Brick | 8723 | 18 | 12.29 | Residential | Yes | Behind the Meter | Suntuity Solar LLC | JCP&L | Accepted | 2019-02-26 | 2019-02-27 | 2020-02-27 | Hanwha Solar | Q-Cells 315 Mono | Solar Panels |  | 0.315 | 9 | 121 | 23 |  | Fixed | Roof
Solar Registration Program | NJSRRE1540396220 | Brick | 8723 | 18 | 12.29 | Residential | Yes | Behind the Meter | Suntuity Solar LLC | JCP&L | Accepted | 2019-02-26 | 2019-02-27 | 2020-02-27 | Hanwha Solar | Q-Cells 315 Mono | Solar Panels |  | 0.315 | 9 | 301 | 27 |  | Fixed | Roof
Solar Registration Program | NJSRRE1540396220 | Brick | 8723 | 18 | 12.29 | Residential | Yes | Behind the Meter | Suntuity Solar LLC | JCP&L | Accepted | 2019-02-26 | 2019-02-27 | 2020-02-27 | Hanwha Solar | Q-Cells 315 Mono | Solar Panels |  | 0.315 | 21 | 211 | 24 |  | Fixed | Roof
Solar Registration Program | NJSRRE1540396220 | Brick | 8723 | 18 | 12.29 | Residential | Yes | Behind the Meter | Suntuity Solar LLC | JCP&L | Accepted | 2019-02-26 | 2019-02-27 | 2020-02-27 | SolaeEdge | SE11400H-US | Inverters | 11400 |  | 1 |  |  | 0.99 |  | Outdoor | Besides the meter
Solar Registration Program | NJSRRE1540870884 | Long Branch | 7740 | 17 | 12.29 | Residential | Yes | Behind the Meter | Vivint Solar Developer, LLC | JCP&L | Accepted | 2019-04-22 | 2019-04-23 | 2020-04-23 | Hanwha Solar | Q.Peak BLK-G5 315 | Solar Panels |  | 0.315 | 15 | 92 | 21 |  | Fixed | Roof
Solar Registration Program | NJSRRE1540870884 | Long Branch | 7740 | 17 | 12.29 | Residential | Yes | Behind the Meter | Vivint Solar Developer, LLC | JCP&L | Accepted | 2019-04-22 | 2019-04-23 | 2020-04-23 | Hanwha Solar | Q.Peak BLK-G5 315 | Solar Panels |  | 0.315 | 19 | 92 | 21 |  | Fixed | Roof
Solar Registration Program | NJSRRE1540870884 | Long Branch | 7740 | 17 | 12.29 | Residential | Yes | Behind the Meter | Vivint Solar Developer, LLC | JCP&L | Accepted | 2019-04-22 | 2019-04-23 | 2020-04-23 | Hanwha Solar | Q.Peak BLK-G5 315 | Solar Panels |  | 0.315 | 5 | 92 | 21 |  | Fixed | Roof
Solar Registration Program | NJSRRE1540870884 | Long Branch | 7740 | 17 | 12.29 | Residential | Yes | Behind the Meter | Vivint Solar Developer, LLC | JCP&L | Accepted | 2019-04-22 | 2019-04-23 | 2020-04-23 | Solar Edge | SE10000H-US | Inverters | 10000 |  | 1 |  |  | 0.992 |  | Outdoor | Near the Utility Meter.
Solar Registration Program | NJSRRE1541614608 | Absecon | 8201 | 19 | 12.29 | Residential | No | Behind the Meter | Green Power Energy | AC Electric | Final As-Built Received | 2019-07-05 | 2019-07-09 | 2020-07-09 | Hanwha | Q.PEAK DUO BLK-G5 315 | Solar Panels |  | 0.315 | 9 | 204 | 27 |  | Fixed | Roof
Solar Registration Program | NJSRRE1541614608 | Absecon | 8201 | 19 | 12.29 | Residential | No | Behind the Meter | Green Power Energy | AC Electric | Final As-Built Received | 2019-07-05 | 2019-07-09 | 2020-07-09 | Hanwha | Q.PEAK DUO BLK-G5 315 | Solar Panels |  | 0.315 | 12 | 116 | 27 |  | Fixed | Roof
Solar Registration Program | NJSRRE1541614608 | Absecon | 8201 | 19 | 12.29 | Residential | No | Behind the Meter | Green Power Energy | AC Electric | Final As-Built Received | 2019-07-05 | 2019-07-09 | 2020-07-09 | Hanwha | Q.PEAK DUO BLK-G5 315 | Solar Panels |  | 0.315 | 18 | 118 | 27 |  | Fixed | Roof
Solar Registration Program | NJSRRE1541614608 | Absecon | 8201 | 19 | 12.29 | Residential | No | Behind the Meter | Green Power Energy | AC Electric | Final As-Built Received | 2019-07-05 | 2019-07-09 | 2020-07-09 | Solar Edge | SE11400H-US | Inverters | 11400 |  | 1 |  |  | 0.97 |  | Outside | next to meter
Solar Registration Program | NJSRRE1541614608 | Absecon | 8201 | 19 | 12.29 | Residential | No | Behind the Meter | Green Power Energy | AC Electric | Final As-Built Received | 2019-07-05 | 2019-07-09 | 2020-07-09 | Hialeah | CL200 | Meters |  |  | 1 |  |  |  | Yes | Indoor
Solar Registration Program | NJSRRE1541643462 | Hopewell TWP MER | 8560 | 12 | 12.29 | Residential | No | Behind the Meter | Tesla Energy Operations Inc | PSE&G | Accepted | 2019-07-13 | 2019-07-16 | 2020-07-16 | Hanwha Q CELLS | Q.PEAK DUO BLK-G5 315 | Solar Panels |  | 0.315 | 8 | 184 | 45 |  | Fixed | Roof
Solar Registration Program | NJSRRE1541643462 | Hopewell TWP MER | 8560 | 12 | 12.29 | Residential | No | Behind the Meter | Tesla Energy Operations Inc | PSE&G | Accepted | 2019-07-13 | 2019-07-16 | 2020-07-16 | Hanwha Q CELLS | Q.PEAK DUO BLK-G5 315 | Solar Panels |  | 0.315 | 12 | 94 | 35 |  | Fixed | Roof
Solar Registration Program | NJSRRE1541643462 | Hopewell TWP MER | 8560 | 12 | 12.29 | Residential | No | Behind the Meter | Tesla Energy Operations Inc | PSE&G | Accepted | 2019-07-13 | 2019-07-16 | 2020-07-16 | Hanwha Q CELLS | Q.PEAK DUO BLK-G5 315 | Solar Panels |  | 0.315 | 19 | 184 | 45 |  | Fixed | Roof
Solar Registration Program | NJSRRE1541643462 | Hopewell TWP MER | 8560 | 12 | 12.29 | Residential | No | Behind the Meter | Tesla Energy Operations Inc | PSE&G | Accepted | 2019-07-13 | 2019-07-16 | 2020-07-16 | Delta | Solivia 7.6 TL (240V) | Inverters | 7600 |  | 1 |  |  | 0.975 |  | Outdoor | outdoor
Solar Registration Program | NJSRRE1541643462 | Hopewell TWP MER | 8560 | 12 | 12.29 | Residential | No | Behind the Meter | Tesla Energy Operations Inc | PSE&G | Accepted | 2019-07-13 | 2019-07-16 | 2020-07-16 | Delta | Solivia 3.8 TL (240V) | Inverters | 3800 |  | 1 |  |  | 0.975 |  | Outdoor | outdoor
Solar Registration Program | NJSRRE1541643462 | Hopewell TWP MER | 8560 | 12 | 12.29 | Residential | No | Behind the Meter | Tesla Energy Operations Inc | PSE&G | Accepted | 2019-07-13 | 2019-07-16 | 2020-07-16 | Tesla | AC Powerwall 2.0 | Electric Storage Battery |  |  | 2 |  |  |  | Lithium Ion |  | inside
Solar Registration Program | NJSRRE1541688400 | Flanders | 7836 | 3 | 12.29 | Residential | No | Behind the Meter | Tesla Energy Operations Inc | JCP&L | Accepted | 2019-07-19 | 2019-07-23 | 2020-07-23 | Hanwha Q CELLS | Q.PEAK DUO BLK-G5 315 | Solar Panels |  | 0.315 | 28 | 125 | 23 |  | Fixed | Roof
Solar Registration Program | NJSRRE1541688400 | Flanders | 7836 | 3 | 12.29 | Residential | No | Behind the Meter | Tesla Energy Operations Inc | JCP&L | Accepted | 2019-07-19 | 2019-07-23 | 2020-07-23 | Hanwha Q CELLS | Q.PEAK DUO BLK-G5 315 | Solar Panels |  | 0.315 | 11 | 305 | 23 |  | Fixed | Roof
Solar Registration Program | NJSRRE1541688400 | Flanders | 7836 | 3 | 12.29 | Residential | No | Behind the Meter | Tesla Energy Operations Inc | JCP&L | Accepted | 2019-07-19 | 2019-07-23 | 2020-07-23 | Delta | Solivia 7.6 TL (240V) | Inverters | 7600 |  | 1 |  |  | 0.975 |  | Indoor | indoor
Solar Registration Program | NJSRRE1541688400 | Flanders | 7836 | 3 | 12.29 | Residential | No | Behind the Meter | Tesla Energy Operations Inc | JCP&L | Accepted | 2019-07-19 | 2019-07-23 | 2020-07-23 | Delta | Solivia 5.2 TL (240V) | Inverters | 5200 |  | 1 |  |  | 0.975 |  | Indoor | indoor
Solar Registration Program | NJSRRE1541688400 | Flanders | 7836 | 3 | 12.29 | Residential | No | Behind the Meter | Tesla Energy Operations Inc | JCP&L | Accepted | 2019-07-19 | 2019-07-23 | 2020-07-23 | Tesla | AC Powerwall 2.0 | Electric Storage Battery |  |  | 1 |  |  |  | Lithium Ion |  | inside
Solar Registration Program | NJSRRE1541688751 | Forked River | 8731 | 18 | 12.29 | Residential | No | Behind the Meter | Trinity Solar | JCP&L | Accepted | 2019-07-19 | 2019-07-23 | 2020-07-23 | HANWHA | Q.PEAK DUO BLK-G5 315 | Solar Panels |  | 0.315 | 11 | 30 | 21 |  | Fixed | Roof
Solar Registration Program | NJSRRE1541688751 | Forked River | 8731 | 18 | 12.29 | Residential | No | Behind the Meter | Trinity Solar | JCP&L | Accepted | 2019-07-19 | 2019-07-23 | 2020-07-23 | HANWHA | Q.PEAK DUO BLK-G5 315 | Solar Panels |  | 0.315 | 17 | 210 | 21 |  | Fixed | Roof
Solar Registration Program | NJSRRE1541688751 | Forked River | 8731 | 18 | 12.29 | Residential | No | Behind the Meter | Trinity Solar | JCP&L | Accepted | 2019-07-19 | 2019-07-23 | 2020-07-23 | HANWHA | Q.PEAK DUO BLK-G5 315 | Solar Panels |  | 0.315 | 6 | 30 | 9 |  | Fixed | Roof
Solar Registration Program | NJSRRE1541688751 | Forked River | 8731 | 18 | 12.29 | Residential | No | Behind the Meter | Trinity Solar | JCP&L | Accepted | 2019-07-19 | 2019-07-23 | 2020-07-23 | HANWHA | Q.PEAK DUO BLK-G5 315 | Solar Panels |  | 0.315 | 5 | 210 | 21 |  | Fixed | Roof
Solar Registration Program | NJSRRE1541688751 | Forked River | 8731 | 18 | 12.29 | Residential | No | Behind the Meter | Trinity Solar | JCP&L | Accepted | 2019-07-19 | 2019-07-23 | 2020-07-23 | Solar Edge | SE10000H-US | Inverters | 10000 |  | 1 |  |  | 0.97 |  | Outdoor | side of home
Solar Registration Program | NJSRRE1541699220 | Pennsville | 8070 | 16 | 12.29 | Residential | No | Behind the Meter | Castle Energy, LLC | AC Electric | Final As-Built Received | 2019-07-24 | 2019-08-05 | 2020-08-05 | Hanwha QCells | Q.PEAK DUO BLK-G5 315 | Solar Panels |  | 0.315 | 2 | 133 | 14 |  | Fixed | Roof
Solar Registration Program | NJSRRE1541699220 | Pennsville | 8070 | 16 | 12.29 | Residential | No | Behind the Meter | Castle Energy, LLC | AC Electric | Final As-Built Received | 2019-07-24 | 2019-08-05 | 2020-08-05 | Hanwha QCells | Q.PEAK DUO BLK-G5 315 | Solar Panels |  | 0.315 | 19 | 133 | 21 |  | Fixed | Roof
Solar Registration Program | NJSRRE1541699220 | Pennsville | 8070 | 16 | 12.29 | Residential | No | Behind the Meter | Castle Energy, LLC | AC Electric | Final As-Built Received | 2019-07-24 | 2019-08-05 | 2020-08-05 | Hanwha QCells | Q.PEAK DUO BLK-G5 315 | Solar Panels |  | 0.315 | 18 | 133 | 40 |  | Fixed | Roof
Solar Registration Program | NJSRRE1541699220 | Pennsville | 8070 | 16 | 12.29 | Residential | No | Behind the Meter | Castle Energy, LLC | AC Electric | Final As-Built Received | 2019-07-24 | 2019-08-05 | 2020-08-05 | Enphase Energy | IQ760-2-US | Inverters | 240 |  | 39 |  |  | 0.967 |  | Outside | on the rooftop under each solar panel
Solar Registration Program | NJSRRE1541699220 | Pennsville | 8070 | 16 | 12.29 | Residential | No | Behind the Meter | Castle Energy, LLC | AC Electric | Final As-Built Received | 2019-07-24 | 2019-08-05 | 2020-08-05 | Enphase Energy | X-IQ-AM1-240-3 | Meters |  |  | 1 |  |  |  | Yes | Outdoor
Solar Registration Program | NJSRRE1541713135 | Sparta | 7871 | 1 | 12.29 | Residential | No | Behind the Meter | Tesla Energy Operations Inc | JCP&L | Accepted | 2019-07-29 | 2019-08-01 | 2020-08-01 | Hanwha Q-Cells | Q.Peak DUO BLK-G5/SC315 | Solar Panels |  | 0.315 | 6 | 130 | 36 |  | Fixed | Roof
Solar Registration Program | NJSRRE1541713135 | Sparta | 7871 | 1 | 12.29 | Residential | No | Behind the Meter | Tesla Energy Operations Inc | JCP&L | Accepted | 2019-07-29 | 2019-08-01 | 2020-08-01 | Hanwha Q-Cells | Q.Peak DUO BLK-G5/SC315 | Solar Panels |  | 0.315 | 14 | 130 | 36 |  | Fixed | Roof
Solar Registration Program | NJSRRE1541713135 | Sparta | 7871 | 1 | 12.29 | Residential | No | Behind the Meter | Tesla Energy Operations Inc | JCP&L | Accepted | 2019-07-29 | 2019-08-01 | 2020-08-01 | Hanwha Q-Cells | Q.Peak DUO BLK-G5/SC315 | Solar Panels |  | 0.315 | 19 | 220 | 45 |  | Fixed | Roof
Solar Registration Program | NJSRRE1541713135 | Sparta | 7871 | 1 | 12.29 | Residential | No | Behind the Meter | Tesla Energy Operations Inc | JCP&L | Accepted | 2019-07-29 | 2019-08-01 | 2020-08-01 | Delta | Solivia 5.2 TL | Inverters | 5200 |  | 1 |  |  | 0.975 |  | Indoor | Indoor
Solar Registration Program | NJSRRE1541713135 | Sparta | 7871 | 1 | 12.29 | Residential | No | Behind the Meter | Tesla Energy Operations Inc | JCP&L | Accepted | 2019-07-29 | 2019-08-01 | 2020-08-01 | Delta | Solivia 7.6TL | Inverters | 7600 |  | 1 |  |  | 0.975 |  | Indoor | Indoor
Solar Registration Program | NJSRRE1541713135 | Sparta | 7871 | 1 | 12.29 | Residential | No | Behind the Meter | Tesla Energy Operations Inc | JCP&L | Accepted | 2019-07-29 | 2019-08-01 | 2020-08-01 | Tesla | AC Powerwall 2.0 | Electric Storage Battery |  |  | 1 |  |  |  | Lithium Ion |  | Inside
Solar Registration Program | NJSRRE1541724030 | DENVILLE | 7834 | 3 | 12.29 | Residential | Yes | Behind the Meter | Vivint Solar Developer, LLC | JCP&L | Accepted | 2019-08-04 | 2019-08-05 | 2020-08-05 | Hanwha Solar | Q.PEAK BLK-G5 315 | Solar Panels |  | 0.315 | 21 | 267 | 34 |  | Fixed | Roof
Solar Registration Program | NJSRRE1541724030 | DENVILLE | 7834 | 3 | 12.29 | Residential | Yes | Behind the Meter | Vivint Solar Developer, LLC | JCP&L | Accepted | 2019-08-04 | 2019-08-05 | 2020-08-05 | Hanwha Solar | Q.PEAK BLK-G5 315 | Solar Panels |  | 0.315 | 6 | 177 | 34 |  | Fixed | Roof
Solar Registration Program | NJSRRE1541724030 | DENVILLE | 7834 | 3 | 12.29 | Residential | Yes | Behind the Meter | Vivint Solar Developer, LLC | JCP&L | Accepted | 2019-08-04 | 2019-08-05 | 2020-08-05 | Hanwha Solar | Q.PEAK BLK-G5 315 | Solar Panels |  | 0.315 | 12 | 267 | 33 |  | Fixed | Roof
Solar Registration Program | NJSRRE1541724030 | DENVILLE | 7834 | 3 | 12.29 | Residential | Yes | Behind the Meter | Vivint Solar Developer, LLC | JCP&L | Accepted | 2019-08-04 | 2019-08-05 | 2020-08-05 | Solar Edge | SE10000H-US | Inverters | 10000 |  | 1 |  |  | 0.992 |  | Other | Near the Utility Meter
Solar Registration Program | NJSRRE1541871741 | SALEM | 8079 | 16 | 12.29 | Residential | No | Behind the Meter | Tesla Energy Operations Inc | AC Electric | Accepted | 2019-08-21 | 2019-08-26 | 2020-08-26 | Hanwha Q-Cells | Q.Peak DUO BLK-G5/SC315 | Solar Panels |  | 0.315 | 39 | 101 | 24 |  | Fixed | Roof
Solar Registration Program | NJSRRE1541871741 | SALEM | 8079 | 16 | 12.29 | Residential | No | Behind the Meter | Tesla Energy Operations Inc | AC Electric | Accepted | 2019-08-21 | 2019-08-26 | 2020-08-26 | Delta | Solivia 5.2 TL | Inverters | 5200 |  | 1 |  |  | 0.975 |  | Indoor | Indoor
Solar Registration Program | NJSRRE1541871741 | SALEM | 8079 | 16 | 12.29 | Residential | No | Behind the Meter | Tesla Energy Operations Inc | AC Electric | Accepted | 2019-08-21 | 2019-08-26 | 2020-08-26 | Delta | Solivia 7.6 TL | Inverters | 7600 |  | 1 |  |  | 0.975 |  | Indoor | Indoor
Solar Registration Program | NJSRRE1541871741 | SALEM | 8079 | 16 | 12.29 | Residential | No | Behind the Meter | Tesla Energy Operations Inc | AC Electric | Accepted | 2019-08-21 | 2019-08-26 | 2020-08-26 | Tesla | AC Powerwall 2.0 | Electric Storage Battery |  |  | 2 |  |  |  | Lithium Ion |  | Inside
Solar Registration Program | NJSRRE1541880818 | Manahawkin | 8050 | 18 | 12.29 | Residential | Yes | Behind the Meter | Vivint Solar Developer, LLC | AC Electric | Accepted | 2019-09-05 | 2019-09-05 | 2020-09-05 | Hanwha Solar | Q.PEAK BLK-G5 315 | Solar Panels |  | 0.315 | 4 | 139 | 34 |  | Fixed | Roof
Solar Registration Program | NJSRRE1541880818 | Manahawkin | 8050 | 18 | 12.29 | Residential | Yes | Behind the Meter | Vivint Solar Developer, LLC | AC Electric | Accepted | 2019-09-05 | 2019-09-05 | 2020-09-05 | Hanwha Solar | Q.PEAK BLK-G5 315 | Solar Panels |  | 0.315 | 10 | 49 | 34 |  | Fixed | Roof
Solar Registration Program | NJSRRE1541880818 | Manahawkin | 8050 | 18 | 12.29 | Residential | Yes | Behind the Meter | Vivint Solar Developer, LLC | AC Electric | Accepted | 2019-09-05 | 2019-09-05 | 2020-09-05 | Hanwha Solar | Q.PEAK BLK-G5 315 | Solar Panels |  | 0.315 | 13 | 229 | 34 |  | Fixed | Roof
Solar Registration Program | NJSRRE1541880818 | Manahawkin | 8050 | 18 | 12.29 | Residential | Yes | Behind the Meter | Vivint Solar Developer, LLC | AC Electric | Accepted | 2019-09-05 | 2019-09-05 | 2020-09-05 | Hanwha Solar | Q.PEAK BLK-G5 315 | Solar Panels |  | 0.315 | 12 | 229 | 34 |  | Fixed | Roof
Solar Registration Program | NJSRRE1541880818 | Manahawkin | 8050 | 18 | 12.29 | Residential | Yes | Behind the Meter | Vivint Solar Developer, LLC | AC Electric | Accepted | 2019-09-05 | 2019-09-05 | 2020-09-05 | SOLAR EDGE | SE10000H-US | Inverters | 10000 |  | 1 |  |  | 0.992 |  | Outdoor | Near the Utility Meter
Solar Registration Program | NJSRRE1541888066 | Ocean City | 8226 | 21 | 12.29 | Residential | No | Behind the Meter | Tesla Energy Operations Inc | AC Electric | Accepted | 2019-08-27 | 2019-08-29 | 2020-08-29 | SC Std | SC315B2 | Solar Panels |  | 0.315 | 15 | 84 | 18 |  | Fixed | Roof
Solar Registration Program | NJSRRE1541888066 | Ocean City | 8226 | 21 | 12.29 | Residential | No | Behind the Meter | Tesla Energy Operations Inc | AC Electric | Accepted | 2019-08-27 | 2019-08-29 | 2020-08-29 | SC Std | SC315B2 | Solar Panels |  | 0.315 | 18 | 264 | 18 |  | Fixed | Roof
Solar Registration Program | NJSRRE1541888066 | Ocean City | 8226 | 21 | 12.29 | Residential | No | Behind the Meter | Tesla Energy Operations Inc | AC Electric | Accepted | 2019-08-27 | 2019-08-29 | 2020-08-29 | SC Std | SC315B2 | Solar Panels |  | 0.315 | 6 | 264 | 18 |  | Fixed | Roof
Solar Registration Program | NJSRRE1541888066 | Ocean City | 8226 | 21 | 12.29 | Residential | No | Behind the Meter | Tesla Energy Operations Inc | AC Electric | Accepted | 2019-08-27 | 2019-08-29 | 2020-08-29 | SOLAREDGE | SE11400H-US000SNC2 | Inverters | 11400 |  | 1 |  |  | 0.99 |  | Indoor | Indoor
Solar Registration Program | NJSRRE1541888066 | Ocean City | 8226 | 21 | 12.29 | Residential | No | Behind the Meter | Tesla Energy Operations Inc | AC Electric | Accepted | 2019-08-27 | 2019-08-29 | 2020-08-29 | Tesla | AC Powerwall 2.0 | Electric Storage Battery |  |  | 2 |  |  |  | Lithium Ion |  | Inside
Solar Registration Program | NJSRRE1541891066 | Williamstown | 8094 | 15 | 12.29 | Residential | Yes | Behind the Meter | Pro Custom Solar dba Momentum Solar | AC Electric | Accepted | 2019-08-28 | 2019-08-30 | 2020-08-30 | HANWHA | Q.PEAK DUO BLK-G5 315 | Solar Panels |  | 0.315 | 3 | 73 | 26 |  | Fixed | Roof
Solar Registration Program | NJSRRE1541891066 | Williamstown | 8094 | 15 | 12.29 | Residential | Yes | Behind the Meter | Pro Custom Solar dba Momentum Solar | AC Electric | Accepted | 2019-08-28 | 2019-08-30 | 2020-08-30 | HANWHA | Q.PEAK DUO BLK-G5 315 | Solar Panels |  | 0.315 | 12 | 253 | 27 |  | Fixed | Roof
Solar Registration Program | NJSRRE1541891066 | Williamstown | 8094 | 15 | 12.29 | Residential | Yes | Behind the Meter | Pro Custom Solar dba Momentum Solar | AC Electric | Accepted | 2019-08-28 | 2019-08-30 | 2020-08-30 | HANWHA | Q.PEAK DUO BLK-G5 315 | Solar Panels |  | 0.315 | 24 | 253 | 26 |  | Fixed | Roof
Solar Registration Program | NJSRRE1541891066 | Williamstown | 8094 | 15 | 12.29 | Residential | Yes | Behind the Meter | Pro Custom Solar dba Momentum Solar | AC Electric | Accepted | 2019-08-28 | 2019-08-30 | 2020-08-30 | Enphase Energy | IQ6-60-2-US | Inverters | 240 |  | 39 |  |  | 0.97 |  | Outdoor | Roof
Solar Registration Program | NJSRRE1541895104 | Plainfield | 7060 | 10 | 12.29 | Residential | Yes | Behind the Meter | Vivint Solar Developer, LLC | PSE&G | Accepted | 2019-08-28 | 2019-09-03 | 2020-09-03 | Hanwha | Q.PEAK DUO BLK-G5 315 | Solar Panels |  | 0.315 | 21 | 131 | 23 |  | Fixed | Roof
Solar Registration Program | NJSRRE1541895104 | Plainfield | 7060 | 10 | 12.29 | Residential | Yes | Behind the Meter | Vivint Solar Developer, LLC | PSE&G | Accepted | 2019-08-28 | 2019-09-03 | 2020-09-03 | Hanwha | Q.PEAK DUO BLK-G5 315 | Solar Panels |  | 0.315 | 18 | 311 | 23 |  | Fixed | Roof
Solar Registration Program | NJSRRE1541895104 | Plainfield | 7060 | 10 | 12.29 | Residential | Yes | Behind the Meter | Vivint Solar Developer, LLC | PSE&G | Accepted | 2019-08-28 | 2019-09-03 | 2020-09-03 | SolarEdge | SE10000H-US | Inverters | 10000 |  | 1 |  |  | 0.992 |  | Outdoor | Near the Utility Meter
Solar Registration Program | NJSRRE1542269597 | Barnegat | 8005 | 18 | 12.29 | Residential | Yes | Behind the Meter | Vivint Solar Developer, LLC | AC Electric | Accepted | 2019-09-05 | 2019-09-10 | 2020-09-10 | Hanwha Solar | Q.PEAK BLK-G5 315 | Solar Panels |  | 0.315 | 32 | 197 | 33 |  | Fixed | Roof
Solar Registration Program | NJSRRE1542269597 | Barnegat | 8005 | 18 | 12.29 | Residential | Yes | Behind the Meter | Vivint Solar Developer, LLC | AC Electric | Accepted | 2019-09-05 | 2019-09-10 | 2020-09-10 | Hanwha Solar | Q.PEAK BLK-G5 315 | Solar Panels |  | 0.315 | 7 | 197 | 33 |  | Fixed | Roof
Solar Registration Program | NJSRRE1542269597 | Barnegat | 8005 | 18 | 12.29 | Residential | Yes | Behind the Meter | Vivint Solar Developer, LLC | AC Electric | Accepted | 2019-09-05 | 2019-09-10 | 2020-09-10 | SolarEdge | SE10000H-US000BNC4 | Inverters | 10000 |  | 1 |  |  | 0.992 |  | Outdoor | Near the Utility Meter
Solar Registration Program | NJSRRE1542389713 | FREEHOLD | 7728 | 17 | 12.29 | Residential | Yes | Behind the Meter | Vivint Solar Developer, LLC | JCP&L | Accepted | 2019-09-11 | 2019-09-13 | 2020-09-13 | Hanwha Solar | Q.PEAK BLK-G5 315 | Solar Panels |  | 0.315 | 33 | 244 | 26 |  | Fixed | Roof
Solar Registration Program | NJSRRE1542389713 | FREEHOLD | 7728 | 17 | 12.29 | Residential | Yes | Behind the Meter | Vivint Solar Developer, LLC | JCP&L | Accepted | 2019-09-11 | 2019-09-13 | 2020-09-13 | Hanwha Solar | Q.PEAK BLK-G5 315 | Solar Panels |  | 0.315 | 6 | 154 | 44 |  | Fixed | Roof
Solar Registration Program | NJSRRE1542389713 | FREEHOLD | 7728 | 17 | 12.29 | Residential | Yes | Behind the Meter | Vivint Solar Developer, LLC | JCP&L | Accepted | 2019-09-11 | 2019-09-13 | 2020-09-13 | Solar Edge | SE10000H-US000BNC4 | Inverters | 10000 |  | 1 |  |  | 0.992 |  | Outdoor | near the Utility Meter
Solar Registration Program | NJSRRE1542393439 | Kenilworth | 7033 | 10 | 12.29 | Residential | No | Behind the Meter | Trinity Solar | PSE&G | Accepted | 2019-09-12 | 2019-09-16 | 2020-09-16 | HANWHA | Q.PEAK DUO BLK-G5 315 | Solar Panels |  | 0.315 | 13 | 110 | 23 |  | Fixed | Roof
Solar Registration Program | NJSRRE1542393439 | Kenilworth | 7033 | 10 | 12.29 | Residential | No | Behind the Meter | Trinity Solar | PSE&G | Accepted | 2019-09-12 | 2019-09-16 | 2020-09-16 | HANWHA | Q.PEAK DUO BLK-G5 315 | Solar Panels |  | 0.315 | 26 | 20 | 23 |  | Fixed | Roof
Solar Registration Program | NJSRRE1542393439 | Kenilworth | 7033 | 10 | 12.29 | Residential | No | Behind the Meter | Trinity Solar | PSE&G | Accepted | 2019-09-12 | 2019-09-16 | 2020-09-16 | SOLAR EDGE | SE10000H-US | Inverters | 10000 |  | 1 |  |  | 0.97 |  | Outdoor | SIDE
Solar Registration Program | NJSRRE1542394253 | Parsippany | 7054 | 3 | 12.29 | Residential | Yes | Behind the Meter | Vivint Solar Developer, LLC | JCP&L | Accepted | 2019-09-13 | 2019-09-16 | 2020-09-16 | Hanwha | Q.PEAK BLK-G5 315 | Solar Panels |  | 0.315 | 10 | 271 | 32 |  | Fixed | Roof
Solar Registration Program | NJSRRE1542394253 | Parsippany | 7054 | 3 | 12.29 | Residential | Yes | Behind the Meter | Vivint Solar Developer, LLC | JCP&L | Accepted | 2019-09-13 | 2019-09-16 | 2020-09-16 | Hanwha | Q.PEAK BLK-G5 315 | Solar Panels |  | 0.315 | 11 | 32 | 91 |  | Fixed | Roof
Solar Registration Program | NJSRRE1542394253 | Parsippany | 7054 | 3 | 12.29 | Residential | Yes | Behind the Meter | Vivint Solar Developer, LLC | JCP&L | Accepted | 2019-09-13 | 2019-09-16 | 2020-09-16 | Hanwha | Q.PEAK BLK-G5 315 | Solar Panels |  | 0.315 | 6 | 271 | 23 |  | Fixed | Roof
Solar Registration Program | NJSRRE1542394253 | Parsippany | 7054 | 3 | 12.29 | Residential | Yes | Behind the Meter | Vivint Solar Developer, LLC | JCP&L | Accepted | 2019-09-13 | 2019-09-16 | 2020-09-16 | Hanwha | Q.PEAK BLK-G5 315 | Solar Panels |  | 0.315 | 7 | 91 | 23 |  | Fixed | Parking Lot
Solar Registration Program | NJSRRE1542394253 | Parsippany | 7054 | 3 | 12.29 | Residential | Yes | Behind the Meter | Vivint Solar Developer, LLC | JCP&L | Accepted | 2019-09-13 | 2019-09-16 | 2020-09-16 | Hanwha | Q.PEAK BLK-G5 315 | Solar Panels |  | 0.315 | 5 | 181 | 23 |  | Fixed | Roof
Solar Registration Program | NJSRRE1542394253 | Parsippany | 7054 | 3 | 12.29 | Residential | Yes | Behind the Meter | Vivint Solar Developer, LLC | JCP&L | Accepted | 2019-09-13 | 2019-09-16 | 2020-09-16 | SolarEdge | SE10000H-US | Inverters | 10000 |  | 1 |  |  | 0.992 |  | Outdoor | Near the Utility Meter
Solar Registration Program | NJSRRE1542394947 | South Plainfield | 7080 | 11 | 12.29 | Residential | Yes | Behind the Meter | Suntuity Solar LLC | PSE&G | Accepted | 2019-09-13 | 2019-09-17 | 2020-09-17 | Yingli Green Energy | YL315D-30b | Solar Panels |  | 0.315 | 21 | 66 | 8 |  | Fixed | Roof
Solar Registration Program | NJSRRE1542394947 | South Plainfield | 7080 | 11 | 12.29 | Residential | Yes | Behind the Meter | Suntuity Solar LLC | PSE&G | Accepted | 2019-09-13 | 2019-09-17 | 2020-09-17 | Yingli Green Energy | YL315D-30b | Solar Panels |  | 0.315 | 18 | 246 | 8 |  | Fixed | Roof
Solar Registration Program | NJSRRE1542394947 | South Plainfield | 7080 | 11 | 12.29 | Residential | Yes | Behind the Meter | Suntuity Solar LLC | PSE&G | Accepted | 2019-09-13 | 2019-09-17 | 2020-09-17 | Enphase Energy | IQ7-60-2-US | Inverters | 240 |  | 39 |  |  | 0.97 |  | Outdoor | Behind the PV Modules
Solar Registration Program | NJSRRE1542407205 | Nutley | 7110 | 9 | 12.29 | Residential | Yes | Behind the Meter | Vivint Solar Developer, LLC | PSE&G | Accepted | 2019-09-16 | 2019-09-18 | 2020-09-18 | Hanwha | Q.PEAK BLK-G5 315 | Solar Panels |  | 0.315 | 21 | 126 | 34 |  | Fixed | Roof
Solar Registration Program | NJSRRE1542407205 | Nutley | 7110 | 9 | 12.29 | Residential | Yes | Behind the Meter | Vivint Solar Developer, LLC | PSE&G | Accepted | 2019-09-16 | 2019-09-18 | 2020-09-18 | Hanwha | Q.PEAK BLK-G5 315 | Solar Panels |  | 0.315 | 18 | 306 | 34 |  | Fixed | Roof
Solar Registration Program | NJSRRE1542407205 | Nutley | 7110 | 9 | 12.29 | Residential | Yes | Behind the Meter | Vivint Solar Developer, LLC | PSE&G | Accepted | 2019-09-16 | 2019-09-18 | 2020-09-18 | SolarEdge | SE10000H-US | Inverters | 10000 |  | 1 |  |  | 0.992 |  | Outdoor | Near the Utility Meter
Solar Registration Program | NJSRRE1542419495 | EDISON TWP | 8906 | 11 | 12.29 | Residential | No | Behind the Meter | Tesla Energy Operations Inc | PSE&G | Accepted | 2019-09-18 | 2019-09-20 | 2020-09-20 | Hanwha Q-Cells | # Q.Peak DUO BLK-G5/SC315 | Solar Panels |  | 0.315 | 18 | 177 | 37 |  | Fixed | Roof
Solar Registration Program | NJSRRE1542419495 | EDISON TWP | 8906 | 11 | 12.29 | Residential | No | Behind the Meter | Tesla Energy Operations Inc | PSE&G | Accepted | 2019-09-18 | 2019-09-20 | 2020-09-20 | Hanwha Q-Cells | # Q.Peak DUO BLK-G5/SC315 | Solar Panels |  | 0.315 | 9 | 87 | 37 |  | Fixed | Roof
Solar Registration Program | NJSRRE1542419495 | EDISON TWP | 8906 | 11 | 12.29 | Residential | No | Behind the Meter | Tesla Energy Operations Inc | PSE&G | Accepted | 2019-09-18 | 2019-09-20 | 2020-09-20 | Hanwha Q-Cells | # Q.Peak DUO BLK-G5/SC315 | Solar Panels |  | 0.315 | 12 | 177 | 37 |  | Fixed | Roof
Solar Registration Program | NJSRRE1542419495 | EDISON TWP | 8906 | 11 | 12.29 | Residential | No | Behind the Meter | Tesla Energy Operations Inc | PSE&G | Accepted | 2019-09-18 | 2019-09-20 | 2020-09-20 | Delta | # Solivia 3.8 TL | Inverters | 3800 |  | 1 |  |  | 0.975 |  | Outdoor | Outdoor
Solar Registration Program | NJSRRE1542419495 | EDISON TWP | 8906 | 11 | 12.29 | Residential | No | Behind the Meter | Tesla Energy Operations Inc | PSE&G | Accepted | 2019-09-18 | 2019-09-20 | 2020-09-20 | Delta | Solivia 7.6 TL | Inverters | 7600 |  | 1 |  |  | 0.975 |  | Outdoor | Outdoor
Solar Registration Program | NJSRRE1542419495 | EDISON TWP | 8906 | 11 | 12.29 | Residential | No | Behind the Meter | Tesla Energy Operations Inc | PSE&G | Accepted | 2019-09-18 | 2019-09-20 | 2020-09-20 | Tesla | AC Powerwall 2.0 | Electric Storage Battery |  |  | 2 |  |  |  | Lithium Ion |  | Outdoors
Solar Registration Program | NJSRRE1542422763 | SOUTH BRUNSWICK TWP | 8512 | 11 | 12.29 | Residential | No | Behind the Meter | Tesla Energy Operations Inc | PSE&G | Accepted | 2019-09-19 | 2019-09-23 | 2020-09-23 | Hanwah Q-Cell | # Q.Peak DUO BLK-G5/SC315 | Solar Panels |  | 0.315 | 8 | 71 | 30 |  | Fixed | Roof
Solar Registration Program | NJSRRE1542422763 | SOUTH BRUNSWICK TWP | 8512 | 11 | 12.29 | Residential | No | Behind the Meter | Tesla Energy Operations Inc | PSE&G | Accepted | 2019-09-19 | 2019-09-23 | 2020-09-23 | Hanwha Q-Cell | # Q.Peak DUO BLK-G5/SC315 | Solar Panels |  | 0.315 | 5 | 251 | 30 |  | Fixed | Roof
Solar Registration Program | NJSRRE1542422763 | SOUTH BRUNSWICK TWP | 8512 | 11 | 12.29 | Residential | No | Behind the Meter | Tesla Energy Operations Inc | PSE&G | Accepted | 2019-09-19 | 2019-09-23 | 2020-09-23 | Hanwha Q-Cell | # Q.Peak DUO BLK-G5/SC315 | Solar Panels |  | 0.315 | 5 | 71 | 30 |  | Fixed | Roof
Solar Registration Program | NJSRRE1542422763 | SOUTH BRUNSWICK TWP | 8512 | 11 | 12.29 | Residential | No | Behind the Meter | Tesla Energy Operations Inc | PSE&G | Accepted | 2019-09-19 | 2019-09-23 | 2020-09-23 | Hanwha Q-Cells | # Q.Peak DUO BLK-G5/SC315 | Solar Panels |  | 0.315 | 10 | 71 | 30 |  | Fixed | Roof
Solar Registration Program | NJSRRE1542422763 | SOUTH BRUNSWICK TWP | 8512 | 11 | 12.29 | Residential | No | Behind the Meter | Tesla Energy Operations Inc | PSE&G | Accepted | 2019-09-19 | 2019-09-23 | 2020-09-23 | Hanwha Q-Cells | # Q.Peak DUO BLK-G5/SC315 | Solar Panels |  | 0.315 | 11 | 251 | 30 |  | Fixed | Roof
Solar Registration Program | NJSRRE1542422763 | SOUTH BRUNSWICK TWP | 8512 | 11 | 12.29 | Residential | No | Behind the Meter | Tesla Energy Operations Inc | PSE&G | Accepted | 2019-09-19 | 2019-09-23 | 2020-09-23 | SolarEdge | # SE11400H-US000SNC2 | Inverters | 11400 |  | 1 |  |  | 0.975 |  | Outdoor | Outdoor
Solar Registration Program | NJSRRE1542424730 | Toms River | 8757 | 18 | 12.29 | Residential | Yes | Behind the Meter | Vivint Solar Developer, LLC | JCP&L | Accepted | 2019-09-20 | 2019-09-24 | 2020-09-24 | HANWHA SOLAR | Q.PEAK BLK-G5 315 | Solar Panels |  | 0.315 | 21 | 346 | 18 |  | Fixed | Roof
Solar Registration Program | NJSRRE1542424730 | Toms River | 8757 | 18 | 12.29 | Residential | Yes | Behind the Meter | Vivint Solar Developer, LLC | JCP&L | Accepted | 2019-09-20 | 2019-09-24 | 2020-09-24 | HANWHA SOLAR | Q.PEAK BLK-G5 315 | Solar Panels |  | 0.315 | 14 | 166 | 18 |  | Fixed | Roof
Solar Registration Program | NJSRRE1542424730 | Toms River | 8757 | 18 | 12.29 | Residential | Yes | Behind the Meter | Vivint Solar Developer, LLC | JCP&L | Accepted | 2019-09-20 | 2019-09-24 | 2020-09-24 | HANWHA SOLAR | Q.PEAK BLK-G5 315 | Solar Panels |  | 0.315 | 4 | 166 | 18 |  | Fixed | Roof
Solar Registration Program | NJSRRE1542424730 | Toms River | 8757 | 18 | 12.29 | Residential | Yes | Behind the Meter | Vivint Solar Developer, LLC | JCP&L | Accepted | 2019-09-20 | 2019-09-24 | 2020-09-24 | SOLAREDGE | SE10000H-US000BNC4 | Inverters | 10000 |  | 1 |  |  | 0.992 |  | Outdoor | Near The Utility Meter
Solar Registration Program | NJSRRE1542424994 | WHITING | 8759 | 18 | 12.29 | Residential | Yes | Behind the Meter | Vivint Solar Developer, LLC | JCP&L | Accepted | 2019-09-20 | 2019-09-24 | 2020-09-24 | Hanwha | Q.PEAK BLK-G5 315 | Solar Panels |  | 0.315 | 24 | 311 | 18 |  | Fixed | Roof
Solar Registration Program | NJSRRE1542424994 | WHITING | 8759 | 18 | 12.29 | Residential | Yes | Behind the Meter | Vivint Solar Developer, LLC | JCP&L | Accepted | 2019-09-20 | 2019-09-24 | 2020-09-24 | Hanwha | Q.PEAK BLK-G5 315 | Solar Panels |  | 0.315 | 15 | 131 | 18 |  | Fixed | Roof
Solar Registration Program | NJSRRE1542424994 | WHITING | 8759 | 18 | 12.29 | Residential | Yes | Behind the Meter | Vivint Solar Developer, LLC | JCP&L | Accepted | 2019-09-20 | 2019-09-24 | 2020-09-24 | SolarEdge | SE7600H-US | Inverters | 7600 |  | 1 |  |  | 0.992 |  | Outdoor | Near the Utility Meter
Solar Registration Program | NJSRRE1542430747 | North Bergen | 7047 | 8 | 12.29 | Residential | No | Behind the Meter | Suntuity Solar LLC | PSE&G | Accepted | 2019-09-24 | 2019-09-25 | 2020-09-25 | Yingli Green Energy | YL315D-30b | Solar Panels |  | 0.315 | 18 | 119 | 25 |  | Fixed | Roof
Solar Registration Program | NJSRRE1542430747 | North Bergen | 7047 | 8 | 12.29 | Residential | No | Behind the Meter | Suntuity Solar LLC | PSE&G | Accepted | 2019-09-24 | 2019-09-25 | 2020-09-25 | Yingli Green Energy | YL315D-30b | Solar Panels |  | 0.315 | 4 | 119 | 32 |  | Fixed | Roof
Solar Registration Program | NJSRRE1542430747 | North Bergen | 7047 | 8 | 12.29 | Residential | No | Behind the Meter | Suntuity Solar LLC | PSE&G | Accepted | 2019-09-24 | 2019-09-25 | 2020-09-25 | Yingli Green Energy | YL315D-30b | Solar Panels |  | 0.315 | 15 | 119 | 19 |  | Fixed | Roof
Solar Registration Program | NJSRRE1542430747 | North Bergen | 7047 | 8 | 12.29 | Residential | No | Behind the Meter | Suntuity Solar LLC | PSE&G | Accepted | 2019-09-24 | 2019-09-25 | 2020-09-25 | Yingli Green Energy | YL315D-30b | Solar Panels |  | 0.315 | 2 | 299 | 19 |  | Fixed | Roof
Solar Registration Program | NJSRRE1542430747 | North Bergen | 7047 | 8 | 12.29 | Residential | No | Behind the Meter | Suntuity Solar LLC | PSE&G | Accepted | 2019-09-24 | 2019-09-25 | 2020-09-25 | Enphase Energy | IQ7-60-2-US | Inverters | 240 |  | 39 |  |  | 0.97 |  | Outdoor | Behind the PV Modules
Solar Registration Program | NJSRRE1542431675 | Merchantville | 8109 | 14 | 12.29 | Residential | Yes | Behind the Meter | Vivint Solar Developer, LLC | PSE&G | Accepted | 2019-09-24 | 2019-09-26 | 2020-09-26 | Hanwha | Q.PEAK DUO BLK-G5 315w | Solar Panels |  | 0.315 | 23 | 51 | 25 |  | Fixed | Roof
Solar Registration Program | NJSRRE1542431675 | Merchantville | 8109 | 14 | 12.29 | Residential | Yes | Behind the Meter | Vivint Solar Developer, LLC | PSE&G | Accepted | 2019-09-24 | 2019-09-26 | 2020-09-26 | Hanwha | Q.PEAK DUO BLK-G5 315w | Solar Panels |  | 0.315 | 16 | 231 | 25 |  | Fixed | Roof
Solar Registration Program | NJSRRE1542431675 | Merchantville | 8109 | 14 | 12.29 | Residential | Yes | Behind the Meter | Vivint Solar Developer, LLC | PSE&G | Accepted | 2019-09-24 | 2019-09-26 | 2020-09-26 | Solar Edge | SE10000H-US000BNC4 | Inverters | 10000 |  | 1 |  |  | 0.992 |  | Outdoor | Near the Utility Meter
Solar Registration Program | NJSRRE1542443630 | HAMILTON | 8619 | 12 | 12.29 | Residential | Yes | Behind the Meter | Vivint Solar Developer, LLC | PSE&G | Accepted | 2019-09-26 | 2019-09-30 | 2020-09-30 | Hanwha Solar | Q.PEAK BLK-G5 315 | Solar Panels |  | 0.315 | 4 | 196 | 31 |  | Fixed | Roof
Solar Registration Program | NJSRRE1542443630 | HAMILTON | 8619 | 12 | 12.29 | Residential | Yes | Behind the Meter | Vivint Solar Developer, LLC | PSE&G | Accepted | 2019-09-26 | 2019-09-30 | 2020-09-30 | Hanwha Solar | Q.PEAK BLK-G5 315 | Solar Panels |  | 0.315 | 31 | 221 | 22 |  | Fixed | Roof
Solar Registration Program | NJSRRE1542443630 | HAMILTON | 8619 | 12 | 12.29 | Residential | Yes | Behind the Meter | Vivint Solar Developer, LLC | PSE&G | Accepted | 2019-09-26 | 2019-09-30 | 2020-09-30 | Hanwha Solar | Q.PEAK BLK-G5 315 | Solar Panels |  | 0.315 | 4 | 16 | 31 |  | Fixed | Roof
Solar Registration Program | NJSRRE1542443630 | HAMILTON | 8619 | 12 | 12.29 | Residential | Yes | Behind the Meter | Vivint Solar Developer, LLC | PSE&G | Accepted | 2019-09-26 | 2019-09-30 | 2020-09-30 | Solar Edge | SE7600H-US000BNC4 | Inverters | 7600 |  | 1 |  |  | 0.992 |  | Outdoor | near the utility meter
Solar Registration Program | NJSRRE1542443630 | HAMILTON | 8619 | 12 | 12.29 | Residential | Yes | Behind the Meter | Vivint Solar Developer, LLC | PSE&G | Accepted | 2019-09-26 | 2019-09-30 | 2020-09-30 | Solar Edge | SE3800H-US000BNC4 | Inverters | 3800 |  | 1 |  |  | 0.992 |  | Outdoor | near the utility meter
Solar Registration Program | NJSRRE1542468653 | Cranbury | 8512 | 11 | 12.29 | Residential | No | Behind the Meter | Tesla Energy Operations Inc | PSE&G | Accepted | 2019-10-01 | 2019-10-03 | 2020-10-03 | Hanwha Q-Cells | # Q.Peak DUO BLK-G5/SC315 | Solar Panels |  | 0.315 | 8 | 192 | 23 |  | Fixed | Roof
Solar Registration Program | NJSRRE1542468653 | Cranbury | 8512 | 11 | 12.29 | Residential | No | Behind the Meter | Tesla Energy Operations Inc | PSE&G | Accepted | 2019-10-01 | 2019-10-03 | 2020-10-03 | Hanwha Q-Cells | # Q.Peak DUO BLK-G5/SC315 | Solar Panels |  | 0.315 | 11 | 192 | 23 |  | Fixed | Roof
Solar Registration Program | NJSRRE1542468653 | Cranbury | 8512 | 11 | 12.29 | Residential | No | Behind the Meter | Tesla Energy Operations Inc | PSE&G | Accepted | 2019-10-01 | 2019-10-03 | 2020-10-03 | Hanwha Q-Cells | # Q.Peak DUO BLK-G5/SC315 | Solar Panels |  | 0.315 | 6 | 12 | 23 |  | Fixed | Roof
Solar Registration Program | NJSRRE1542468653 | Cranbury | 8512 | 11 | 12.29 | Residential | No | Behind the Meter | Tesla Energy Operations Inc | PSE&G | Accepted | 2019-10-01 | 2019-10-03 | 2020-10-03 | Hanwha Q-Cells | # Q.Peak DUO BLK-G5/SC315 | Solar Panels |  | 0.315 | 6 | 102 | 40 |  | Fixed | Roof
Solar Registration Program | NJSRRE1542468653 | Cranbury | 8512 | 11 | 12.29 | Residential | No | Behind the Meter | Tesla Energy Operations Inc | PSE&G | Accepted | 2019-10-01 | 2019-10-03 | 2020-10-03 | Hanwha Q-Cells | # Q.Peak DUO BLK-G5/SC315 | Solar Panels |  | 0.315 | 8 | 282 | 40 |  | Fixed | Roof
Solar Registration Program | NJSRRE1542468653 | Cranbury | 8512 | 11 | 12.29 | Residential | No | Behind the Meter | Tesla Energy Operations Inc | PSE&G | Accepted | 2019-10-01 | 2019-10-03 | 2020-10-03 | SolarEdge | # SE11400H-US000SNC2 | Inverters | 11400 |  | 1 |  |  | 0.975 |  | Outdoor | Outdoor
Solar Registration Program | NJSRRE1542468653 | Cranbury | 8512 | 11 | 12.29 | Residential | No | Behind the Meter | Tesla Energy Operations Inc | PSE&G | Accepted | 2019-10-01 | 2019-10-03 | 2020-10-03 | Tesla | AC Powerwall 2.0 | Electric Storage Battery |  |  | 2 |  |  |  | Lithium Ion |  | Outdoor
Solar Registration Program | NJSRRE1542510366 | Riverdale | 7457 | 3 | 12.29 | Residential | Yes | Behind the Meter | Tesla Energy Operations | JCP&L | Accepted | 2019-10-05 | 2019-10-09 | 2020-10-09 | Hanwha Q-Cells | Q.Peak DUO BLK-G5/SC315 | Solar Panels |  | 0.315 | 39 | 122 | 34 |  | Fixed | Roof | OUTSIDE
Solar Registration Program | NJSRRE1542510366 | Riverdale | 7457 | 3 | 12.29 | Residential | Yes | Behind the Meter | Tesla Energy Operations | JCP&L | Accepted | 2019-10-05 | 2019-10-09 | 2020-10-09 | SOLAREDGE | SE11400H-US000SNC2 | Inverters | 1140 |  | 1 |  |  | 0.975 |  | Outside | Outdoors
Solar Registration Program | NJSRRE1542510366 | Riverdale | 7457 | 3 | 12.29 | Residential | Yes | Behind the Meter | Tesla Energy Operations | JCP&L | Accepted | 2019-10-05 | 2019-10-09 | 2020-10-09 | TESLA | ACPOWERWALL 2.0 | Electric Storage Battery |  |  | 2 |  |  |  | Lithium Ion |  | OUTSIDE
Solar Registration Program | NJSRRE1542527923 | Sewell | 8080 | 15 | 12.29 | Residential | No | Behind the Meter | Trinity Solar | AC Electric | Accepted | 2019-10-11 | 2019-10-15 | 2020-10-15 | HANWHA | Q.PEAK DUO BLK-G5 315 | Solar Panels |  | 0.315 | 12 | 224 | 14 |  | Fixed | Roof
Solar Registration Program | NJSRRE1542527923 | Sewell | 8080 | 15 | 12.29 | Residential | No | Behind the Meter | Trinity Solar | AC Electric | Accepted | 2019-10-11 | 2019-10-15 | 2020-10-15 | HANWHA | Q.PEAK DUO BLK-G5 315 | Solar Panels |  | 0.315 | 27 | 134 | 22 |  | Fixed | Roof
Solar Registration Program | NJSRRE1542527923 | Sewell | 8080 | 15 | 12.29 | Residential | No | Behind the Meter | Trinity Solar | AC Electric | Accepted | 2019-10-11 | 2019-10-15 | 2020-10-15 | Solar Edge | SE10000H-US000BNC4 | Inverters | 10000 |  | 1 |  |  | 0.97 |  | Outdoor | side of home
Solar Registration Program | NJSRRE1542528151 | South Plainfeld | 7080 | 11 | 12.29 | Residential | Yes | Behind the Meter | Trinity Solar | PSE&G | Accepted | 2019-10-11 | 2019-10-15 | 2020-10-15 | Hanhwa | Q.PEAK DUO BLK-G5 315 | Solar Panels |  | 0.315 | 36 | 202 | 23 |  | Fixed | Roof
Solar Registration Program | NJSRRE1542528151 | South Plainfeld | 7080 | 11 | 12.29 | Residential | Yes | Behind the Meter | Trinity Solar | PSE&G | Accepted | 2019-10-11 | 2019-10-15 | 2020-10-15 | Hanwha | Q.PEAK DUO BLK-G5 315 | Solar Panels |  | 0.315 | 3 | 22 | 14 |  | Fixed | Roof
Solar Registration Program | NJSRRE1542528151 | South Plainfeld | 7080 | 11 | 12.29 | Residential | Yes | Behind the Meter | Trinity Solar | PSE&G | Accepted | 2019-10-11 | 2019-10-15 | 2020-10-15 | Solar Edge | SE10000 | Inverters | 10000 |  | 1 |  |  | 0.97 |  | Outside | side of home
Solar Registration Program | NJSRRE1542556891 | Sicklerville | 8081 | 14 | 12.29 | Residential | Yes | Behind the Meter | Trinity Solar | AC Electric | Accepted | 2019-10-18 | 2019-10-22 | 2020-10-22 | Hanwha 315 | Q.PEAK DUO BLK-G5 315 | Solar Panels |  | 0.315 | 16 | 113 | 30 |  | Fixed | Roof
Solar Registration Program | NJSRRE1542556891 | Sicklerville | 8081 | 14 | 12.29 | Residential | Yes | Behind the Meter | Trinity Solar | AC Electric | Accepted | 2019-10-18 | 2019-10-22 | 2020-10-22 | Hanwha 315 | Q.PEAK DUO BLK-G5 315 | Solar Panels |  | 0.315 | 9 | 293 | 30 |  | Fixed | Roof
Solar Registration Program | NJSRRE1542556891 | Sicklerville | 8081 | 14 | 12.29 | Residential | Yes | Behind the Meter | Trinity Solar | AC Electric | Accepted | 2019-10-18 | 2019-10-22 | 2020-10-22 | Hanwha 315 | Q.PEAK DUO BLK-G5 315 | Solar Panels |  | 0.315 | 14 | 293 | 30 |  | Fixed | Roof
Solar Registration Program | NJSRRE1542556891 | Sicklerville | 8081 | 14 | 12.29 | Residential | Yes | Behind the Meter | Trinity Solar | AC Electric | Accepted | 2019-10-18 | 2019-10-22 | 2020-10-22 | Solar Edge | SE10000H-US | Inverters | 10000 |  | 1 |  |  | 0.97 |  | Outside | side of home
Solar Registration Program | NJSRRE1542562047 | Oaklyn | 8107 | 14 | 12.29 | Residential | Yes | Behind the Meter | Trinity Solar | PSE&G | Accepted | 2019-10-21 | 2019-10-23 | 2020-10-23 | Hanwha | Q.PEAK DUO BLK-G5 315 | Solar Panels |  | 0.315 | 27 | 217 | 23 |  | Fixed | Roof
Solar Registration Program | NJSRRE1542562047 | Oaklyn | 8107 | 14 | 12.29 | Residential | Yes | Behind the Meter | Trinity Solar | PSE&G | Accepted | 2019-10-21 | 2019-10-23 | 2020-10-23 | Hanwha | Q.PEAK DUO BLK-G5 315 | Solar Panels |  | 0.315 | 6 | 217 | 23 |  | Fixed | Roof
Solar Registration Program | NJSRRE1542562047 | Oaklyn | 8107 | 14 | 12.29 | Residential | Yes | Behind the Meter | Trinity Solar | PSE&G | Accepted | 2019-10-21 | 2019-10-23 | 2020-10-23 | Hanwha | Q.PEAK DUO BLK-G5 315 | Solar Panels |  | 0.315 | 6 | 37 | 23 |  | Fixed | Roof
Solar Registration Program | NJSRRE1542562047 | Oaklyn | 8107 | 14 | 12.29 | Residential | Yes | Behind the Meter | Trinity Solar | PSE&G | Accepted | 2019-10-21 | 2019-10-23 | 2020-10-23 | Solar Edge | SE10000 | Inverters | 10000 |  | 1 |  |  | 0.97 |  | Outside | side of home
Solar Registration Program | NJSRRE1542562531 | Toms River | 8753 | 18 | 12.29 | Residential | Yes | Behind the Meter | Vivint Solar Developer, LLC | JCP&L | Accepted | 2019-10-21 | 2019-10-23 | 2020-10-23 | Hanwha | Q.PEAK BLK-G5 315 | Solar Panels |  | 0.315 | 13 | 60 | 19 |  | Fixed | Roof
Solar Registration Program | NJSRRE1542562531 | Toms River | 8753 | 18 | 12.29 | Residential | Yes | Behind the Meter | Vivint Solar Developer, LLC | JCP&L | Accepted | 2019-10-21 | 2019-10-23 | 2020-10-23 | Hanwha | Q.PEAK BLK-G5 315 | Solar Panels |  | 0.315 | 26 | 60 | 18 |  | Fixed | Roof
Solar Registration Program | NJSRRE1542562531 | Toms River | 8753 | 18 | 12.29 | Residential | Yes | Behind the Meter | Vivint Solar Developer, LLC | JCP&L | Accepted | 2019-10-21 | 2019-10-23 | 2020-10-23 | Solar Edge | SE10000H-US | Inverters | 10000 |  | 1 |  |  | 0.992 |  | Outdoor | Near the Utility Meter
Solar Registration Program | NJSRRE1542575678 | Little Falls | 7424 | 6 | 12.29 | Residential | No | Behind the Meter | Tesla Energy Operations | PSE&G | Accepted | 2019-10-22 | 2019-10-24 | 2020-10-24 | Hanwha Q-Cells | Q.Peak DUO BLK-G5/SC315 | Solar Panels |  | 0.315 | 22 | 291 | 28 |  | Fixed | Roof | Outside
Solar Registration Program | NJSRRE1542575678 | Little Falls | 7424 | 6 | 12.29 | Residential | No | Behind the Meter | Tesla Energy Operations | PSE&G | Accepted | 2019-10-22 | 2019-10-24 | 2020-10-24 | Hanwha Q-Cells # | Q.Peak DUO BLK-G5/SC315 | Solar Panels |  | 0.315 | 17 | 111 | 28 |  | Fixed | Roof | Outdoors
Solar Registration Program | NJSRRE1542575678 | Little Falls | 7424 | 6 | 12.29 | Residential | No | Behind the Meter | Tesla Energy Operations | PSE&G | Accepted | 2019-10-22 | 2019-10-24 | 2020-10-24 | SOLAREDGE # | SE11400H-US000SNC2 | Inverters | 11400 |  | 1 |  |  | 0.975 |  | Outside | outdoors
Solar Registration Program | NJSRRE1542575678 | Little Falls | 7424 | 6 | 12.29 | Residential | No | Behind the Meter | Tesla Energy Operations | PSE&G | Accepted | 2019-10-22 | 2019-10-24 | 2020-10-24 | Tesla | AC POWERWALL | Electric Storage Battery |  |  | 3 |  |  |  | Lithium Ion |  | OUTSIDE
Solar Registration Program | NJSRRE1542579193 | Willingboro | 8046 | 13 | 12.29 | Residential | Yes | Behind the Meter | Vivint Solar Developer, LLC | PSE&G | Accepted | 2019-10-24 | 2019-10-25 | 2020-10-25 | HANWHA SOLAR | Q.PEAK BLK-G5 315 | Solar Panels |  | 0.315 | 20 | 128 | 27 |  | Fixed | Roof
Solar Registration Program | NJSRRE1542579193 | Willingboro | 8046 | 13 | 12.29 | Residential | Yes | Behind the Meter | Vivint Solar Developer, LLC | PSE&G | Accepted | 2019-10-24 | 2019-10-25 | 2020-10-25 | HANWHA SOLAR | Q.PEAK BLK-G5 315 | Solar Panels |  | 0.315 | 12 | 218 | 18 |  | Fixed | Roof
Solar Registration Program | NJSRRE1542579193 | Willingboro | 8046 | 13 | 12.29 | Residential | Yes | Behind the Meter | Vivint Solar Developer, LLC | PSE&G | Accepted | 2019-10-24 | 2019-10-25 | 2020-10-25 | HANWHA SOLAR | Q.PEAK BLK-G5 315 | Solar Panels |  | 0.315 | 2 | 308 | 27 |  | Fixed | Roof
Solar Registration Program | NJSRRE1542579193 | Willingboro | 8046 | 13 | 12.29 | Residential | Yes | Behind the Meter | Vivint Solar Developer, LLC | PSE&G | Accepted | 2019-10-24 | 2019-10-25 | 2020-10-25 | HANWHA SOLAR | Q.PEAK BLK-G5 315 | Solar Panels |  | 0.315 | 5 | 218 | 27 |  | Fixed | Roof
Solar Registration Program | NJSRRE1542579193 | Willingboro | 8046 | 13 | 12.29 | Residential | Yes | Behind the Meter | Vivint Solar Developer, LLC | PSE&G | Accepted | 2019-10-24 | 2019-10-25 | 2020-10-25 | solar edge | SE10000H-US | Inverters | 10000 |  | 1 |  |  | 0.992 |  | Outdoor | near utility meter
Solar Registration Program | NJSRRE1542579199 | Garwood | 7027 | 10 | 12.29 | Residential | Yes | Behind the Meter | Pro Custom Solar dba Momentum Solar | PSE&G | Accepted | 2019-10-23 | 2019-10-25 | 2020-10-25 | Hanwha | Q.Peak DUO BLK-G5 315 | Solar Panels |  | 0.315 | 7 | 170 | 21 |  | Fixed | Roof
Solar Registration Program | NJSRRE1542579199 | Garwood | 7027 | 10 | 12.29 | Residential | Yes | Behind the Meter | Pro Custom Solar dba Momentum Solar | PSE&G | Accepted | 2019-10-23 | 2019-10-25 | 2020-10-25 | Hanwha | Q.Peak DUO BLK-G5 315 | Solar Panels |  | 0.315 | 9 | 80 | 21 |  | Fixed | Roof
Solar Registration Program | NJSRRE1542579199 | Garwood | 7027 | 10 | 12.29 | Residential | Yes | Behind the Meter | Pro Custom Solar dba Momentum Solar | PSE&G | Accepted | 2019-10-23 | 2019-10-25 | 2020-10-25 | Hanwha | Q.Peak DUO BLK-G5 315 | Solar Panels |  | 0.315 | 23 | 260 | 21 |  | Fixed | Roof
Solar Registration Program | NJSRRE1542579199 | Garwood | 7027 | 10 | 12.29 | Residential | Yes | Behind the Meter | Pro Custom Solar dba Momentum Solar | PSE&G | Accepted | 2019-10-23 | 2019-10-25 | 2020-10-25 | Enphase Energy | IQ6-60-2-US | Inverters | 240 |  | 39 |  |  | 0.97 |  | Outdoor | Roof
Solar Registration Program | NJSRRE1542582550 | Mt Olive Township | 7828 | 3 | 12.29 | Residential | No | Behind the Meter | Tesla Energy Operations | JCP&L | Accepted | 2019-10-24 | 2019-10-28 | 2020-10-28 | Hanwha Q-Cells | Q.Peak DUO BLK-G5/SC315 | Solar Panels |  | 0.315 | 23 | 99 | 31 |  | Fixed | Roof | OUTSIDE
Solar Registration Program | NJSRRE1542582550 | Mt Olive Township | 7828 | 3 | 12.29 | Residential | No | Behind the Meter | Tesla Energy Operations | JCP&L | Accepted | 2019-10-24 | 2019-10-28 | 2020-10-28 | Hanwha Q-Cells | Q.Peak DUO BLK-G5/SC315 | Solar Panels |  | 0.315 | 16 | 189 | 40 |  | Fixed | Roof | OUTSIDE
Solar Registration Program | NJSRRE1542582550 | Mt Olive Township | 7828 | 3 | 12.29 | Residential | No | Behind the Meter | Tesla Energy Operations | JCP&L | Accepted | 2019-10-24 | 2019-10-28 | 2020-10-28 | Delta | Solivia 5.2 TL | Inverters | 5200 |  | 1 |  |  | 0.975 |  | Outside | outside
Solar Registration Program | NJSRRE1542582550 | Mt Olive Township | 7828 | 3 | 12.29 | Residential | No | Behind the Meter | Tesla Energy Operations | JCP&L | Accepted | 2019-10-24 | 2019-10-28 | 2020-10-28 | Delta | Solivia 7.6 TL | Inverters | 7600 |  | 1 |  |  | 0.975 |  | Outside | outside
Solar Registration Program | NJSRRE1542582550 | Mt Olive Township | 7828 | 3 | 12.29 | Residential | No | Behind the Meter | Tesla Energy Operations | JCP&L | Accepted | 2019-10-24 | 2019-10-28 | 2020-10-28 | TESLA | AC POWERWALL 2.0 | Electric Storage Battery |  |  | 1 |  |  |  | Lithium Ion |  | OUTSIDE
Solar Registration Program | NJSRRE1543040833 | Teaneck | 7666 | 7 | 12.29 | Residential | Yes | Behind the Meter | Trinity Solar | PSE&G | Accepted | 2019-11-06 | 2019-11-08 | 2020-11-08 | Hanwha 315 | Q.PEAK DUO BLK-G5 315 | Solar Panels |  | 0.315 | 19 | 207 | 34 |  | Fixed | Roof
Solar Registration Program | NJSRRE1543040833 | Teaneck | 7666 | 7 | 12.29 | Residential | Yes | Behind the Meter | Trinity Solar | PSE&G | Accepted | 2019-11-06 | 2019-11-08 | 2020-11-08 | Hanwha 315 | Q.PEAK DUO BLK-G5 315 | Solar Panels |  | 0.315 | 10 | 207 | 18 |  | Fixed | Roof | garage
Solar Registration Program | NJSRRE1543040833 | Teaneck | 7666 | 7 | 12.29 | Residential | Yes | Behind the Meter | Trinity Solar | PSE&G | Accepted | 2019-11-06 | 2019-11-08 | 2020-11-08 | Hanwha 315 | Q.PEAK DUO BLK-G5 315 | Solar Panels |  | 0.315 | 10 | 27 | 18 |  | Fixed | Roof | garage
Solar Registration Program | NJSRRE1543040833 | Teaneck | 7666 | 7 | 12.29 | Residential | Yes | Behind the Meter | Trinity Solar | PSE&G | Accepted | 2019-11-06 | 2019-11-08 | 2020-11-08 | Solar Edge | SE10000H-US | Inverters | 10000 |  | 1 |  |  | 0.97 |  | Outside | side of home
Solar Registration Program | NJSRRE1543041122 | Browns Mills | 8015 | 13 | 12.29 | Residential | Yes | Behind the Meter | Pro Custom Solar dba Momentum Solar | JCP&L | Accepted | 2019-11-06 | 2019-11-11 | 2020-11-11 | HANWHA | Q.PEAK DUO BLK-G5 315 | Solar Panels |  | 0.315 | 24 | 248 | 13 |  | Fixed | Roof
Solar Registration Program | NJSRRE1543041122 | Browns Mills | 8015 | 13 | 12.29 | Residential | Yes | Behind the Meter | Pro Custom Solar dba Momentum Solar | JCP&L | Accepted | 2019-11-06 | 2019-11-11 | 2020-11-11 | HANWHA | Q.PEAK DUO BLK-G5 315 | Solar Panels |  | 0.315 | 9 | 68 | 13 |  | Fixed | Roof
Solar Registration Program | NJSRRE1543041122 | Browns Mills | 8015 | 13 | 12.29 | Residential | Yes | Behind the Meter | Pro Custom Solar dba Momentum Solar | JCP&L | Accepted | 2019-11-06 | 2019-11-11 | 2020-11-11 | HANWHA | Q.PEAK DUO BLK-G5 315 | Solar Panels |  | 0.315 | 6 | 68 | 5 |  | Fixed | Roof
Solar Registration Program | NJSRRE1543041122 | Browns Mills | 8015 | 13 | 12.29 | Residential | Yes | Behind the Meter | Pro Custom Solar dba Momentum Solar | JCP&L | Accepted | 2019-11-06 | 2019-11-11 | 2020-11-11 | Enphase Energy | IQ6-60-2-US | Inverters | 240 |  | 39 |  |  | 0.97 |  | Outdoor | Roof
Solar Registration Program | NJSRRE1543046574 | Closter | 7624 | 7 | 12.29 | Residential | No | Behind the Meter | Tesla Energy Operations Inc | Orange Rockland Electric | Accepted | 2019-11-07 | 2019-11-12 | 2020-11-12 | Hanwha Q Cell | Q.Peak DUO BLK-G5/SC315 | Solar Panels |  | 0.315 | 39 | 190 | 27 |  | Fixed | Roof
Solar Registration Program | NJSRRE1543046574 | Closter | 7624 | 7 | 12.29 | Residential | No | Behind the Meter | Tesla Energy Operations Inc | Orange Rockland Electric | Accepted | 2019-11-07 | 2019-11-12 | 2020-11-12 | SOLAREDGE | SE11400H-US000SNC2 | Inverters | 11400 |  | 1 |  |  | 0.975 |  | Outdoor | Outdoor
Solar Registration Program | NJSRRE1543046574 | Closter | 7624 | 7 | 12.29 | Residential | No | Behind the Meter | Tesla Energy Operations Inc | Orange Rockland Electric | Accepted | 2019-11-07 | 2019-11-12 | 2020-11-12 | Tesla | AC Powerwall 2.0 | Electric Storage Battery |  |  | 3 |  |  |  | Lithium Ion |  | inside
Solar Registration Program | NJSRRE1543248697 | Bayville | 8721 | 18 | 12.29 | Residential | Yes | Behind the Meter | Suntuity Solar LLC | JCP&L | Accepted | 2019-11-14 | 2019-11-19 | 2020-11-19 | Yingli Green Energy | YL315D-30b | Solar Panels |  | 0.315 | 16 | 83 | 20 |  | Fixed | Roof
Solar Registration Program | NJSRRE1543248697 | Bayville | 8721 | 18 | 12.29 | Residential | Yes | Behind the Meter | Suntuity Solar LLC | JCP&L | Accepted | 2019-11-14 | 2019-11-19 | 2020-11-19 | Yingli Green Energy | YL315D-30b | Solar Panels |  | 0.315 | 4 | 263 | 20 |  | Fixed | Roof
Solar Registration Program | NJSRRE1543248697 | Bayville | 8721 | 18 | 12.29 | Residential | Yes | Behind the Meter | Suntuity Solar LLC | JCP&L | Accepted | 2019-11-14 | 2019-11-19 | 2020-11-19 | Yingli Green Energy | YL315D-30b | Solar Panels |  | 0.315 | 3 | 83 | 20 |  | Fixed | Roof
Solar Registration Program | NJSRRE1543248697 | Bayville | 8721 | 18 | 12.29 | Residential | Yes | Behind the Meter | Suntuity Solar LLC | JCP&L | Accepted | 2019-11-14 | 2019-11-19 | 2020-11-19 | Yingli Green Energy | YL315D-30b | Solar Panels |  | 0.315 | 16 | 263 | 20 |  | Fixed | Roof
Solar Registration Program | NJSRRE1543248697 | Bayville | 8721 | 18 | 12.29 | Residential | Yes | Behind the Meter | Suntuity Solar LLC | JCP&L | Accepted | 2019-11-14 | 2019-11-19 | 2020-11-19 | Enphase Energy | IQ7-60-2-US | Inverters | 240 |  | 39 |  |  | 0.97 |  | Outdoor | Behind the PV Modules
Solar Registration Program | NJSRRE1543248768 | Pittsgrove Township | 8318 | 16 | 12.29 | Residential | Yes | Behind the Meter | Trinity Solar | AC Electric | Accepted | 2019-11-14 | 2019-11-18 | 2020-11-18 | Hanwha 315 | Q.PEAK DUO BLK-G5 315 | Solar Panels |  | 0.315 | 24 | 108 | 23 |  | Fixed | Roof
Solar Registration Program | NJSRRE1543248768 | Pittsgrove Township | 8318 | 16 | 12.29 | Residential | Yes | Behind the Meter | Trinity Solar | AC Electric | Accepted | 2019-11-14 | 2019-11-18 | 2020-11-18 | Hanwha 315 | Q.PEAK DUO BLK-G5 315 | Solar Panels |  | 0.315 | 15 | 108 | 40 |  | Fixed | Roof
Solar Registration Program | NJSRRE1543248768 | Pittsgrove Township | 8318 | 16 | 12.29 | Residential | Yes | Behind the Meter | Trinity Solar | AC Electric | Accepted | 2019-11-14 | 2019-11-18 | 2020-11-18 | Solar Edge | SE10000H-US | Inverters | 10000 |  | 1 |  |  | 0.97 |  | Outside | Side of home
Solar Registration Program | NJSRRE1543421344 | North Cape May | 8204 | 21 | 12.29 | Residential | Yes | Behind the Meter | Trinity Solar | AC Electric | Accepted | 2019-11-19 | 2019-11-21 | 2020-11-21 | Hanwha | Q.PEAK DUO BLK-G5 315 | Solar Panels |  | 0.315 | 15 | 13 | 18 |  | Fixed | Roof
Solar Registration Program | NJSRRE1543421344 | North Cape May | 8204 | 21 | 12.29 | Residential | Yes | Behind the Meter | Trinity Solar | AC Electric | Accepted | 2019-11-19 | 2019-11-21 | 2020-11-21 | Hanwha | Q.PEAK DUO BLK-G5 315 | Solar Panels |  | 0.315 | 4 | 13 | 18 |  | Fixed | Roof
Solar Registration Program | NJSRRE1543421344 | North Cape May | 8204 | 21 | 12.29 | Residential | Yes | Behind the Meter | Trinity Solar | AC Electric | Accepted | 2019-11-19 | 2019-11-21 | 2020-11-21 | Hanwha | Q.PEAK DUO BLK-G5 315 | Solar Panels |  | 0.315 | 13 | 193 | 18 |  | Fixed | Roof
Solar Registration Program | NJSRRE1543421344 | North Cape May | 8204 | 21 | 12.29 | Residential | Yes | Behind the Meter | Trinity Solar | AC Electric | Accepted | 2019-11-19 | 2019-11-21 | 2020-11-21 | Hanwha | Q.PEAK DUO BLK-G5 315 | Solar Panels |  | 0.315 | 7 | 193 | 18 |  | Fixed | Roof
Solar Registration Program | NJSRRE1543421344 | North Cape May | 8204 | 21 | 12.29 | Residential | Yes | Behind the Meter | Trinity Solar | AC Electric | Accepted | 2019-11-19 | 2019-11-21 | 2020-11-21 | Solar Edge | SE10000 | Inverters | 10000 |  | 1 |  |  | 0.97 |  | Outside | side of home
Solar Registration Program | NJSRRE1543425500 | Howell | 7731 | 17 | 12.29 | Residential | No | Behind the Meter | Suntuity Solar LLC | JCP&L | Accepted | 2019-11-20 | 2019-11-25 | 2020-11-25 | Yingli Green Energy | YL315D-30b | Solar Panels |  | 0.315 | 16 | 133 | 24 |  | Fixed | Roof
Solar Registration Program | NJSRRE1543425500 | Howell | 7731 | 17 | 12.29 | Residential | No | Behind the Meter | Suntuity Solar LLC | JCP&L | Accepted | 2019-11-20 | 2019-11-25 | 2020-11-25 | Yingli Green Energy | YL315D-30b | Solar Panels |  | 0.315 | 13 | 133 | 24 |  | Fixed | Roof
Solar Registration Program | NJSRRE1543425500 | Howell | 7731 | 17 | 12.29 | Residential | No | Behind the Meter | Suntuity Solar LLC | JCP&L | Accepted | 2019-11-20 | 2019-11-25 | 2020-11-25 | Yingli Green Energy | YL315D-30b | Solar Panels |  | 0.315 | 10 | 313 | 24 |  | Fixed | Roof
Solar Registration Program | NJSRRE1543425500 | Howell | 7731 | 17 | 12.29 | Residential | No | Behind the Meter | Suntuity Solar LLC | JCP&L | Accepted | 2019-11-20 | 2019-11-25 | 2020-11-25 | Enphase Energy | IQ7-60-2-US | Inverters | 240 |  | 39 |  |  | 0.97 |  | Outdoor | Behind the PV Modules
Solar Registration Program | NJSRRE1543433614 | Brick Township | 8723 | 18 | 12.29 | Residential | No | Behind the Meter | Suntuity Solar LLC | JCP&L | Accepted | 2019-11-21 | 2019-11-25 | 2020-11-25 | Yingli Green Energy | YL315D-30b | Solar Panels |  | 0.315 | 28 | 229 | 22 |  | Fixed | Roof
Solar Registration Program | NJSRRE1543433614 | Brick Township | 8723 | 18 | 12.29 | Residential | No | Behind the Meter | Suntuity Solar LLC | JCP&L | Accepted | 2019-11-21 | 2019-11-25 | 2020-11-25 | Yingli Green Energy | YL315D-30b | Solar Panels |  | 0.315 | 6 | 138 | 17 |  | Fixed | Roof
Solar Registration Program | NJSRRE1543433614 | Brick Township | 8723 | 18 | 12.29 | Residential | No | Behind the Meter | Suntuity Solar LLC | JCP&L | Accepted | 2019-11-21 | 2019-11-25 | 2020-11-25 | Yingli Green Energy | YL315D-30b | Solar Panels |  | 0.315 | 5 | 138 | 8 |  | Fixed | Roof
Solar Registration Program | NJSRRE1543433614 | Brick Township | 8723 | 18 | 12.29 | Residential | No | Behind the Meter | Suntuity Solar LLC | JCP&L | Accepted | 2019-11-21 | 2019-11-25 | 2020-11-25 | Enphase Energy | IQ7-60-2-US | Inverters | 240 |  | 39 |  |  | 0.97 |  | Outdoor | Behind the PV Modules
Solar Registration Program | NJSRRE1543434974 | Edison Twp | 8820 | 11 | 12.29 | Residential | No | Behind the Meter | Tesla Energy Operations Inc. | PSE&G | Accepted | 2019-11-21 | 2019-11-26 | 2020-11-26 | Hanwha Q-Cells | Q.Peak DUO BLK-G5/SC315 | Solar Panels |  | 0.315 | 18 | 77 | 34 |  | Fixed | Roof
Solar Registration Program | NJSRRE1543434974 | Edison Twp | 8820 | 11 | 12.29 | Residential | No | Behind the Meter | Tesla Energy Operations Inc. | PSE&G | Accepted | 2019-11-21 | 2019-11-26 | 2020-11-26 | Hanwha Q-Cells | Q.Peak DUO BLK-G5/SC315 | Solar Panels |  | 0.315 | 8 | 260 | 34 |  | Fixed | Roof
Solar Registration Program | NJSRRE1543434974 | Edison Twp | 8820 | 11 | 12.29 | Residential | No | Behind the Meter | Tesla Energy Operations Inc. | PSE&G | Accepted | 2019-11-21 | 2019-11-26 | 2020-11-26 | Hanwha Q-Cells | Q.Peak DUO BLK-G5/SC315 | Solar Panels |  | 0.315 | 4 | 260 | 34 |  | Fixed | Roof
Solar Registration Program | NJSRRE1543434974 | Edison Twp | 8820 | 11 | 12.29 | Residential | No | Behind the Meter | Tesla Energy Operations Inc. | PSE&G | Accepted | 2019-11-21 | 2019-11-26 | 2020-11-26 | Hanwha Q-Cells | Q.Peak DUO BLK-G5/SC315 | Solar Panels |  | 0.315 | 9 | 170 | 45 |  | Fixed | Roof
Solar Registration Program | NJSRRE1543434974 | Edison Twp | 8820 | 11 | 12.29 | Residential | No | Behind the Meter | Tesla Energy Operations Inc. | PSE&G | Accepted | 2019-11-21 | 2019-11-26 | 2020-11-26 | Delta | Solivia 5.2 TL | Inverters | 5200 |  | 1 |  |  | 0.975 |  | Outdoor | Outdoor
Solar Registration Program | NJSRRE1543434974 | Edison Twp | 8820 | 11 | 12.29 | Residential | No | Behind the Meter | Tesla Energy Operations Inc. | PSE&G | Accepted | 2019-11-21 | 2019-11-26 | 2020-11-26 | Delta | Solivia 7.6 TL | Inverters | 7600 |  | 1 |  |  | 0.975 |  | Outdoor | Outdoor
Solar Registration Program | NJSRRE1543434974 | Edison Twp | 8820 | 11 | 12.29 | Residential | No | Behind the Meter | Tesla Energy Operations Inc. | PSE&G | Accepted | 2019-11-21 | 2019-11-26 | 2020-11-26 | Tesla | AC Powerwall 2.0 | Electric Storage Battery |  |  | 2 |  |  |  | Lithium Ion |  | Outside
Solar Registration Program | NJSRRE1543441619 | Mount Royal | 8061 | 15 | 12.29 | Residential | No | Behind the Meter | All Season Solar | AC Electric | Accepted | 2019-11-25 | 2019-11-27 | 2020-11-27 | Certain Teed | CT315HC11-04 | Solar Panels |  | 0.315 | 9 | 190 | 27 |  | Fixed | Roof
Solar Registration Program | NJSRRE1543441619 | Mount Royal | 8061 | 15 | 12.29 | Residential | No | Behind the Meter | All Season Solar | AC Electric | Accepted | 2019-11-25 | 2019-11-27 | 2020-11-27 | Certain Teed | CT315HC11-04 | Solar Panels |  | 0.315 | 3 | 280 | 30 |  | Fixed | Roof
Solar Registration Program | NJSRRE1543441619 | Mount Royal | 8061 | 15 | 12.29 | Residential | No | Behind the Meter | All Season Solar | AC Electric | Accepted | 2019-11-25 | 2019-11-27 | 2020-11-27 | Certain Teed | CT315HC11-04 | Solar Panels |  | 0.315 | 3 | 100 | 30 |  | Fixed | Roof
Solar Registration Program | NJSRRE1543441619 | Mount Royal | 8061 | 15 | 12.29 | Residential | No | Behind the Meter | All Season Solar | AC Electric | Accepted | 2019-11-25 | 2019-11-27 | 2020-11-27 | Certain Teed | CT315HC11-04 | Solar Panels |  | 0.315 | 24 | 10 | 19 |  | Fixed | Roof
Solar Registration Program | NJSRRE1543441619 | Mount Royal | 8061 | 15 | 12.29 | Residential | No | Behind the Meter | All Season Solar | AC Electric | Accepted | 2019-11-25 | 2019-11-27 | 2020-11-27 | Enphase | IQ7 | Inverters | 240 |  | 39 |  |  | 0.97 |  | Outdoor | Under Module
Solar Registration Program | NJSRRE1543477431 | Springfield | 7081 | 10 | 12.29 | Residential | Yes | Behind the Meter | Vivint Solar Developer, LLC | JCP&L | Accepted | 2019-12-04 | 2019-12-06 | 2020-12-06 | HANWHA SOLAR | Q.PEAK BLK-G5 315 | Solar Panels |  | 0.315 | 7 | 299 | 31 |  | Fixed | Roof
Solar Registration Program | NJSRRE1543477431 | Springfield | 7081 | 10 | 12.29 | Residential | Yes | Behind the Meter | Vivint Solar Developer, LLC | JCP&L | Accepted | 2019-12-04 | 2019-12-06 | 2020-12-06 | HANWHA SOLAR | Q.PEAK BLK-G5 315 | Solar Panels |  | 0.315 | 3 | 29 | 30 |  | Fixed | Roof
Solar Registration Program | NJSRRE1543477431 | Springfield | 7081 | 10 | 12.29 | Residential | Yes | Behind the Meter | Vivint Solar Developer, LLC | JCP&L | Accepted | 2019-12-04 | 2019-12-06 | 2020-12-06 | HANWHA SOLAR | Q.PEAK BLK-G5 315 | Solar Panels |  | 0.315 | 12 | 119 | 31 |  | Fixed | Roof
Solar Registration Program | NJSRRE1543477431 | Springfield | 7081 | 10 | 12.29 | Residential | Yes | Behind the Meter | Vivint Solar Developer, LLC | JCP&L | Accepted | 2019-12-04 | 2019-12-06 | 2020-12-06 | HANWHA SOLAR | Q.PEAK BLK-G5 315 | Solar Panels |  | 0.315 | 5 | 29 | 29 |  | Fixed | Roof
Solar Registration Program | NJSRRE1543477431 | Springfield | 7081 | 10 | 12.29 | Residential | Yes | Behind the Meter | Vivint Solar Developer, LLC | JCP&L | Accepted | 2019-12-04 | 2019-12-06 | 2020-12-06 | HANWHA SOLAR | Q.PEAK BLK-G5 315 | Solar Panels |  | 0.315 | 12 | 209 | 30 |  | Fixed | Roof
Solar Registration Program | NJSRRE1543477431 | Springfield | 7081 | 10 | 12.29 | Residential | Yes | Behind the Meter | Vivint Solar Developer, LLC | JCP&L | Accepted | 2019-12-04 | 2019-12-06 | 2020-12-06 | SOLAREDGE | SE10000H-US | Inverters | 10000 |  | 1 |  |  | 0.992 |  | Outdoor | Near the Utility Meter
Solar Registration Program | NJSRRE1543488880 | Manahawkin | 8050 | 18 | 12.29 | Residential | No | Behind the Meter | Suntuity Solar LLC | AC Electric | Accepted | 2019-12-06 | 2019-12-10 | 2020-12-10 | Yingli Green Energy | YL315D-30b | Solar Panels |  | 0.315 | 9 | 234 | 20 |  | Fixed | Roof
Solar Registration Program | NJSRRE1543488880 | Manahawkin | 8050 | 18 | 12.29 | Residential | No | Behind the Meter | Suntuity Solar LLC | AC Electric | Accepted | 2019-12-06 | 2019-12-10 | 2020-12-10 | Yingli Green Energy | YL315D-30b | Solar Panels |  | 0.315 | 16 | 234 | 20 |  | Fixed | Roof
Solar Registration Program | NJSRRE1543488880 | Manahawkin | 8050 | 18 | 12.29 | Residential | No | Behind the Meter | Suntuity Solar LLC | AC Electric | Accepted | 2019-12-06 | 2019-12-10 | 2020-12-10 | Yingli Green Energy | YL315D-30b | Solar Panels |  | 0.315 | 14 | 54 | 20 |  | Fixed | Roof
Solar Registration Program | NJSRRE1543488880 | Manahawkin | 8050 | 18 | 12.29 | Residential | No | Behind the Meter | Suntuity Solar LLC | AC Electric | Accepted | 2019-12-06 | 2019-12-10 | 2020-12-10 | Enphase Energy | IQ7-60-2-US | Inverters | 240 |  | 39 |  |  | 0.97 |  | Other | Behind the PV Modules
Solar Registration Program | NJSRRE1543566441 | BERLIN | 8009 | 14 | 12.29 | Residential | Yes | Behind the Meter | Vivint Solar Developer, LLC | AC Electric | Accepted | 2019-12-19 | 2019-12-23 | 2020-12-23 | Hanwha Solar | Q.PEAK BLK-G5 315 | Solar Panels |  | 0.315 | 18 | 85 | 32 |  | Fixed | Roof
Solar Registration Program | NJSRRE1543566441 | BERLIN | 8009 | 14 | 12.29 | Residential | Yes | Behind the Meter | Vivint Solar Developer, LLC | AC Electric | Accepted | 2019-12-19 | 2019-12-23 | 2020-12-23 | Hanwha Solar | Q.PEAK BLK-G5 315 | Solar Panels |  | 0.315 | 19 | 85 | 32 |  | Fixed | Roof
Solar Registration Program | NJSRRE1543566441 | BERLIN | 8009 | 14 | 12.29 | Residential | Yes | Behind the Meter | Vivint Solar Developer, LLC | AC Electric | Accepted | 2019-12-19 | 2019-12-23 | 2020-12-23 | Hanwha Solar | Q.PEAK BLK-G5 315 | Solar Panels |  | 0.315 | 2 | 265 | 32 |  | Fixed | Roof
Solar Registration Program | NJSRRE1543566441 | BERLIN | 8009 | 14 | 12.29 | Residential | Yes | Behind the Meter | Vivint Solar Developer, LLC | AC Electric | Accepted | 2019-12-19 | 2019-12-23 | 2020-12-23 | Solar Edge | SE10000H-US | Inverters | 10000 |  | 1 |  |  | 0.992 |  | Outdoor | Near the utility meter
Solar Registration Program | NJSRRE1543672245 | PENNSAUKEN | 8110 | 14 | 12.29 | Residential | No | Behind the Meter | Vivint Solar Developer, LLC | PSE&G | Accepted | 2019-12-23 | 2019-12-30 | 2020-12-30 | HANWHA SOLAR | Q.PEAK BLK-G5 315 | Solar Panels |  | 0.315 | 12 | 238 | 38 |  | Fixed | Roof
Solar Registration Program | NJSRRE1543672245 | PENNSAUKEN | 8110 | 14 | 12.29 | Residential | No | Behind the Meter | Vivint Solar Developer, LLC | PSE&G | Accepted | 2019-12-23 | 2019-12-30 | 2020-12-30 | HANWHA SOLAR | Q.PEAK BLK-G5 315 | Solar Panels |  | 0.315 | 6 | 238 | 16 |  | Fixed | Roof
Solar Registration Program | NJSRRE1543672245 | PENNSAUKEN | 8110 | 14 | 12.29 | Residential | No | Behind the Meter | Vivint Solar Developer, LLC | PSE&G | Accepted | 2019-12-23 | 2019-12-30 | 2020-12-30 | HANWHA SOLAR | Q.PEAK BLK-G5 315 | Solar Panels |  | 0.315 | 3 | 238 | 5 |  | Fixed | Roof
Solar Registration Program | NJSRRE1543672245 | PENNSAUKEN | 8110 | 14 | 12.29 | Residential | No | Behind the Meter | Vivint Solar Developer, LLC | PSE&G | Accepted | 2019-12-23 | 2019-12-30 | 2020-12-30 | HANWHA SOLAR | Q.PEAK BLK-G5 315 | Solar Panels |  | 0.315 | 12 | 58 | 38 |  | Fixed | Roof
Solar Registration Program | NJSRRE1543672245 | PENNSAUKEN | 8110 | 14 | 12.29 | Residential | No | Behind the Meter | Vivint Solar Developer, LLC | PSE&G | Accepted | 2019-12-23 | 2019-12-30 | 2020-12-30 | HANWHA SOLAR | Q.PEAK BLK-G5 315 | Solar Panels |  | 0.315 | 6 | 58 | 38 |  | Fixed | Roof
Solar Registration Program | NJSRRE1543672245 | PENNSAUKEN | 8110 | 14 | 12.29 | Residential | No | Behind the Meter | Vivint Solar Developer, LLC | PSE&G | Accepted | 2019-12-23 | 2019-12-30 | 2020-12-30 | SOLAREDGE | SE10000H-US | Inverters | 10000 |  | 1 |  |  | 0.992 |  | Outdoor | Near the Utility Meter
Solar Registration Program | NJSRRE1543821792 | Mullica Hill | 8062 | 15 | 12.29 | Residential | No | Behind the Meter | Solar Spectrum LLC | AC Electric | Accepted | 2019-12-26 | 2019-12-31 | 2020-12-31 | Q CELLS | Q.PEAK-DUO-BLK-G5-315 | Solar Panels |  | 0.315 | 28 | 203 | 17 |  | Fixed | Roof
Solar Registration Program | NJSRRE1543821792 | Mullica Hill | 8062 | 15 | 12.29 | Residential | No | Behind the Meter | Solar Spectrum LLC | AC Electric | Accepted | 2019-12-26 | 2019-12-31 | 2020-12-31 | SolarEdge Tech. | Q.PEAK-DUO-BLK-G5-315 | Solar Panels |  | 0.315 | 11 | 203 | 37 |  | Fixed | Roof
Solar Registration Program | NJSRRE1543821792 | Mullica Hill | 8062 | 15 | 12.29 | Residential | No | Behind the Meter | Solar Spectrum LLC | AC Electric | Accepted | 2019-12-26 | 2019-12-31 | 2020-12-31 | SolarEdge Tech. | SE10000H-US | Inverters | 42 |  | 1 |  |  | 0.99 |  | Outdoor | near meter
Solar Registration Program | NJSRRE1540243980 | Somerset | 8873 | 5 | 12.3 | Residential | Yes | Behind the Meter | Solar Energy World | PSE&G | Accepted | 2019-01-15 | 2019-01-17 | 2020-01-17 | Trina Solar | TSM-300DD05A.05(ii) | Solar Panels |  | 0.3 | 41 | 264 | 30 |  | Fixed | Roof
Solar Registration Program | NJSRRE1540243980 | Somerset | 8873 | 5 | 12.3 | Residential | Yes | Behind the Meter | Solar Energy World | PSE&G | Accepted | 2019-01-15 | 2019-01-17 | 2020-01-17 | Solar Edge Technologies | SE10000A-USRGM | Inverters | 10000 |  | 1 |  |  | 0.975 |  | Outdoor | near meter
Solar Registration Program | NJSRRE1540243980 | Somerset | 8873 | 5 | 12.3 | Residential | Yes | Behind the Meter | Solar Energy World | PSE&G | Accepted | 2019-01-15 | 2019-01-17 | 2020-01-17 | Solar Edge Technologies | SE3800H-USRGM | Inverters | 3800 |  | 1 |  |  | 0.99 |  | Outdoor | near meter
Solar Registration Program | NJSRRE1540353605 | Newton | 7860 | 1 | 12.3 | Residential | No | Behind the Meter | 1st Light Energy Inc | JCP&L | Accepted | 2019-02-11 | 2019-02-14 | 2020-02-14 | Longi Solar | LR6-60PB-300M | Solar Panels |  | 0.3 | 21 | 127 | 40 |  | Fixed | Roof
Solar Registration Program | NJSRRE1540353605 | Newton | 7860 | 1 | 12.3 | Residential | No | Behind the Meter | 1st Light Energy Inc | JCP&L | Accepted | 2019-02-11 | 2019-02-14 | 2020-02-14 | Longi Solar | LR6-60PB-300M | Solar Panels |  | 0.3 | 6 | 308 | 40 |  | Fixed | Roof
Solar Registration Program | NJSRRE1540353605 | Newton | 7860 | 1 | 12.3 | Residential | No | Behind the Meter | 1st Light Energy Inc | JCP&L | Accepted | 2019-02-11 | 2019-02-14 | 2020-02-14 | Longi Solar | LR6-60PB-300M | Solar Panels |  | 0.3 | 14 | 128 | 40 |  | Fixed | Roof
Solar Registration Program | NJSRRE1540353605 | Newton | 7860 | 1 | 12.3 | Residential | No | Behind the Meter | 1st Light Energy Inc | JCP&L | Accepted | 2019-02-11 | 2019-02-14 | 2020-02-14 | SolarEdge | SE10000H-USRGM | Inverters | 10000 |  | 1 |  |  | 0.99 |  | Outside | Within 10 feet of Meter
Solar Registration Program | NJSRRE1541117662 | Allendale | 7401 | 7 | 12.3 | Residential | No | Behind the Meter | Palmetto Solar LLC | Orange Rockland Electric | Final As-Built Received | 2019-06-05 | 2019-06-10 | 2020-06-10 | TRINA | ALLMAX 300W | Solar Panels |  | 0.3 | 9 | 104 | 25 |  | Fixed | Roof
Solar Registration Program | NJSRRE1541117662 | Allendale | 7401 | 7 | 12.3 | Residential | No | Behind the Meter | Palmetto Solar LLC | Orange Rockland Electric | Final As-Built Received | 2019-06-05 | 2019-06-10 | 2020-06-10 | TRINA | ALLMAX 300W | Solar Panels |  | 0.3 | 15 | 194 | 24 |  | Fixed | Roof
Solar Registration Program | NJSRRE1541117662 | Allendale | 7401 | 7 | 12.3 | Residential | No | Behind the Meter | Palmetto Solar LLC | Orange Rockland Electric | Final As-Built Received | 2019-06-05 | 2019-06-10 | 2020-06-10 | TRINA | ALLMAX 300W | Solar Panels |  | 0.3 | 17 | 194 | 19 |  | Fixed | Roof
Solar Registration Program | NJSRRE1541117662 | Allendale | 7401 | 7 | 12.3 | Residential | No | Behind the Meter | Palmetto Solar LLC | Orange Rockland Electric | Final As-Built Received | 2019-06-05 | 2019-06-10 | 2020-06-10 | SolarEdge | SE10000H-US | Inverters | 10000 |  | 1 |  |  | 0.99 |  | Outside | Side of the house
Solar Registration Program | NJSRRE1541676364 | Monroe Township | 8831 | 11 | 12.3 | Residential | No | Behind the Meter | Skyline Solar LLC | PSE&G | As-Built Incomplete | 2019-07-17 | 2019-07-18 | 2020-07-18 | Trina | TSM-300-DD05A | Solar Panels |  | 0.3 | 13 | 219 | 27 |  | Fixed | Roof
Solar Registration Program | NJSRRE1541676364 | Monroe Township | 8831 | 11 | 12.3 | Residential | No | Behind the Meter | Skyline Solar LLC | PSE&G | As-Built Incomplete | 2019-07-17 | 2019-07-18 | 2020-07-18 | Trina | TSM-300-DD05A | Solar Panels |  | 0.3 | 28 | 27 | 219 |  | Fixed | Roof
Solar Registration Program | NJSRRE1541676364 | Monroe Township | 8831 | 11 | 12.3 | Residential | No | Behind the Meter | Skyline Solar LLC | PSE&G | As-Built Incomplete | 2019-07-17 | 2019-07-18 | 2020-07-18 | Solaredge | SE10000H-US RGM | Inverters | 10000 |  | 1 |  |  | 0.99 |  | Outside | by meter
Solar Registration Program | NJSRRE1541897638 | Wayne Twp | 7470 | 6 | 12.3 | Residential | No | Behind the Meter | Bright Planet Solar | PSE&G | Accepted | 2019-08-29 | 2019-09-09 | 2020-09-09 | TRINA SOLAR | TSM-DD05A.18(II) 300W | Solar Panels |  | 0.3 | 13 | 185 | 24 |  | Fixed | Roof
Solar Registration Program | NJSRRE1541897638 | Wayne Twp | 7470 | 6 | 12.3 | Residential | No | Behind the Meter | Bright Planet Solar | PSE&G | Accepted | 2019-08-29 | 2019-09-09 | 2020-09-09 | TRINA SOLAR | TSM-DD05A.18(II) 300W | Solar Panels |  | 0.3 | 28 | 185 | 24 |  | Fixed | Roof
Solar Registration Program | NJSRRE1541897638 | Wayne Twp | 7470 | 6 | 12.3 | Residential | No | Behind the Meter | Bright Planet Solar | PSE&G | Accepted | 2019-08-29 | 2019-09-09 | 2020-09-09 | SolarEdge | SE10000H-USRGM | Inverters | 10000 |  | 1 |  |  | 0.98 |  | Outdoor | Next to Meter
Solar Registration Program | NJSRRE1542424522 | Malaga | 8328 | 15 | 12.3 | Residential | Yes | Behind the Meter | Bright Planet Solar | AC Electric | Accepted | 2019-09-20 | 2019-09-24 | 2020-09-24 | Trina Solar | TSM-DD05A.05(II) 300W | Solar Panels |  | 0.3 | 15 | 51 | 23 |  | Fixed | Roof
Solar Registration Program | NJSRRE1542424522 | Malaga | 8328 | 15 | 12.3 | Residential | Yes | Behind the Meter | Bright Planet Solar | AC Electric | Accepted | 2019-09-20 | 2019-09-24 | 2020-09-24 | Trina Solar | TSM-DD05A.05(II) 300W | Solar Panels |  | 0.3 | 8 | 231 | 23 |  | Fixed | Roof
Solar Registration Program | NJSRRE1542424522 | Malaga | 8328 | 15 | 12.3 | Residential | Yes | Behind the Meter | Bright Planet Solar | AC Electric | Accepted | 2019-09-20 | 2019-09-24 | 2020-09-24 | Trina Solar | TSM-DD05A.05(II) 300W | Solar Panels |  | 0.3 | 18 | 231 | 23 |  | Fixed | Roof
Solar Registration Program | NJSRRE1542424522 | Malaga | 8328 | 15 | 12.3 | Residential | Yes | Behind the Meter | Bright Planet Solar | AC Electric | Accepted | 2019-09-20 | 2019-09-24 | 2020-09-24 | Solar Edge | SE10000H-USRGM | Inverters | 10000 |  | 1 |  |  | 0.98 |  | Outdoor | Next to Meter
Solar Registration Program | NJSRRE1541041094 | EGG HARBOR TOWNSHIP, | 8234 | 19 | 12.32 | Residential | Yes | Behind the Meter | Vivint Solar | AC Electric | Accepted | 2019-05-24 | 2019-05-29 | 2020-05-29 | TRINA SOLAR | TSM-280DD05A.05(II) | Solar Panels |  | 0.28 | 20 | 30 | 23 |  | Fixed | Roof
Solar Registration Program | NJSRRE1541041094 | EGG HARBOR TOWNSHIP, | 8234 | 19 | 12.32 | Residential | Yes | Behind the Meter | Vivint Solar | AC Electric | Accepted | 2019-05-24 | 2019-05-29 | 2020-05-29 | TRINA SOLAR | TSM-280DD05A.05(II) | Solar Panels |  | 0.28 | 24 | 210 | 23 |  | Fixed | Roof
Solar Registration Program | NJSRRE1541041094 | EGG HARBOR TOWNSHIP, | 8234 | 19 | 12.32 | Residential | Yes | Behind the Meter | Vivint Solar | AC Electric | Accepted | 2019-05-24 | 2019-05-29 | 2020-05-29 | SOLAR EDGE | SE11400A-US | Inverters | 11400 |  | 1 |  |  | 0.98 |  | Outdoor | Near the Utility meter
Solar Registration Program | NJSRRE1541497171 | Riverside | 8075 | 13 | 12.32 | Residential | Yes | Behind the Meter | Pro Custom Solar dba Momentum Solar | PSE&G | Accepted | 2019-06-26 | 2019-07-01 | 2020-07-01 | HYUNDAI | HiS-S280RG | Solar Panels |  | 0.28 | 17 | 120 | 33 |  | Fixed | Roof
Solar Registration Program | NJSRRE1541497171 | Riverside | 8075 | 13 | 12.32 | Residential | Yes | Behind the Meter | Pro Custom Solar dba Momentum Solar | PSE&G | Accepted | 2019-06-26 | 2019-07-01 | 2020-07-01 | HYUNDAI | HiS-S280RG | Solar Panels |  | 0.28 | 14 | 120 | 33 |  | Fixed | Roof
Solar Registration Program | NJSRRE1541497171 | Riverside | 8075 | 13 | 12.32 | Residential | Yes | Behind the Meter | Pro Custom Solar dba Momentum Solar | PSE&G | Accepted | 2019-06-26 | 2019-07-01 | 2020-07-01 | HYUNDAI | HiS-S280RG | Solar Panels |  | 0.28 | 13 | 300 | 33 |  | Fixed | Roof
Solar Registration Program | NJSRRE1541497171 | Riverside | 8075 | 13 | 12.32 | Residential | Yes | Behind the Meter | Pro Custom Solar dba Momentum Solar | PSE&G | Accepted | 2019-06-26 | 2019-07-01 | 2020-07-01 | ENPHASE | IQ6-60-2-US | Inverters | 240 |  | 44 |  |  | 0.97 |  | Outdoor | Roof
Solar Registration Program | NJSRRE1541047227 | Upper Saddle River | 7458 | 7 | 12.35 | Residential | No | Behind the Meter | Green Power Energy | Orange Rockland Electric | Accepted | 2019-05-28 | 2019-05-31 | 2020-05-31 | Panasonic | VBHN325KA03 | Solar Panels |  | 0.325 | 3 | 205 | 30 |  | Fixed | Roof
Solar Registration Program | NJSRRE1541047227 | Upper Saddle River | 7458 | 7 | 12.35 | Residential | No | Behind the Meter | Green Power Energy | Orange Rockland Electric | Accepted | 2019-05-28 | 2019-05-31 | 2020-05-31 | Panasonic | VBHN325KA03 | Solar Panels |  | 0.325 | 35 | 213 | 30 |  | Fixed | Roof
Solar Registration Program | NJSRRE1541047227 | Upper Saddle River | 7458 | 7 | 12.35 | Residential | No | Behind the Meter | Green Power Energy | Orange Rockland Electric | Accepted | 2019-05-28 | 2019-05-31 | 2020-05-31 | Solar Edge | SE11400H-US | Inverters | 11400 |  | 1 |  |  | 0.97 |  | Outside | next to meter
Solar Registration Program | NJSRRE1542082282 | Mullica Hill | 8062 | 15 | 12.35 | Residential | No | Behind the Meter | NJ Solar Power, LLC | AC Electric | Accepted | 2019-09-03 | 2019-09-06 | 2020-09-06 | Panasonic | VBHN325KA03 | Solar Panels |  | 0.325 | 24 | 127 | 27 |  | Fixed | Roof
Solar Registration Program | NJSRRE1542082282 | Mullica Hill | 8062 | 15 | 12.35 | Residential | No | Behind the Meter | NJ Solar Power, LLC | AC Electric | Accepted | 2019-09-03 | 2019-09-06 | 2020-09-06 | Panasonic | VBHN325KA03 | Solar Panels |  | 0.325 | 14 | 217 | 45 |  | Fixed | Roof
Solar Registration Program | NJSRRE1542082282 | Mullica Hill | 8062 | 15 | 12.35 | Residential | No | Behind the Meter | NJ Solar Power, LLC | AC Electric | Accepted | 2019-09-03 | 2019-09-06 | 2020-09-06 | Solaredge | SE11400H-US | Inverters | 11400 |  | 1 |  |  | 0.99 |  | Indoor | garage
Solar Registration Program | NJSRRE1542428487 | Cherry Hill | 8003 | 14 | 12.35 | Residential | No | Behind the Meter | Impact Solar LLC | PSE&G | Final As-Built Received | 2019-09-23 | 2019-09-25 | 2020-09-25 | panasonic | VBHN325SA17 | Solar Panels |  | 0.325 | 29 | 121 | 21 |  | Fixed | Roof
Solar Registration Program | NJSRRE1542428487 | Cherry Hill | 8003 | 14 | 12.35 | Residential | No | Behind the Meter | Impact Solar LLC | PSE&G | Final As-Built Received | 2019-09-23 | 2019-09-25 | 2020-09-25 | panasonic | VBHN325SA17 | Solar Panels |  | 0.325 | 9 | 301 | 21 |  | Fixed | Roof
Solar Registration Program | NJSRRE1542428487 | Cherry Hill | 8003 | 14 | 12.35 | Residential | No | Behind the Meter | Impact Solar LLC | PSE&G | Final As-Built Received | 2019-09-23 | 2019-09-25 | 2020-09-25 | solaredge | solaredge direct | Meters |  |  | 1 |  |  |  | Yes | Indoor
Solar Registration Program | NJSRRE1542428487 | Cherry Hill | 8003 | 14 | 12.35 | Residential | No | Behind the Meter | Impact Solar LLC | PSE&G | Final As-Built Received | 2019-09-23 | 2019-09-25 | 2020-09-25 | solaredge | SE11400H-US | Inverters | 11400 |  | 1 |  |  | 0.96 |  | Indoor | basement
Solar Registration Program | NJSRRE1542428521 | Wayne | 7470 | 6 | 12.35 | Residential | No | Behind the Meter | NJ Solar Power, LLC | PSE&G | Accepted | 2019-09-23 | 2019-09-30 | 2020-09-30 | Panasonic | VBHN330SA17 | Solar Panels |  | 0.325 | 3 | 230 | 23 |  | Fixed | Roof
Solar Registration Program | NJSRRE1542428521 | Wayne | 7470 | 6 | 12.35 | Residential | No | Behind the Meter | NJ Solar Power, LLC | PSE&G | Accepted | 2019-09-23 | 2019-09-30 | 2020-09-30 | Panasonic | VBHN330SA17 | Solar Panels |  | 0.325 | 9 | 140 | 23 |  | Fixed | Roof
Solar Registration Program | NJSRRE1542428521 | Wayne | 7470 | 6 | 12.35 | Residential | No | Behind the Meter | NJ Solar Power, LLC | PSE&G | Accepted | 2019-09-23 | 2019-09-30 | 2020-09-30 | Panasonic | VBHN330SA17 | Solar Panels |  | 0.325 | 22 | 230 | 23 |  | Fixed | Roof
Solar Registration Program | NJSRRE1542428521 | Wayne | 7470 | 6 | 12.35 | Residential | No | Behind the Meter | NJ Solar Power, LLC | PSE&G | Accepted | 2019-09-23 | 2019-09-30 | 2020-09-30 | Panasonic | VBHN330SA17 | Solar Panels |  | 0.325 | 4 | 50 | 23 |  | Fixed | Roof
Solar Registration Program | NJSRRE1542428521 | Wayne | 7470 | 6 | 12.35 | Residential | No | Behind the Meter | NJ Solar Power, LLC | PSE&G | Accepted | 2019-09-23 | 2019-09-30 | 2020-09-30 | Solaredge | SE10000H-US | Inverters | 10000 |  | 1 |  |  | 0.99 |  | Indoor | garage
Solar Registration Program | NJSRRE1542430935 | Flemington | 8822 | 4 | 12.35 | Residential | No | Behind the Meter | Green Power Energy | JCP&L | Accepted | 2019-09-24 | 2019-09-25 | 2020-09-25 | Panasonic | VBHN325KA03 | Solar Panels |  | 0.325 | 34 | 115 | 30 |  | Fixed | Roof
Solar Registration Program | NJSRRE1542430935 | Flemington | 8822 | 4 | 12.35 | Residential | No | Behind the Meter | Green Power Energy | JCP&L | Accepted | 2019-09-24 | 2019-09-25 | 2020-09-25 | Panasonic | VBHN325KA03 | Solar Panels |  | 0.325 | 4 | 205 | 45 |  | Fixed | Roof
Solar Registration Program | NJSRRE1542430935 | Flemington | 8822 | 4 | 12.35 | Residential | No | Behind the Meter | Green Power Energy | JCP&L | Accepted | 2019-09-24 | 2019-09-25 | 2020-09-25 | Solar Edge | SE11400H-US | Inverters | 11400 |  | 1 |  |  | 0.97 |  | Outside | next to meter
Solar Registration Program | NJSRRE1542441146 | Marlboro | 7746 | 17 | 12.35 | Residential | No | Behind the Meter | Maier Solar Engineering dba Solar Me | JCP&L | Accepted | 2019-09-25 | 2019-09-27 | 2020-09-27 | Canadian | CS1H-325W | Solar Panels |  | 0.325 | 9 | 113 | 30 |  | Fixed | Roof
Solar Registration Program | NJSRRE1542441146 | Marlboro | 7746 | 17 | 12.35 | Residential | No | Behind the Meter | Maier Solar Engineering dba Solar Me | JCP&L | Accepted | 2019-09-25 | 2019-09-27 | 2020-09-27 | Canadian | CS1H-325W | Solar Panels |  | 0.325 | 4 | 203 | 45 |  | Fixed | Roof
Solar Registration Program | NJSRRE1542441146 | Marlboro | 7746 | 17 | 12.35 | Residential | No | Behind the Meter | Maier Solar Engineering dba Solar Me | JCP&L | Accepted | 2019-09-25 | 2019-09-27 | 2020-09-27 | Canadian | CS1H-325W | Solar Panels |  | 0.325 | 2 | 203 | 45 |  | Fixed | Roof
Solar Registration Program | NJSRRE1542441146 | Marlboro | 7746 | 17 | 12.35 | Residential | No | Behind the Meter | Maier Solar Engineering dba Solar Me | JCP&L | Accepted | 2019-09-25 | 2019-09-27 | 2020-09-27 | Canadian | CS1H-325W | Solar Panels |  | 0.325 | 18 | 113 | 30 |  | Fixed | Roof
Solar Registration Program | NJSRRE1542441146 | Marlboro | 7746 | 17 | 12.35 | Residential | No | Behind the Meter | Maier Solar Engineering dba Solar Me | JCP&L | Accepted | 2019-09-25 | 2019-09-27 | 2020-09-27 | Canadian | CS1H-325W | Solar Panels |  | 0.325 | 5 | 113 | 30 |  | Fixed | Roof
Solar Registration Program | NJSRRE1542441146 | Marlboro | 7746 | 17 | 12.35 | Residential | No | Behind the Meter | Maier Solar Engineering dba Solar Me | JCP&L | Accepted | 2019-09-25 | 2019-09-27 | 2020-09-27 | Enphase | IQ7 | Inverters | 240 |  | 38 |  |  | 0.96 |  | Outside | Next to meter
Solar Registration Program | NJSRRE1542540338 | Whippany | 7981 | 3 | 12.35 | Residential | No | Behind the Meter | Maier Solar Engineering dba Solar Me | JCP&L | Final As-Built Received | 2019-10-14 | 2019-10-16 | 2020-10-16 | Canadian | SC1H-325W | Solar Panels |  | 0.325 | 38 | 133 | 27 |  | Fixed | Roof
Solar Registration Program | NJSRRE1542540338 | Whippany | 7981 | 3 | 12.35 | Residential | No | Behind the Meter | Maier Solar Engineering dba Solar Me | JCP&L | Final As-Built Received | 2019-10-14 | 2019-10-16 | 2020-10-16 | Enphase | IQ7 | Inverters | 240 |  | 38 |  |  | 0.96 |  | Outdoor | Next to meter
Solar Registration Program | NJSRRE1542581293 | Cherry Hill | 8002 | 14 | 12.35 | Residential | No | Behind the Meter | Impact Solar LLC | PSE&G | Accepted | 2019-10-24 | 2019-10-28 | 2020-10-28 | panasonic | VBHN325SA17 | Solar Panels |  | 0.325 | 15 | 205 | 27 |  | Fixed | Roof
Solar Registration Program | NJSRRE1542581293 | Cherry Hill | 8002 | 14 | 12.35 | Residential | No | Behind the Meter | Impact Solar LLC | PSE&G | Accepted | 2019-10-24 | 2019-10-28 | 2020-10-28 | panasonic | VBHN325SA17 | Solar Panels |  | 0.325 | 6 | 205 | 23 |  | Fixed | Roof
Solar Registration Program | NJSRRE1542581293 | Cherry Hill | 8002 | 14 | 12.35 | Residential | No | Behind the Meter | Impact Solar LLC | PSE&G | Accepted | 2019-10-24 | 2019-10-28 | 2020-10-28 | panasonic | VBHN325SA17 | Solar Panels |  | 0.325 | 17 | 115 | 23 |  | Fixed | Roof
Solar Registration Program | NJSRRE1542581293 | Cherry Hill | 8002 | 14 | 12.35 | Residential | No | Behind the Meter | Impact Solar LLC | PSE&G | Accepted | 2019-10-24 | 2019-10-28 | 2020-10-28 | solaredge | SE11400H-US | Inverters | 11400 |  | 1 |  |  | 0.96 |  | Indoor | garage
Solar Registration Program | NJSRRE1542581293 | Cherry Hill | 8002 | 14 | 12.35 | Residential | No | Behind the Meter | Impact Solar LLC | PSE&G | Accepted | 2019-10-24 | 2019-10-28 | 2020-10-28 | solaredge | solaredge direct | Meters |  |  | 1 |  |  |  | Yes | Indoor
Solar Registration Program | NJSRRE1542884213 | Monroe | 8831 | 11 | 12.35 | Residential | No | Behind the Meter | Maier Solar Engineering dba Solar Me | JCP&L | Accepted | 2019-11-01 | 2019-11-05 | 2020-11-05 | Panasonic | VBHN325KA03 | Solar Panels |  | 0.325 | 11 | 252 | 35 |  | Fixed | Roof
Solar Registration Program | NJSRRE1542884213 | Monroe | 8831 | 11 | 12.35 | Residential | No | Behind the Meter | Maier Solar Engineering dba Solar Me | JCP&L | Accepted | 2019-11-01 | 2019-11-05 | 2020-11-05 | Panasonic | VBHN325KA03 | Solar Panels |  | 0.325 | 6 | 162 | 35 |  | Fixed | Roof
Solar Registration Program | NJSRRE1542884213 | Monroe | 8831 | 11 | 12.35 | Residential | No | Behind the Meter | Maier Solar Engineering dba Solar Me | JCP&L | Accepted | 2019-11-01 | 2019-11-05 | 2020-11-05 | Panasonic | VBHN325KA03 | Solar Panels |  | 0.325 | 3 | 252 | 35 |  | Fixed | Roof
Solar Registration Program | NJSRRE1542884213 | Monroe | 8831 | 11 | 12.35 | Residential | No | Behind the Meter | Maier Solar Engineering dba Solar Me | JCP&L | Accepted | 2019-11-01 | 2019-11-05 | 2020-11-05 | Panasonic | VBHN325KA03 | Solar Panels |  | 0.325 | 4 | 252 | 35 |  | Fixed | Roof
Solar Registration Program | NJSRRE1542884213 | Monroe | 8831 | 11 | 12.35 | Residential | No | Behind the Meter | Maier Solar Engineering dba Solar Me | JCP&L | Accepted | 2019-11-01 | 2019-11-05 | 2020-11-05 | Panasonic | VBHN325KA03 | Solar Panels |  | 0.325 | 9 | 162 | 35 |  | Fixed | Roof
Solar Registration Program | NJSRRE1542884213 | Monroe | 8831 | 11 | 12.35 | Residential | No | Behind the Meter | Maier Solar Engineering dba Solar Me | JCP&L | Accepted | 2019-11-01 | 2019-11-05 | 2020-11-05 | Panasonic | VBHN325KA03 | Solar Panels |  | 0.325 | 5 | 72 | 35 |  | Fixed | Roof
Solar Registration Program | NJSRRE1542884213 | Monroe | 8831 | 11 | 12.35 | Residential | No | Behind the Meter | Maier Solar Engineering dba Solar Me | JCP&L | Accepted | 2019-11-01 | 2019-11-05 | 2020-11-05 | Enphase | IQ7X | Inverters | 315 |  | 38 |  |  | 0.96 |  | Outdoor | Next to meter
Solar Registration Program | NJSRRE1542941510 | Deptford | 8096 | 15 | 12.35 | Residential | No | Behind the Meter | Sunny Corp | PSE&G | Accepted | 2019-11-07 | 2019-11-07 | 2020-11-07 | PANASONIC | VBHN325KA03 | Solar Panels |  | 0.325 | 6 | 60 | 20 |  | Fixed | Roof
Solar Registration Program | NJSRRE1542941510 | Deptford | 8096 | 15 | 12.35 | Residential | No | Behind the Meter | Sunny Corp | PSE&G | Accepted | 2019-11-07 | 2019-11-07 | 2020-11-07 | PANASONIC | VBHN325KA03 | Solar Panels |  | 0.325 | 6 | 240 | 20 |  | Fixed | Roof
Solar Registration Program | NJSRRE1542941510 | Deptford | 8096 | 15 | 12.35 | Residential | No | Behind the Meter | Sunny Corp | PSE&G | Accepted | 2019-11-07 | 2019-11-07 | 2020-11-07 | PANASONIC | VBHN325KA03 | Solar Panels |  | 0.325 | 9 | 151 | 24 |  | Fixed | Roof
Solar Registration Program | NJSRRE1542941510 | Deptford | 8096 | 15 | 12.35 | Residential | No | Behind the Meter | Sunny Corp | PSE&G | Accepted | 2019-11-07 | 2019-11-07 | 2020-11-07 | PANASONIC | VBHN325KA03 | Solar Panels |  | 0.325 | 17 | 151 | 23 |  | Fixed | Roof
Solar Registration Program | NJSRRE1542941510 | Deptford | 8096 | 15 | 12.35 | Residential | No | Behind the Meter | Sunny Corp | PSE&G | Accepted | 2019-11-07 | 2019-11-07 | 2020-11-07 | ENPHASE | IQ7X | Inverters | 1.37 |  | 38 |  |  | 0.965 |  | Outside | ON PANELS
Solar Registration Program | NJSRRE1543660813 | Linwood | 8221 | 19 | 12.35 | Residential | No | Behind the Meter | National Energy Partners | AC Electric | Accepted | 2019-12-26 | 2019-12-30 | 2020-12-30 | Hanwha | Q.PEAK DUO-5G | Solar Panels |  | 0.325 | 38 | 205 | 20 |  | Fixed | Roof
Solar Registration Program | NJSRRE1543660813 | Linwood | 8221 | 19 | 12.35 | Residential | No | Behind the Meter | National Energy Partners | AC Electric | Accepted | 2019-12-26 | 2019-12-30 | 2020-12-30 | SolarEdge | SE10000H-US | Inverters | 10000 |  | 1 |  |  | 0.99 |  | Outdoor | Near point of interconnection
Solar Registration Program | NJSRRE1540983747 | Sewell | 8080 | 15 | 12.39 | Residential | Yes | Behind the Meter | Sunrun Installation Services, Inc. | AC Electric | Accepted | 2019-05-13 | 2019-05-16 | 2020-05-16 | Hanwha Q-Cells | Q.PEAK BLK-G4.1 295 | Solar Panels |  | 0.295 | 18 | 131 | 18 |  | Fixed | Roof
Solar Registration Program | NJSRRE1540983747 | Sewell | 8080 | 15 | 12.39 | Residential | Yes | Behind the Meter | Sunrun Installation Services, Inc. | AC Electric | Accepted | 2019-05-13 | 2019-05-16 | 2020-05-16 | Hanwha Q-Cells | Q.PEAK BLK-G4.1 295 | Solar Panels |  | 0.295 | 24 | 220 | 18 |  | Fixed | Roof
Solar Registration Program | NJSRRE1540983747 | Sewell | 8080 | 15 | 12.39 | Residential | Yes | Behind the Meter | Sunrun Installation Services, Inc. | AC Electric | Accepted | 2019-05-13 | 2019-05-16 | 2020-05-16 | SolarEdge Technologies | SE5000 (240V) w/ -ER-US or A-US | Inverters | 5000 |  | 1 |  |  | 0.96 |  | Outdoor | Next to Meter
Solar Registration Program | NJSRRE1540983747 | Sewell | 8080 | 15 | 12.39 | Residential | Yes | Behind the Meter | Sunrun Installation Services, Inc. | AC Electric | Accepted | 2019-05-13 | 2019-05-16 | 2020-05-16 | SolarEdge Technologies | SE6000 (240V) w/ -ER-US or A-US | Inverters | 6000 |  | 1 |  |  | 0.96 |  | Outdoor | Next to Meter
Solar Registration Program | NJSRRE1540306840 | Skillman | 8558 | 5 | 12.4 | Residential | No | Behind the Meter | Green Power Energy | PSE&G | Accepted | 2019-02-01 | 2019-02-04 | 2020-02-04 | Silfab | SLA-M 310 | Solar Panels |  | 0.31 | 40 | 115 | 27 |  | Fixed | Roof
Solar Registration Program | NJSRRE1540306840 | Skillman | 8558 | 5 | 12.4 | Residential | No | Behind the Meter | Green Power Energy | PSE&G | Accepted | 2019-02-01 | 2019-02-04 | 2020-02-04 | SolarEdge | SE11400H-US | Inverters | 11400 |  | 1 |  |  | 0.97 |  | Outside | next to meter
Solar Registration Program | NJSRRE1540855853 | Bridgeton | 8302 | 20 | 12.4 | Residential | Yes | Behind the Meter | Suntuity Solar LLC | AC Electric | Accepted | 2019-04-16 | 2019-04-17 | 2020-04-17 | Yingli Green Energy | YL310D-30b | Solar Panels |  | 0.31 | 40 | 180 | 20 |  | Fixed | Ground
Solar Registration Program | NJSRRE1540855853 | Bridgeton | 8302 | 20 | 12.4 | Residential | Yes | Behind the Meter | Suntuity Solar LLC | AC Electric | Accepted | 2019-04-16 | 2019-04-17 | 2020-04-17 | Enphase Energy | IQ7-60-2-US | Inverters | 240 |  | 40 |  |  | 0.97 |  | Outside | Behind the PV modules
Solar Registration Program | NJSRRE1540908691 | Perth Amboy | 8861 | 11 | 12.4 | Residential | Yes | Behind the Meter | Pro Custom Solar dba Momentum Solar | PSE&G | Accepted | 2019-04-30 | 2019-05-02 | 2020-05-02 | LG | LG 335N1C-A5 | Solar Panels |  | 0.335 | 20 | 194 | 38 |  | Fixed | Roof
Solar Registration Program | NJSRRE1540908691 | Perth Amboy | 8861 | 11 | 12.4 | Residential | Yes | Behind the Meter | Pro Custom Solar dba Momentum Solar | PSE&G | Accepted | 2019-04-30 | 2019-05-02 | 2020-05-02 | LG | LG 335N1C-A5 | Solar Panels |  | 0.335 | 5 | 14 | 13 |  | Fixed | Roof
Solar Registration Program | NJSRRE1540908691 | Perth Amboy | 8861 | 11 | 12.4 | Residential | Yes | Behind the Meter | Pro Custom Solar dba Momentum Solar | PSE&G | Accepted | 2019-04-30 | 2019-05-02 | 2020-05-02 | LG | LG 335N1C-A5 | Solar Panels |  | 0.335 | 12 | 14 | 38 |  | Fixed | Roof
Solar Registration Program | NJSRRE1540908691 | Perth Amboy | 8861 | 11 | 12.4 | Residential | Yes | Behind the Meter | Pro Custom Solar dba Momentum Solar | PSE&G | Accepted | 2019-04-30 | 2019-05-02 | 2020-05-02 | ENPHASE | IQ7-60-2-US | Inverters | 250 |  | 37 |  |  | 0.97 |  | Outdoor | ROOF
Solar Registration Program | NJSRRE1541041036 | Long Branch | 7740 | 17 | 12.4 | Residential | No | Behind the Meter | Suntuity Solar LLC | JCP&L | Accepted | 2019-05-24 | 2019-05-29 | 2020-05-29 | Yingli Green Energy | YL310D-30b | Solar Panels |  | 0.31 | 2 | 126 | 43 |  | Fixed | Roof
Solar Registration Program | NJSRRE1541041036 | Long Branch | 7740 | 17 | 12.4 | Residential | No | Behind the Meter | Suntuity Solar LLC | JCP&L | Accepted | 2019-05-24 | 2019-05-29 | 2020-05-29 | Yingli Green Energy | YL310D-30b | Solar Panels |  | 0.31 | 5 | 124 | 38 |  | Fixed | Roof
Solar Registration Program | NJSRRE1541041036 | Long Branch | 7740 | 17 | 12.4 | Residential | No | Behind the Meter | Suntuity Solar LLC | JCP&L | Accepted | 2019-05-24 | 2019-05-29 | 2020-05-29 | Yingli Green Energy | YL310D-30b | Solar Panels |  | 0.31 | 2 | 215 | 43 |  | Fixed | Roof
Solar Registration Program | NJSRRE1541041036 | Long Branch | 7740 | 17 | 12.4 | Residential | No | Behind the Meter | Suntuity Solar LLC | JCP&L | Accepted | 2019-05-24 | 2019-05-29 | 2020-05-29 | Yingli Green Energy | YL310D-30b | Solar Panels |  | 0.31 | 8 | 305 | 40 |  | Fixed | Roof
Solar Registration Program | NJSRRE1541041036 | Long Branch | 7740 | 17 | 12.4 | Residential | No | Behind the Meter | Suntuity Solar LLC | JCP&L | Accepted | 2019-05-24 | 2019-05-29 | 2020-05-29 | Yingli Green Energy | YL310D-30b | Solar Panels |  | 0.31 | 10 | 217 | 26 |  | Fixed | Roof
Solar Registration Program | NJSRRE1541041036 | Long Branch | 7740 | 17 | 12.4 | Residential | No | Behind the Meter | Suntuity Solar LLC | JCP&L | Accepted | 2019-05-24 | 2019-05-29 | 2020-05-29 | Yingli Green Energy | YL310D-30b | Solar Panels |  | 0.31 | 4 | 37 | 26 |  | Fixed | Roof
Solar Registration Program | NJSRRE1541041036 | Long Branch | 7740 | 17 | 12.4 | Residential | No | Behind the Meter | Suntuity Solar LLC | JCP&L | Accepted | 2019-05-24 | 2019-05-29 | 2020-05-29 | Yingli Green Energy | YL310D-30b | Solar Panels |  | 0.31 | 9 | 216 | 36 |  | Fixed | Roof
Solar Registration Program | NJSRRE1541041036 | Long Branch | 7740 | 17 | 12.4 | Residential | No | Behind the Meter | Suntuity Solar LLC | JCP&L | Accepted | 2019-05-24 | 2019-05-29 | 2020-05-29 | Enphase Energy | IQ7-60-2-US | Inverters | 240 |  | 40 |  |  | 0.97 |  | Outdoor | Behind the PV Modules
Solar Registration Program | NJSRRE1541041520 | Paterson | 7524 | 6 | 12.4 | Residential | Yes | Behind the Meter | Pro Custom Solar dba Momentum Solar | PSE&G | Accepted | 2019-05-24 | 2019-05-30 | 2020-05-30 | LG | LG 335N1C-A5 | Solar Panels |  | 0.335 | 15 | 102 | 3 |  | Fixed | Roof
Solar Registration Program | NJSRRE1541041520 | Paterson | 7524 | 6 | 12.4 | Residential | Yes | Behind the Meter | Pro Custom Solar dba Momentum Solar | PSE&G | Accepted | 2019-05-24 | 2019-05-30 | 2020-05-30 | LG | LG 335N1C-A5 | Solar Panels |  | 0.335 | 13 | 104 | 35 |  | Fixed | Roof
Solar Registration Program | NJSRRE1541041520 | Paterson | 7524 | 6 | 12.4 | Residential | Yes | Behind the Meter | Pro Custom Solar dba Momentum Solar | PSE&G | Accepted | 2019-05-24 | 2019-05-30 | 2020-05-30 | LG | LG 335N1C-A5 | Solar Panels |  | 0.335 | 9 | 193 | 44 |  | Fixed | Roof
Solar Registration Program | NJSRRE1541041520 | Paterson | 7524 | 6 | 12.4 | Residential | Yes | Behind the Meter | Pro Custom Solar dba Momentum Solar | PSE&G | Accepted | 2019-05-24 | 2019-05-30 | 2020-05-30 | ENPHASE | IQ7-60-2-US | Inverters | 250 |  | 37 |  |  | 0.97 |  | Outdoor | ROOF
Solar Registration Program | NJSRRE1541432212 | Hamilton | 8610 | 12 | 12.4 | Residential | No | Behind the Meter | Bahamian Solar Management Group LLC. | PSE&G | Accepted | 2019-06-19 | 2019-06-24 | 2020-06-24 | LG | LG400N2W-A5 | Solar Panels |  | 0.4 | 31 | 201 | 10 |  | Fixed | Roof | N/A
Solar Registration Program | NJSRRE1541432212 | Hamilton | 8610 | 12 | 12.4 | Residential | No | Behind the Meter | Bahamian Solar Management Group LLC. | PSE&G | Accepted | 2019-06-19 | 2019-06-24 | 2020-06-24 | AP Systems | YC 600 | Inverters | 9.6 |  | 16 |  |  | 0.967 |  | Outside | Roof
Solar Registration Program | NJSRRE1541624644 | HILLSIDE | 7205 | 10 | 12.4 | Residential | Yes | Behind the Meter | Pro Custom Solar dba Momentum Solar | PSE&G | Accepted | 2019-07-09 | 2019-07-11 | 2020-07-11 | LG ELECTRONICS | LG 335N1C-A5 | Solar Panels |  | 0.335 | 13 | 129 | 26 |  | Fixed | Roof
Solar Registration Program | NJSRRE1541624644 | HILLSIDE | 7205 | 10 | 12.4 | Residential | Yes | Behind the Meter | Pro Custom Solar dba Momentum Solar | PSE&G | Accepted | 2019-07-09 | 2019-07-11 | 2020-07-11 | LG ELECTRONICS | LG 335N1C-A5 | Solar Panels |  | 0.335 | 9 | 130 | 17 |  | Fixed | Roof
Solar Registration Program | NJSRRE1541624644 | HILLSIDE | 7205 | 10 | 12.4 | Residential | Yes | Behind the Meter | Pro Custom Solar dba Momentum Solar | PSE&G | Accepted | 2019-07-09 | 2019-07-11 | 2020-07-11 | LG ELECTRONICS | LG 335N1C-A5 | Solar Panels |  | 0.335 | 15 | 309 | 25 |  | Fixed | Roof
Solar Registration Program | NJSRRE1541624644 | HILLSIDE | 7205 | 10 | 12.4 | Residential | Yes | Behind the Meter | Pro Custom Solar dba Momentum Solar | PSE&G | Accepted | 2019-07-09 | 2019-07-11 | 2020-07-11 | ENPHASE | IQ7-60-2-US | Inverters | 250 |  | 37 |  |  | 0.97 |  | Outdoor | Roof
Solar Registration Program | NJSRRE1541638220 | HACKENSACK | 7601 | 7 | 12.4 | Residential | Yes | Behind the Meter | Pro Custom Solar dba Momentum Solar | PSE&G | Accepted | 2019-07-12 | 2019-07-16 | 2020-07-16 | LG ELECTRONICS | LG 335N1C-A5 | Solar Panels |  | 0.335 | 7 | 163 | 23 |  | Fixed | Roof
Solar Registration Program | NJSRRE1541638220 | HACKENSACK | 7601 | 7 | 12.4 | Residential | Yes | Behind the Meter | Pro Custom Solar dba Momentum Solar | PSE&G | Accepted | 2019-07-12 | 2019-07-16 | 2020-07-16 | LG ELECTRONICS | LG 335N1C-A5 | Solar Panels |  | 0.335 | 13 | 253 | 23 |  | Fixed | Roof
Solar Registration Program | NJSRRE1541638220 | HACKENSACK | 7601 | 7 | 12.4 | Residential | Yes | Behind the Meter | Pro Custom Solar dba Momentum Solar | PSE&G | Accepted | 2019-07-12 | 2019-07-16 | 2020-07-16 | LG ELECTRONICS | LG 335N1C-A5 | Solar Panels |  | 0.335 | 10 | 73 | 23 |  | Fixed | Roof
Solar Registration Program | NJSRRE1541638220 | HACKENSACK | 7601 | 7 | 12.4 | Residential | Yes | Behind the Meter | Pro Custom Solar dba Momentum Solar | PSE&G | Accepted | 2019-07-12 | 2019-07-16 | 2020-07-16 | LG ELECTRONICS | LG 335N1C-A5 | Solar Panels |  | 0.335 | 7 | 343 | 23 |  | Fixed | Roof
Solar Registration Program | NJSRRE1541638220 | HACKENSACK | 7601 | 7 | 12.4 | Residential | Yes | Behind the Meter | Pro Custom Solar dba Momentum Solar | PSE&G | Accepted | 2019-07-12 | 2019-07-16 | 2020-07-16 | ENPHASE | IQ7-60-2-US | Inverters | 250 |  | 37 |  |  | 0.97 |  | Outdoor | Roof
Solar Registration Program | NJSRRE1541644388 | Atco | 8004 | 14 | 12.4 | Residential | Yes | Behind the Meter | Suntuity Solar LLC | AC Electric | Accepted | 2019-07-15 | 2019-07-17 | 2020-07-17 | Yingli Green Energy | YL310D-30b | Solar Panels |  | 0.31 | 40 | 136 | 24 |  | Fixed | Roof
Solar Registration Program | NJSRRE1541644388 | Atco | 8004 | 14 | 12.4 | Residential | Yes | Behind the Meter | Suntuity Solar LLC | AC Electric | Accepted | 2019-07-15 | 2019-07-17 | 2020-07-17 | Enphase Energy | IQ7-60-2-US | Inverters | 240 |  | 40 |  |  | 0.97 |  | Outdoor | Behind the PV Modules
Solar Registration Program | NJSRRE1541695773 | Pennsauken Township | 8109 | 14 | 12.4 | Residential | Yes | Behind the Meter | Suntuity Solar LLC | PSE&G | Accepted | 2019-07-23 | 2019-07-25 | 2020-07-25 | Yingli Green Energy | YL310D-30b | Solar Panels |  | 0.31 | 24 | 213 | 22 |  | Fixed | Roof
Solar Registration Program | NJSRRE1541695773 | Pennsauken Township | 8109 | 14 | 12.4 | Residential | Yes | Behind the Meter | Suntuity Solar LLC | PSE&G | Accepted | 2019-07-23 | 2019-07-25 | 2020-07-25 | Yingli Green Energy | YL310D-30b | Solar Panels |  | 0.31 | 16 | 33 | 22 |  | Fixed | Roof
Solar Registration Program | NJSRRE1541695773 | Pennsauken Township | 8109 | 14 | 12.4 | Residential | Yes | Behind the Meter | Suntuity Solar LLC | PSE&G | Accepted | 2019-07-23 | 2019-07-25 | 2020-07-25 | Enphase Energy | IQ7-60-2-US | Inverters | 240 |  | 40 |  |  | 0.97 |  | Outdoor | Behind the PV Modules
Solar Registration Program | NJSRRE1541712741 | Estell Manor | 8219 | 21 | 12.4 | Residential | Yes | Behind the Meter | Alien Fuel, Inc. | AC Electric | Accepted | 2019-07-29 | 2019-08-01 | 2020-08-01 | AXITEC | AC310 | Solar Panels |  | 0.31 | 9 | 239 | 18 |  | Fixed | Roof
Solar Registration Program | NJSRRE1541712741 | Estell Manor | 8219 | 21 | 12.4 | Residential | Yes | Behind the Meter | Alien Fuel, Inc. | AC Electric | Accepted | 2019-07-29 | 2019-08-01 | 2020-08-01 | AXITEC | AC310 | Solar Panels |  | 0.31 | 31 | 149 | 18 |  | Fixed | Roof
Solar Registration Program | NJSRRE1541712741 | Estell Manor | 8219 | 21 | 12.4 | Residential | Yes | Behind the Meter | Alien Fuel, Inc. | AC Electric | Accepted | 2019-07-29 | 2019-08-01 | 2020-08-01 | SOLAREDGE | SE11400HRGM | Inverters | 11.4 |  | 1 |  |  | 0.99 |  | Outdoor | NEXT TO METER
Solar Registration Program | NJSRRE1541790189 | Glassboro | 8028 | 15 | 12.4 | Residential | Yes | Behind the Meter | Suntuity Solar LLC | AC Electric | Accepted | 2019-08-06 | 2019-08-08 | 2020-08-08 | Yingli Solar | YL310D-30b | Solar Panels |  | 0.31 | 20 | 241 | 30 |  | Fixed | Roof
Solar Registration Program | NJSRRE1541790189 | Glassboro | 8028 | 15 | 12.4 | Residential | Yes | Behind the Meter | Suntuity Solar LLC | AC Electric | Accepted | 2019-08-06 | 2019-08-08 | 2020-08-08 | Yingli Solar | YL310D-30b | Solar Panels |  | 0.31 | 5 | 151 | 32 |  | Fixed | Roof
Solar Registration Program | NJSRRE1541790189 | Glassboro | 8028 | 15 | 12.4 | Residential | Yes | Behind the Meter | Suntuity Solar LLC | AC Electric | Accepted | 2019-08-06 | 2019-08-08 | 2020-08-08 | Yingli Solar | YL310D-30b | Solar Panels |  | 0.31 | 7 | 241 | 30 |  | Fixed | Roof
Solar Registration Program | NJSRRE1541790189 | Glassboro | 8028 | 15 | 12.4 | Residential | Yes | Behind the Meter | Suntuity Solar LLC | AC Electric | Accepted | 2019-08-06 | 2019-08-08 | 2020-08-08 | Yingli Solar | YL310D-30b | Solar Panels |  | 0.31 | 8 | 61 | 30 |  | Fixed | Roof
Solar Registration Program | NJSRRE1541790189 | Glassboro | 8028 | 15 | 12.4 | Residential | Yes | Behind the Meter | Suntuity Solar LLC | AC Electric | Accepted | 2019-08-06 | 2019-08-08 | 2020-08-08 | Enphase Energy | IQ7-60-2-US | Inverters | 240 |  | 40 |  |  | 0.98 |  | Outdoor | Behind the PV modules
Solar Registration Program | NJSRRE1541801880 | Waretown | 8758 | 18 | 12.4 | Residential | No | Behind the Meter | Advanced Solar & Energy Solutions, LLC | JCP&L | Accepted | 2019-08-07 | 2019-08-12 | 2020-08-12 | Trina Solar | TSM310 | Solar Panels |  | 0.31 | 40 | 105 | 19 |  | Fixed | Roof
Solar Registration Program | NJSRRE1541801880 | Waretown | 8758 | 18 | 12.4 | Residential | No | Behind the Meter | Advanced Solar & Energy Solutions, LLC | JCP&L | Accepted | 2019-08-07 | 2019-08-12 | 2020-08-12 | vision metering | cl200 | Meters |  |  | 1 |  |  |  | Yes | Outdoor
Solar Registration Program | NJSRRE1541801880 | Waretown | 8758 | 18 | 12.4 | Residential | No | Behind the Meter | Advanced Solar & Energy Solutions, LLC | JCP&L | Accepted | 2019-08-07 | 2019-08-12 | 2020-08-12 | Solar Edge | SE11400a-US | Inverters | 11400 |  | 1 |  |  | 0.97 |  | Outside | side of hosue
Solar Registration Program | NJSRRE1541814161 | Sicklerville | 8081 | 14 | 12.4 | Residential | Yes | Behind the Meter | Suntuity Solar LLC | AC Electric | Accepted | 2019-08-10 | 2019-08-23 | 2020-08-23 | Yingli Green Energy | YL310D-30b | Solar Panels |  | 0.31 | 7 | 92 | 35 |  | Fixed | Roof
Solar Registration Program | NJSRRE1541814161 | Sicklerville | 8081 | 14 | 12.4 | Residential | Yes | Behind the Meter | Suntuity Solar LLC | AC Electric | Accepted | 2019-08-10 | 2019-08-23 | 2020-08-23 | Yingli Green Energy | YL310D-30b | Solar Panels |  | 0.31 | 12 | 92 | 35 |  | Fixed | Roof
Solar Registration Program | NJSRRE1541814161 | Sicklerville | 8081 | 14 | 12.4 | Residential | Yes | Behind the Meter | Suntuity Solar LLC | AC Electric | Accepted | 2019-08-10 | 2019-08-23 | 2020-08-23 | Yingli Green Energy | YL310D-30b | Solar Panels |  | 0.31 | 21 | 272 | 35 |  | Fixed | Roof
Solar Registration Program | NJSRRE1541814161 | Sicklerville | 8081 | 14 | 12.4 | Residential | Yes | Behind the Meter | Suntuity Solar LLC | AC Electric | Accepted | 2019-08-10 | 2019-08-23 | 2020-08-23 | Enphase Energy | IQ7-60-2-US | Inverters | 240 |  | 40 |  |  | 0.97 |  | Outdoor | Behind the PV Modules
Solar Registration Program | NJSRRE1541815055 | Delran | 8075 | 13 | 12.4 | Residential | No | Behind the Meter | Solar Energy World | PSE&G | Accepted | 2019-08-12 | 2019-08-23 | 2020-08-23 | LONGi Green Energy Technology | LR6-60PE-310M | Solar Panels |  | 0.31 | 40 | 202 | 33 |  | Fixed | Roof
Solar Registration Program | NJSRRE1541815055 | Delran | 8075 | 13 | 12.4 | Residential | No | Behind the Meter | Solar Energy World | PSE&G | Accepted | 2019-08-12 | 2019-08-23 | 2020-08-23 | Solar Edge | SE11400H-USRGM | Inverters | 11400 |  | 1 |  |  | 0.98 |  | Outside | near meter
Solar Registration Program | NJSRRE1541918380 | Passaic | 7055 | 6 | 12.4 | Residential | Yes | Behind the Meter | Pro Custom Solar dba Momentum Solar | PSE&G | Accepted | 2019-08-29 | 2019-09-03 | 2020-09-03 | LG ELECTRONICS | LG 335N1C-V5 | Solar Panels |  | 0.335 | 17 | 216 | 49 |  | Fixed | Roof
Solar Registration Program | NJSRRE1541918380 | Passaic | 7055 | 6 | 12.4 | Residential | Yes | Behind the Meter | Pro Custom Solar dba Momentum Solar | PSE&G | Accepted | 2019-08-29 | 2019-09-03 | 2020-09-03 | Enphase Energy | IQ7-60-2-US | Solar Panels |  | 0.335 | 20 | 36 | 48 |  | Fixed | Roof
Solar Registration Program | NJSRRE1541918380 | Passaic | 7055 | 6 | 12.4 | Residential | Yes | Behind the Meter | Pro Custom Solar dba Momentum Solar | PSE&G | Accepted | 2019-08-29 | 2019-09-03 | 2020-09-03 | Enphase Energy | IQ7-60-2-US | Inverters | 250 |  | 37 |  |  | 0.97 |  | Outdoor | Roof
Solar Registration Program | NJSRRE1542372667 | Toms River | 8753 | 18 | 12.4 | Residential | Yes | Behind the Meter | Eznergy | JCP&L | Final As-Built Received | 2019-09-09 | 2019-09-11 | 2020-09-11 | Trina | TSM310 | Solar Panels |  | 0.31 | 40 | 116 | 25 |  | Fixed | Roof
Solar Registration Program | NJSRRE1542372667 | Toms River | 8753 | 18 | 12.4 | Residential | Yes | Behind the Meter | Eznergy | JCP&L | Final As-Built Received | 2019-09-09 | 2019-09-11 | 2020-09-11 | Enphase | IQ7 | Inverters | 240 |  | 40 |  |  | 0.97 |  | Outdoor | Under panels on rails
Solar Registration Program | NJSRRE1542372667 | Toms River | 8753 | 18 | 12.4 | Residential | Yes | Behind the Meter | Eznergy | JCP&L | Final As-Built Received | 2019-09-09 | 2019-09-11 | 2020-09-11 | Enphase | Envoy S | Meters |  |  | 1 |  |  |  | Yes | Outdoor
Solar Registration Program | NJSRRE1542372854 | Trenton | 8618 | 12 | 12.4 | Residential | Yes | Behind the Meter | Pro Custom Solar dba Momentum Solar | PSE&G | Accepted | 2019-09-09 | 2019-09-11 | 2020-09-11 | LG ELECTRONICS | LG 335N1C-V5 | Solar Panels |  | 0.335 | 18 | 38 | 40 |  | Fixed | Roof
Solar Registration Program | NJSRRE1542372854 | Trenton | 8618 | 12 | 12.4 | Residential | Yes | Behind the Meter | Pro Custom Solar dba Momentum Solar | PSE&G | Accepted | 2019-09-09 | 2019-09-11 | 2020-09-11 | LG ELECTRONICS | LG 335N1C-V5 | Solar Panels |  | 0.335 | 19 | 218 | 41 |  | Fixed | Roof
Solar Registration Program | NJSRRE1542372854 | Trenton | 8618 | 12 | 12.4 | Residential | Yes | Behind the Meter | Pro Custom Solar dba Momentum Solar | PSE&G | Accepted | 2019-09-09 | 2019-09-11 | 2020-09-11 | Enphase Energy | IQ7-60-2-US | Inverters | 250 |  | 37 |  |  | 0.97 |  | Outdoor | Roof
Solar Registration Program | NJSRRE1542376881 | Atlantic Highlands | 7716 | 17 | 12.4 | Residential | Yes | Behind the Meter | Pro Custom Solar dba Momentum Solar | JCP&L | Accepted | 2019-09-10 | 2019-09-12 | 2020-09-12 | LG ELECTRONICS | LG 335N1C-V5 | Solar Panels |  | 0.335 | 2 | 220 | 36 |  | Fixed | Roof
Solar Registration Program | NJSRRE1542376881 | Atlantic Highlands | 7716 | 17 | 12.4 | Residential | Yes | Behind the Meter | Pro Custom Solar dba Momentum Solar | JCP&L | Accepted | 2019-09-10 | 2019-09-12 | 2020-09-12 | LG ELECTRONICS | LG 335N1C-V5 | Solar Panels |  | 0.335 | 17 | 130 | 41 |  | Fixed | Roof
Solar Registration Program | NJSRRE1542376881 | Atlantic Highlands | 7716 | 17 | 12.4 | Residential | Yes | Behind the Meter | Pro Custom Solar dba Momentum Solar | JCP&L | Accepted | 2019-09-10 | 2019-09-12 | 2020-09-12 | LG ELECTRONICS | LG 335N1C-V5 | Solar Panels |  | 0.335 | 10 | 220 | 41 |  | Fixed | Roof
Solar Registration Program | NJSRRE1542376881 | Atlantic Highlands | 7716 | 17 | 12.4 | Residential | Yes | Behind the Meter | Pro Custom Solar dba Momentum Solar | JCP&L | Accepted | 2019-09-10 | 2019-09-12 | 2020-09-12 | LG ELECTRONICS | LG 335N1C-V5 | Solar Panels |  | 0.335 | 8 | 8 | 310 |  | Fixed | Roof
Solar Registration Program | NJSRRE1542376881 | Atlantic Highlands | 7716 | 17 | 12.4 | Residential | Yes | Behind the Meter | Pro Custom Solar dba Momentum Solar | JCP&L | Accepted | 2019-09-10 | 2019-09-12 | 2020-09-12 | Enphase Energy | IQ7-60-2-US | Inverters | 250 |  | 37 |  |  | 0.97 |  | Outdoor | Roof
Solar Registration Program | NJSRRE1542409017 | Barnegat | 8005 | 18 | 12.4 | Residential | Yes | Behind the Meter | All Season Solar | JCP&L | Accepted | 2019-09-16 | 2019-09-18 | 2020-09-18 | Trina | TSM DD05A.05II 310W AUG 2019 | Solar Panels |  | 0.31 | 13 | 127 | 26 |  | Fixed | Roof
Solar Registration Program | NJSRRE1542409017 | Barnegat | 8005 | 18 | 12.4 | Residential | Yes | Behind the Meter | All Season Solar | JCP&L | Accepted | 2019-09-16 | 2019-09-18 | 2020-09-18 | Trina | TSM DD05A.05II 310W AUG 2019 | Solar Panels |  | 0.31 | 5 | 307 | 6 |  | Fixed | Roof
Solar Registration Program | NJSRRE1542409017 | Barnegat | 8005 | 18 | 12.4 | Residential | Yes | Behind the Meter | All Season Solar | JCP&L | Accepted | 2019-09-16 | 2019-09-18 | 2020-09-18 | Trina | TSM DD05A.05II 310W AUG 2019 | Solar Panels |  | 0.31 | 15 | 127 | 26 |  | Fixed | Roof
Solar Registration Program | NJSRRE1542409017 | Barnegat | 8005 | 18 | 12.4 | Residential | Yes | Behind the Meter | All Season Solar | JCP&L | Accepted | 2019-09-16 | 2019-09-18 | 2020-09-18 | Trina | TSM DD05A.05II 310W AUG 2019 | Solar Panels |  | 0.31 | 7 | 127 | 27 |  | Fixed | Roof
Solar Registration Program | NJSRRE1542409017 | Barnegat | 8005 | 18 | 12.4 | Residential | Yes | Behind the Meter | All Season Solar | JCP&L | Accepted | 2019-09-16 | 2019-09-18 | 2020-09-18 | Enphase | IQ7 | Inverters | 240 |  | 40 |  |  | 0.97 |  | Outdoor | Under Module
Solar Registration Program | NJSRRE1542424611 | Hackettstown | 7840 | 2 | 12.4 | Residential | No | Behind the Meter | GenRenew, LLC | JCP&L | Final As-Built Received | 2019-09-20 | 2019-09-24 | 2020-09-24 | Sunpower | SPR-A400-G-AC | Solar Panels |  | 0.4 | 11 | 122 | 40 |  | Fixed | Roof
Solar Registration Program | NJSRRE1542424611 | Hackettstown | 7840 | 2 | 12.4 | Residential | No | Behind the Meter | GenRenew, LLC | JCP&L | Final As-Built Received | 2019-09-20 | 2019-09-24 | 2020-09-24 | Sunpower | SPR-A400-G-AC | Solar Panels |  | 0.4 | 20 | 212 | 34 |  | Fixed | Roof
Solar Registration Program | NJSRRE1542424611 | Hackettstown | 7840 | 2 | 12.4 | Residential | No | Behind the Meter | GenRenew, LLC | JCP&L | Final As-Built Received | 2019-09-20 | 2019-09-24 | 2020-09-24 | sunpower | pvs6 | Meters |  |  | 1 |  |  |  | Yes | Outdoor
Solar Registration Program | NJSRRE1542424611 | Hackettstown | 7840 | 2 | 12.4 | Residential | No | Behind the Meter | GenRenew, LLC | JCP&L | Final As-Built Received | 2019-09-20 | 2019-09-24 | 2020-09-24 | Enphase | IQ7AS-66-ACM-US | Inverters | 320 |  | 31 |  |  | 0.96 |  | Outdoor | microinverters under modules
Solar Registration Program | NJSRRE1542425421 | Atco | 8004 | 14 | 12.4 | Residential | Yes | Behind the Meter | Orbit Energy & Power, LLC | AC Electric | Accepted | 2019-09-23 | 2019-09-24 | 2020-09-24 | trina | tsm310 | Solar Panels |  | 0.31 | 16 | 189 | 20 |  | Fixed | Roof
Solar Registration Program | NJSRRE1542425421 | Atco | 8004 | 14 | 12.4 | Residential | Yes | Behind the Meter | Orbit Energy & Power, LLC | AC Electric | Accepted | 2019-09-23 | 2019-09-24 | 2020-09-24 | trina | tsm310 | Solar Panels |  | 0.31 | 8 | 99 | 20 |  | Fixed | Roof
Solar Registration Program | NJSRRE1542425421 | Atco | 8004 | 14 | 12.4 | Residential | Yes | Behind the Meter | Orbit Energy & Power, LLC | AC Electric | Accepted | 2019-09-23 | 2019-09-24 | 2020-09-24 | trina | tsm310 | Solar Panels |  | 0.31 | 8 | 279 | 20 |  | Fixed | Roof
Solar Registration Program | NJSRRE1542425421 | Atco | 8004 | 14 | 12.4 | Residential | Yes | Behind the Meter | Orbit Energy & Power, LLC | AC Electric | Accepted | 2019-09-23 | 2019-09-24 | 2020-09-24 | trina | tsm310 | Solar Panels |  | 0.31 | 8 | 9 | 20 |  | Fixed | Roof
Solar Registration Program | NJSRRE1542425421 | Atco | 8004 | 14 | 12.4 | Residential | Yes | Behind the Meter | Orbit Energy & Power, LLC | AC Electric | Accepted | 2019-09-23 | 2019-09-24 | 2020-09-24 | enphase | iq7 | Inverters | 240 |  | 40 |  |  | 0.986 |  | Outside | 0.9
Solar Registration Program | NJSRRE1542425421 | Atco | 8004 | 14 | 12.4 | Residential | Yes | Behind the Meter | Orbit Energy & Power, LLC | AC Electric | Accepted | 2019-09-23 | 2019-09-24 | 2020-09-24 | enphase | envoy | Meters |  |  | 1 |  |  |  | Yes | Outdoor
Solar Registration Program | NJSRRE1542429139 | Monroeville | 8343 | 16 | 12.4 | Residential | Yes | Behind the Meter | Solar Energy World | AC Electric | Accepted | 2019-09-23 | 2019-09-25 | 2020-09-25 | LONGi Green Energy Technology | LR6-60PE-310M | Solar Panels |  | 0.31 | 40 | 165 | 33 |  | Fixed | Roof
Solar Registration Program | NJSRRE1542429139 | Monroeville | 8343 | 16 | 12.4 | Residential | Yes | Behind the Meter | Solar Energy World | AC Electric | Accepted | 2019-09-23 | 2019-09-25 | 2020-09-25 | Fronius USA | IG Plus Advance 10.0-1 | Inverters | 10000 |  | 1 |  |  | 0.95 |  | Outside | near meter